## N0_Cover
RIIO-2 Business Plan Data Template
Scottish Power Transmission
Workbook N: NARM
Submission Version 3.0 - Submitted on 09 Dec 2019
Template Version: v3.0
Sheet: N0 Cover
Prices Base: 2018/19
Error Checks: OK
- | - | -
Template Version (Number) | v3.0
Company Name | Scottish Power Transmission
Company Short Name | SPT
Workbook | N: NARM
Submission Version (Number) | 3.0
Submitted Date | 2019-12-09
File Name | RIIO_T2_BPDT_N_NARM_SPT_v3.0
Licensees
Company Name | Company Short Name | Sector
National Grid Electricity Transmission | NGET | ET
Scottish Hydro Electric Transmission | SHET | ET
Scottish Power Transmission | SPT | ET
Cadent - East of England | EoE | GD
Cadent - London | Lon | GD
Cadent - North West | NW | GD
Cadent - West Midlands | WM | GD
Northern Gas Networks | NGN | GD
Scotia Gas Networks - Scotland | Sc | GD
Scotia Gas Networks - Southern | So | GD
Wales and West Utilities | WWU | GD
National Grid Gas Transmission | NGGT | GT
Version Number Convention
To be agreed
Colour Key (to be agreed cross sector)
Non-editable cell | abc
Ofgem input cell
Company input cell | 12.3
Calculation cell (sub-total) | 12.3
Calculation cell (total) | 12.3
Link from other sheet in workbook | 12.3
Link from other workbook | 12.3
Input not relevant
[Any other colour keys required?]

## N0.1_Contents (hidden)
RIIO-2 Business Plan Data Template
Scottish Power Transmission
Workbook N: NARM
Submission Version 3.0 - Submitted on 09 Dec 2019
Template Version: v3.0
Sheet: N0.1 Contents
Prices Base: 2018/19
Error Checks: OK
- | - | - | -
Tab Name | Worksheet title | Link | Tab Name Check | Data Error Check
N0_Cover | N0 Cover | Go | OK | -
N0.1_Contents | N0.1 Contents | Go | OK | -
N0.2_Submission_Version_History | N0.2 Submission Version History | Go | OK | -
N0.3_Template_Version_History | N0.3 Template Version History | Go | OK | -
N0.4_Related_Workbooks | N0.5 Related Workbooks | Go | OK | -
N0.5_Data_Constants | N0.6 Data Constants | Go | OK | -
N0.6_Lookup_References | N0.6 Lookup References | Go | OK | -
|  | - | - | -
N1_Output_Delivery | N1 Output Delivery | Go | OK | -
N1.0_Intervention_Summary | N1.0_Intervention_Summary | Go | OK | -
N1.1_Intervention_Definitions | N1.1 Intervention Definitions | Go | OK | -
N1.2_Intervention_Listing | N1.2 Intervention Listing | Go | OK | -
N1.3_Project_Listing | N1.3 Project Listing |  | Not Published
|  | - | - | -
N2_Network_Risk | N2 Network Risk | Go | OK | -
N2.1_Network_Risk_Summary | N2.1 Network Risk Summary | Go | OK | -
N2.2_Risk_Bandings | N2.2 Risk Bandings | Go | OK | -
N2.3.1_Total_Risk_Fore_Int_2021 | N2.3.1 Total Risk Forecast - End of 2020/21 | Go | OK | -
N2.3.2_Total_Risk_WO_Int_2026 | N2.3.2 Total Risk Without Intervention - End of 2025/26 | Go | OK | -
N2.3.3_Total_Risk_W_Int_2026 | N2.3.3 Total Risk With Intervention - End of 2025/26 | Go | OK | -
N2.4.1_Risk_Comp_WO_Int_2021 | N2.4.1 Risk Components Without Intervention - End of 2020/21 | Go | OK | -
N2.4.2_Risk_Comp_WO_Int_2026 | N2.4.1 Risk Components Without Intervention - End of 2025/26 | Go | OK | -
N2.4.3_Risk_Comp_W_Int_2026 | N2.4.1 Risk Components With Intervention - End of 2025/26 | Go | OK | -
|  | - | - | -
N3_Asset_Category_Risk | N3 Asset Category Risk | Go | OK | -
N3.00_Asset_Cat_Risk_Summary | N3.00 Asset Category Risk Summary | Go | OK | -
N3.99_Long_Term_Benefit_Summary | N3.99 Long Term Risk Benefit Summary | Go | OK | -
N3.01 | N3.01 132kV Circuit Breaker | Go | OK | -
N3.02 | N3.02 132kV Transformer | Go | OK | -
N3.03 | N3.03 132kV Reactor | Go | OK | -
N3.04 | N3.04 132kV Underground Cable | Go | OK | -
N3.05 | N3.05 132kV OHL Conductor | Go | OK | -
N3.06 | N3.06 132kV OHL Fittings | Go | OK | -
N3.13 | N3.13 132kV OHL Tower | Go | OK | -
N3.14 | N3.14 275kV Circuit Breaker | Go | OK | -
N3.15 | N3.15 275kV Transformer | Go | OK | -
N3.16 | N3.16 275kV Reactor | Go | OK | -
N3.17 | N3.17 275kV Underground Cable | Go | OK | -
N3.18 | N3.18 275kV OHL Conductor | Go | OK | -
N3.19 | N3.19 275kV OHL Fittings | Go | OK | -
N3.20 | N3.20 275kV OHL Tower | Go | OK | -
N3.21 | N3.21 400kV Circuit Breaker | Go | OK | -
N3.22 | N3.22 400kV Transformer | Go | OK | -
N3.23 | N3.23 400kV Reactor | Go | OK | -
N3.27 | N3.27 400kV Underground Cable | Go | OK | -
N3.28 | N3.28 400kV OHL Conductor | Go | OK | -
N3.29 | N3.29 400kV OHL Fittings | Go | OK | -
N3.30 | N3.30 400kV OHL Tower | Go | OK | -
N3.31 | N3.31 No entry required | Go | OK | -
N3.32 | N3.32 No entry required | Go | OK | -
N3.33 | N3.33 No entry required | Go | OK | -
N3.34 | N3.34 No entry required | Go | OK | -
N3.35 | N3.35 No entry required | Go | OK | -
N3.36 | N3.36 No entry required | Go | OK | -
N3.37 | N3.37 No entry required | Go | OK | -
N3.38 | N3.38 No entry required | Go | OK | -
N3.40 | N3.40 No entry required | Go | OK | -
N3.41 | N3.41 No entry required | Go | OK | -
N3.42 | N3.42 No entry required | Go | OK | -
N3.43 | N3.43 No entry required | Go | OK | -
N3.44 | N3.44 No entry required | Go | OK | -
N3.45 | N3.45 No entry required | Go | OK | -
N3.46 | N3.46 No entry required | Go | OK | -
N3.47 | N3.47 No entry required | Go | OK | -
|  | - | -

## N0.2_Submission_Version_History
RIIO-2 Business Plan Data Template
Scottish Power Transmission
Workbook N: NARM
Submission Version 3.0 - Submitted on 09 Dec 2019
Template Version: v3.0
Sheet: N0.2 Submission Version History
Prices Base: 2018/19
Error Checks: OK
- | - | - | - | - | - | -
Colour Key
Details of submission to be entered by licensee
Summary details of specific table changes to be entered by licensee
Insert Rows as Required
Versions |  |  | Details of Changes from Previous Version
Submission Version | Reason for submission version | Version Issue Date | Change number | Tables Changed | Description of Change | Responsible
3.0 | RIIO2 Business Plan Submission | 2019-12-09
|  |  | 1 | N2.x | Inculsion of price control deliverable and load related replacement projects. | SPT
|  |  |  | Various | Updates to SPT NARM COF inputs across asset categories correcting issue identified. | SPT

## N0.3_Template_Version_History
RIIO-2 Business Plan Data Template
Scottish Power Transmission
Workbook N: NARM
Submission Version 3.0 - Submitted on 09 Dec 2019
Template Version: v3.0
Sheet: N0.3 Template Version History
Prices Base: 2018/19
Error Checks: OK
- | - | - | - | - | - | -
Versions |  |  | Details of Changes from Previous Version
Template Version | Purpose of version | Version Issue Date | Change number | Tables Changed | Description of Change | Changed by
0.1 | Early version for NARM working group member review | 2019-01-25
0.1
0.2 | For discussion at NARM working group no. 4 22/02/2019 | 2019-02-22
0.2 |  |  | 1 |  | Minor updates ahead of w/g meeting. | Neill Guha, Ofgem
0.3-0.4 | Internal development versions | N/A
0.3-0.4
0.5 | For discussion at NARM working group no. 29/03/2019 | 2019-03-26
0.5 |  |  | 2 | N0.1 | Draft GT and GD versions added | Neill Guha, Ofgem
0.5 |  |  | 3 | N2.1 | Summary content added and linked to other sheets (previously no content) - fully autopopulated sheet | Neill Guha, Ofgem
0.5 |  |  | 4 | N2.2 | Alternative format of risk banding - original table still included in pack for info (renamed N2.2_Risk_Banding_Original) | Neill Guha, Ofgem
0.5 |  |  | 5 | N2.3.1, N2.3.2, N2.3.3 | Amended to adopt the alternative risk banding | Neill Guha, Ofgem
0.5 |  |  | 6 | N2.4.1, N2.4.2, N2.4.3 | Combined the previously separate tables on environmental, safety, system risk into single tables and adopted the alternative risk banding | Neill Guha, Ofgem
0.5 |  |  | 7 | N3 | Summary content added and linked to N3.xx sheets (previously no content) - fully autopopulated sheet
0.5 |  |  | 8 | N3.xx tables | Adopted the alternative form risk banding and re-structured. Additional tables added for all ET asset categories. | Neill Guha, Ofgem
0.6 | Internal development following W/G on 29/03/2019 | N/A
|  |  | 9 | All | Added data error check rows under header | Neill Guha, Ofgem
|  |  | 10 | N0.1 | Updated table listing - added data error checking | Neill Guha, Ofgem
|  |  | 11 | N0.2 | Added submission version history tab | Neill Guha, Ofgem
|  |  | 12 | N0.4 | Added related workbook tab | Neill Guha, Ofgem
|  |  | 13 | N0.5 | Added data constants tab | Neill Guha, Ofgem
|  |  | 14 | N0.6 | Added lookup references tab | Neill Guha, Ofgem
|  |  | 15 | N1.1 | Added general definitions for interventions | Neill Guha, Ofgem
|  |  | 16 | N1.3 | Modified project/scheme detail columns | Neill Guha, Ofgem
|  |  | 17 | N2.1 | Rearranged asset listing | Neill Guha, Ofgem
|  |  | 18 | N3.00 | Renumbered from N3. Corrected formula errors | Neill Guha, Ofgem
|  |  | 19 | N3.xx | Renumbered asset tables. Dropped tab descriptor from tab titles to aid linking. | Neill Guha, Ofgem
ET.1.0 | For ET finalisation | 2019-04-01
|  |  | 20 |  | As 0.6 - for issue to ETOs | Neill Guha, Ofgem
GD.1.0 | For GD finalisation | 2019-04-01
|  |  | 21 |  | 0.6 updated for GD asset categories - for issue to GDNs | Neill Guha, Ofgem
GT.1.0 | For GT finalisation | 2019-04-01
|  |  | 22 |  | 0.6 updated for GT asset categories - for issue to NGGT | Neill Guha, Ofgem
GT.1.1 | For GT finalisation | TBC
GT.1.1 |  |  | 23 | Workbook | File type changed to Excel Binary Workbook (.xlsb) | Neill Guha, Ofgem
GT.1.1 |  |  | 24 | N0.1, N0.6, N2.1, N2.2, N2.3.1-N2.3.3, N2.4.1-N2.4.3, N3.00, N3(category specific tabs) | GD asset categories updated to align with 18 secondary asset categories of current NOMs Methodology | Neill Guha, Ofgem
GT.1.1 |  |  | 25 | N0.5 Data Constants | Added 'Year(s)' and 'Units' columns | Neill Guha, Ofgem
GT.1.1 |  |  | 26 | N3.99 | New table added to summarise long term risk benefits - autopopulated from N3(category specific) tabs. | Neill Guha, Ofgem
GT.1.1 |  |  | 27 | All | Error corrections | Neill Guha, Ofgem
GT.1.2 | For GT July Business Plan submission
GT.1.2 |  |  | 28 | N3(category specific tabs) | Reduced from annual movements (8 time steps) to two time steps (i.e. remaining three years of RIIO-1 and five years of RIIO-2) | Neill Guha, Ofgem
GT.1.2 |  |  | 29 | N3(category specific tabs) | Added 'Asset Replacement (CoF Driven)' and 'Asset Refurbishment (CoF Driven)' as driver categories | Neill Guha, Ofgem
GT.1.2 |  |  | 30 | N3.99 | Removed year by year to align with change 27 above. | Neill Guha, Ofgem
GT.1.2 |  |  | 31 | N3.00 | Updated to align with changes 27 and 28. | Neill Guha, Ofgem
GT.1.3 | Error corrections | Not issued
GT.1.3 |  |  | 32 | N2.1-N2.3.3 | Column B. Changed Asset Category names to indirect referencing to make easier to apply changes across sectors. | Neill Guha, Ofgem
GT.1.4 | Revised version for October submission | 2019-08-13
GT.1.4 |  |  | 33 | N0.1, N0.6, N2.1, N2.2, N2.3.1-N2.3.3, N2.4.1-N2.4.3, N3.00, N3.99, N3(category specific tabs) | GT's NARM asset categories reduced to 37 secondary asset categories to exclude 10 SACs with no monetised risk value in rebasing. | Leo Kong, Ofgem
GT.1.4 |  |  | 34 | N0.1 | New Tab 'N1.0_Intervention_Summary' added to N1 tab list | Leo Kong, Ofgem
GT.1.4 |  |  | 34 | N1.0 | New Tab 'N1.0_Intervention_Summary' added to summarise intervention data in Tab 1.2. | Leo Kong, Ofgem
GT.1.4 |  |  | 35 | N1.3 | Table blocks from Column AE to Column CZ removed as input from Column F to Column AC would suffice. | Leo Kong, Ofgem
GT.1.4 |  |  | 36 | N2.1 | Formula of Column G updated to exclude 'Non-Intervention' delta | Leo Kong, Ofgem
GT.1.4 |  |  | 37 | N2.1 | Formulas in Column N to P updated to point to volumes in source sheets, not risk. | Leo Kong, Ofgem
GT.1.4 |  |  | 38 | N2.1 | Formulas in Column Q to S updated to reference exact intervention volumes | Leo Kong, Ofgem
GT.1.4 |  |  | 39 | N2.1 | Formulas in Column AD updated to check the risk delta difference between the data sources from N2 tabs and N3 tabs | Leo Kong, Ofgem
GT.1.4 |  |  | 40 | N2.1 | Update units for volumes tables to keep consistency | Leo Kong, Ofgem
GT.1.4 |  |  | 41 | N2.2 | P10 in Column W of 'PoF/Health - Maximum point in band' is now company input as the original cap of '1.0' in P10 does not work in some cases where failure rate (rather than PoF) is used as health indicator. | Leo Kong, Ofgem
GT.1.4 |  |  | 42 | N2.3* | Update units in PoF tables to 'None' | Leo Kong, Ofgem
GT.1.4 |  |  | 43 | N2.4* | Update number formatting for 'total' in Column N and AA to be consistent with other total formats | Leo Kong, Ofgem
GT.1.4 |  |  | 44 | N2.4.3 | Update formula of Total Risk in Column D to M and Column Q to ZZ to point to tab N2.3.3 not N2.3.2 | Leo Kong, Ofgem
GT.1.4 |  |  | 45 | N3.00 | For table block of 'Summary: Risk Movements Over RIIO-2': Formula of Column AB updated to exclude data in Column D and E to represent 'Non-Intervention' effect; Move checks in Column AJ to Column AP to line up with Volume check below; | Leo Kong, Ofgem
GT.1.4 |  |  | 46 | N3.00 | For table block of 'Summary: Asset Volumes Over RIIO-2': Column Y to AH updated to represent the intervention impact on asset volumes; Column AJ to AO updated to compare the intervention volumes from Tab N1.2 against intervention impact from Tabs N3.xx; | Leo Kong, Ofgem
GT.1.4 |  |  | 47 | N3.99 | Change formula in Column I to reference cell Q36 (lifetime benefit cell) of source sheets, not Q34 | Leo Kong, Ofgem
GT.1.4 |  |  | 48 | N3(category specific tabs) | Column Q, AG, AT and AU: auto-calculation added to driver categories of 'Asset Replacement (CoF Driven)' and 'Asset Refurbishment (CoF Driven)' | Leo Kong, Ofgem
v2.0 | Revised version for feedback for December submission | 2019-08-16
v2.0 |  |  | 49 | N0, N0.1, N0.6, N2 tabs and N3 tabs | Merge three sectors' templates into one version (BPDT_N_NARM_v2.0) for December submission, based on GT's NARM asset numbers of 37 in total. | Leo Kong, Ofgem
v2.0 |  |  | 50 | N1.2 | Move 'Total to end R1' and 'RIIO-2 Total' to Column T and U respectively | Leo Kong, Ofgem
v2.0 |  |  | 51 | N1.3 | Move 'Delta' to Column AC | Leo Kong, Ofgem
v2.0 |  |  | 52 | N2.1 | Update formula for 'Total' in Row 57 to include all assets above. Table heading in cell D16 changed to '2020/21 Forecast' | Leo Kong, Ofgem
v2.0 |  |  | 53 | N2.3.1 | Change the worksheet title to 'N2.3.1 Total Risk Forecast - End of 2020/21' | Leo Kong, Ofgem
v2.0 |  |  | 54 | N2.3* | Update formula for 'Total' in Row 54 to include all assets above. | Leo Kong, Ofgem
v2.0 |  |  | 55 | N3.00 | Update formula for 'Total' in Row 54 to include all assets above. | Leo Kong, Ofgem
v2.0 |  |  | 56 | N3.00, N3.99 | Insert one empty Row 15 to make table rows consistent with N2 tabs | Leo Kong, Ofgem
v2.0 |  |  | 57 | N3(category specific tabs) | For 'Long Term Benefit of Interventions During RIIO-2', only one overall input is required, i.e. at R10 band (cell P36) | Leo Kong, Ofgem
v3.0 | Final version for December submission | 2019-09-20
|  |  | 58 | All tabs | Template heading changed from 'RIIO-T2' to 'RIIO-2' for across sector version. | Leo Kong, Ofgem
|  |  | 59 | N0.6 | Asset unit updated for OHL fittings in ET and Services in GD. | Leo Kong, Ofgem
|  |  | 60 | N1.0 | Formula updated to link re-arranged columns in tab N1.2. | Leo Kong, Ofgem
|  |  | 61 | N1.1 | Intervention definitions updated to in line with template guidance (i.e. 'Consequential Intervention’ changed to 'Indirect Intervention') | Leo Kong, Ofgem
|  |  | 62 | N1.2 | 'Intervention Type ID' introduced in Column A (range from IT1 to IT200) for reference purpose. 2019 intervention volume input is no longer required. | Leo Kong, Ofgem
|  |  | 63 | N1.3 | Intervention Type ID' introduced in Column E with drop down list input referencing to tab N1.2. Extra rows inserted to Row 200. | Leo Kong, Ofgem
|  |  | 64 | N2.2 | Cell formatting updated to match decimal point requirement of Risk and PoF values as per template guidance. | Leo Kong, Ofgem
|  |  | 65 | N3.00 | Formula in check against N1.2 updated to match re-arragnged structure of N1.2. Referencing intervention volume from Column T in each N3 asset category tab. | Leo Kong, Ofgem
|  |  | 66 | N3.00, N3.99 | Extra one row inserted above Row16 to line up asset list table with N2 tabs. | Leo Kong, Ofgem

## N0.4_Related_Workbooks
RIIO-2 Business Plan Data Template
Scottish Power Transmission
Workbook N: NARM
Submission Version 3.0 - Submitted on 09 Dec 2019
Template Version: v3.0
Sheet: N0.5 Related Workbooks
Prices Base: 2018/19
Error Checks: OK
- | - | - | - | - | - | -
Add rows if required
Linked To
No. | Workbook Title | File Name | Version No. | Version Date | URL (if relevant) | Explanation of Relationship
Linked From
No. | Workbook Title | File Name | Version No. | Version Date | URL (if relevant) | Explanation of Relationship

## N0.5_Data_Constants
RIIO-2 Business Plan Data Template
Scottish Power Transmission
Workbook N: NARM
Submission Version 3.0 - Submitted on 09 Dec 2019
Template Version: v3.0
Sheet: N0.6 Data Constants
Prices Base: 2018/19
Error Checks: OK
- |  | - | - | - | - | - | -
Data Constants
Constant | Year(s) | Value | Units
Price Base for Business Plan Expenditure | All | 2018/19
VOLL
Cost of Carbon

## N0.6_Lookup_References
RIIO-2 Business Plan Data Template
Scottish Power Transmission
Workbook N: NARM
Submission Version 3.0 - Submitted on 09 Dec 2019
Template Version: v3.0
Sheet: N0.6 Lookup References
Prices Base: 2018/19
Error Checks: OK
- | - | - | - | - | - | - | - | - | -
NARM Assets | ET
Asset Categories | Units |  | ET | Units | GD | Units | GT | Units | Row ref | ID
132kV Circuit Breaker | # |  | 132kV Circuit Breaker | # | LTS Pipelines (Piggable) | km | Cladding | # | 1 | 1
132kV Transformer | # |  | 132kV Transformer | # | LTS Pipelines (Non Piggable) | km | After coolers | # | 2 | 2
132kV Reactor | # |  | 132kV Reactor | # | Iron Mains | km | Air Intake | # | 3 | 3
132kV Underground Cable | km |  | 132kV Underground Cable | km | PE Mains | km | Exhausts | # | 4 | 4
132kV OHL Conductor | km |  | 132kV OHL Conductor | km | Steel Mains | km | Boundary Controllers | # | 5 | 5
132kV OHL Fittings | # |  | 132kV OHL Fittings | # | Other Mains | km | Cab ventilation | # | 6 | 6
132kV OHL Tower | # |  | 132kV OHL Tower | # | Services | # | Fuel tanks & bunds | # | 7 | 13
275kV Circuit Breaker | # |  | 275kV Circuit Breaker | # | Risers | # | Compressor | # | 8 | 14
275kV Transformer | # |  | 275kV Transformer | # | Offtake Filters | # | Cathodic Protection | # | 9 | 15
275kV Reactor | # |  | 275kV Reactor | # | PRS Filters | # | Electrical - including standby generators | # | 10 | 16
275kV Underground Cable | km |  | 275kV Underground Cable | km | Offtake Slamshut/Regulators | # | Electrical - safe shutdown | # | 11 | 17
275kV OHL Conductor | km |  | 275kV OHL Conductor | km | PRS Slamshut/Regulators | # | Filters and Scrubbers (incl. Condensate Tanks) | # | 12 | 18
275kV OHL Fittings | # |  | 275kV OHL Fittings | # | Offtake Pre-heating | # | Fire and gas detection | # | 13 | 19
275kV OHL Tower | # |  | 275kV OHL Tower | # | PRS Pre-heating | # | Fire Suppression | # | 14 | 20
400kV Circuit Breaker | # |  | 400kV Circuit Breaker | # | Odorisation & Metering | # | Flow or pressure regulator | # | 15 | 21
400kV Transformer | # |  | 400kV Transformer | # | District Governors | # | Gas analyser | # | 16 | 22
400kV Reactor | # |  | 400kV Reactor | # | I&C Governors | # | Gas Generator | # | 17 | 23
400kV Underground Cable | km |  | 400kV Underground Cable | km | Service Governors | # | Metering | # | 18 | 27
400kV OHL Conductor | km |  | 400kV OHL Conductor | km | No entry required | - | Fuel gas metering | # | 19 | 28
400kV OHL Fittings | # |  | 400kV OHL Fittings | # | No entry required | - | Network control and instrumentation | # | 20 | 29
400kV OHL Tower | # |  | 400kV OHL Tower | # | No entry required | - | Odorisation Plant | # | 21 | 30
No entry required | - |  | No entry required | - | No entry required | - | Pig Trap | # | 22 | 31
No entry required | - |  | No entry required | - | No entry required | - | Above Ground Pipe and Coating | km | 23 | 32
No entry required | - |  | No entry required | - | No entry required | - | Below Ground Pipe and Coating | km | 24 | 33
No entry required | - |  | No entry required | - | No entry required | - | Power turbine | # | 25 | 34
No entry required | - |  | No entry required | - | No entry required | - | Preheaters | # | 26 | 35
No entry required | - |  | No entry required | - | No entry required | - | Station process control system | # | 27 | 36
No entry required | - |  | No entry required | - | No entry required | - | Unit Control System | # | 28 | 37
No entry required | - |  | No entry required | - | No entry required | - | AntiSurge System | # | 29 | 38
No entry required | - |  | No entry required | - | No entry required | - | Starter motor | # | 30 | 40
No entry required | - |  | No entry required | - | No entry required | - | Vent System | # | 31 | 41
No entry required | - |  | No entry required | - | No entry required | - | Electrical variable speed drive | # | 32 | 42
No entry required | - |  | No entry required | - | No entry required | - | Locally actuated valves | # | 33 | 43
No entry required | - |  | No entry required | - | No entry required | - | Non Return Valve | # | 34 | 44
No entry required | - |  | No entry required | - | No entry required | - | Remote Isolation Valves | # | 35 | 45
No entry required | - |  | No entry required | - | No entry required | - | Process valves | # | 36 | 46
No entry required | - |  | No entry required | - | No entry required | - | Slam shut | # | 37 | 47
END | END |  | END | END | END | END | END | END | END
Funding Category
Category | Explanation
A1 | NARM Funding Mechanism
A2 | Funding Under Separate Mechanism
A3 | Ringfenced Project/Activitity
B | Non NARM Assets
END | END

## N1_Output_Delivery
RIIO-2 Business Plan Data Template
Scottish Power Transmission
Workbook N: NARM
Submission Version 3.0 - Submitted on 09 Dec 2019
Template Version: v3.0
Sheet: N1 Output Delivery
Prices Base: 2018/19
Error Checks: OK
- | - | - | - | - | - | - | - | - | - | - | - | - | - | - | -

## N1.0_Intervention_Summary
RIIO-2 Business Plan Data Template
Scottish Power Transmission
Workbook N: NARM
Submission Version 3.0 - Submitted on 09 Dec 2019
Template Version: v3.0
Sheet: N1.0_Intervention_Summary
Prices Base: 2018/19
Error Checks: OK
- | - | - | - | - | - | - | - | - | - | - | - | - | -
Assumed volume of interventions in plan
| Intervention Category | Asset Category | Units | 2019 | 2020 | 2021 | 2022 | 2023 | 2024 | 2025 | 2026 | Total to end R1 | RIIO-2 Total
| All Interventions | 132kV Circuit Breaker | # | 0 | 11 | 21 | 5 | 0 | 16 | 0 | 7 | 32 | 28
| All Interventions | 132kV Transformer | # | 0 | 7 | 4 | 0 | 4 | 2 | 2 | 2 | 11 | 10
| All Interventions | 132kV Reactor | # | 0 | 0 | 0 | 0 | 0 | 0 | 0 | 0 | 0 | 0
| All Interventions | 132kV Underground Cable | km | 0 | 36.16 | 3.2 | 0 | 0 | 31.4426 | 0 | 17.5697 | 39.36 | 49.0123
| All Interventions | 132kV OHL Conductor | km | 0 | 26.8193 | 137.542 | 0 | 70.1845 | 61.943 | 71.3621 | 81.4116 | 164.3613 | 284.9012
| All Interventions | 132kV OHL Fittings | # | 0 | 213 | 366 | 0 | 276 | 70 | 0 | 248 | 579 | 594
| All Interventions | 132kV OHL Tower | # | 0 | 47 | 0 | 0 | 46 | 11 | 43 | 564 | 47 | 664
| All Interventions | 275kV Circuit Breaker | # | 0 | 10 | 13 | 0 | 0 | 3 | 2 | 34 | 23 | 39
| All Interventions | 275kV Transformer | # | 0 | 3 | 2 | 2 | 4 | 6 | 5 | 1 | 5 | 18
| All Interventions | 275kV Reactor | # | 0 | 2 | 2 | 0 | 0 | 0 | 0 | 2 | 4 | 2
| All Interventions | 275kV Underground Cable | km | 0 | 0.32 | 0 | 0 | 9.0006 | 1.2 | 0 | 2.512 | 0.32 | 12.7126
| All Interventions | 275kV OHL Conductor | km | 0 | 21.588 | 58.981 | 0 | 27.9315 | 8.0477 | 103.0202 | 65.2914 | 80.569 | 204.2908
| All Interventions | 275kV OHL Fittings | # | 0 | 676 | 180 | 0 | 28 | 0 | 108 | 199 | 856 | 335
| All Interventions | 275kV OHL Tower | # | 0 | 0 | 3 | 0 | 6 | 15 | 99 | 238 | 3 | 358
| All Interventions | 400kV Circuit Breaker | # | 0 | 2 | 4 | 0 | 0 | 11 | 0 | 4 | 6 | 15
| All Interventions | 400kV Transformer | # | 0 | 2 | 0 | 0 | 0 | 0 | 2 | 2 | 2 | 4
| All Interventions | 400kV Reactor | # | 0 | 2 | 1 | 0 | 0 | 2 | 0 | 0 | 3 | 2
| All Interventions | 400kV Underground Cable | km | 0 | 0 | 0 | 0 | 0 | 0 | 0 | 0 | 0 | 0
| All Interventions | 400kV OHL Conductor | km | 0 | 0 | 0 | 33.8518 | 161.4415 | 0 | 177.0553 | 175.8629 | 0 | 548.2115
| All Interventions | 400kV OHL Fittings | # | 0 | 12 | 0 | 98 | 463 | 0 | 0 | 83 | 12 | 644
| All Interventions | 400kV OHL Tower | # | 0 | 0 | 0 | 0 | 319 | 2 | 178 | 41 | 0 | 540
| All Interventions | No entry required | - | 0 | 0 | 0 | 0 | 0 | 0 | 0 | 0 | 0 | 0
| All Interventions | No entry required | - | 0 | 0 | 0 | 0 | 0 | 0 | 0 | 0 | 0 | 0
| All Interventions | No entry required | - | 0 | 0 | 0 | 0 | 0 | 0 | 0 | 0 | 0 | 0
| All Interventions | No entry required | - | 0 | 0 | 0 | 0 | 0 | 0 | 0 | 0 | 0 | 0
| All Interventions | No entry required | - | 0 | 0 | 0 | 0 | 0 | 0 | 0 | 0 | 0 | 0
| All Interventions | No entry required | - | 0 | 0 | 0 | 0 | 0 | 0 | 0 | 0 | 0 | 0
| All Interventions | No entry required | - | 0 | 0 | 0 | 0 | 0 | 0 | 0 | 0 | 0 | 0
| All Interventions | No entry required | - | 0 | 0 | 0 | 0 | 0 | 0 | 0 | 0 | 0 | 0
| All Interventions | No entry required | - | 0 | 0 | 0 | 0 | 0 | 0 | 0 | 0 | 0 | 0
| All Interventions | No entry required | - | 0 | 0 | 0 | 0 | 0 | 0 | 0 | 0 | 0 | 0
| All Interventions | No entry required | - | 0 | 0 | 0 | 0 | 0 | 0 | 0 | 0 | 0 | 0
| All Interventions | No entry required | - | 0 | 0 | 0 | 0 | 0 | 0 | 0 | 0 | 0 | 0
| All Interventions | No entry required | - | 0 | 0 | 0 | 0 | 0 | 0 | 0 | 0 | 0 | 0
| All Interventions | No entry required | - | 0 | 0 | 0 | 0 | 0 | 0 | 0 | 0 | 0 | 0
| All Interventions | No entry required | - | 0 | 0 | 0 | 0 | 0 | 0 | 0 | 0 | 0 | 0
| All Interventions | No entry required | - | 0 | 0 | 0 | 0 | 0 | 0 | 0 | 0 | 0 | 0
| Replacement | 132kV Circuit Breaker | # | 0 | 8 | 21 | 5 | 0 | 16 | 0 | 7 | 29 | 28
| Replacement | 132kV Transformer | # | 0 | 2 | 2 | 0 | 3 | 0 | 1 | 0 | 4 | 4
| Replacement | 132kV Reactor | # | 0 | 0 | 0 | 0 | 0 | 0 | 0 | 0 | 0 | 0
| Replacement | 132kV Underground Cable | km | 0 | 0 | 3.2 | 0 | 0 | 9.0614 | 0 | 17.5697 | 3.2 | 26.6311
| Replacement | 132kV OHL Conductor | km | 0 | 0 | 137.542 | 0 | 70.1845 | 56.7745 | 71.3621 | 81.4116 | 137.542 | 279.7327
| Replacement | 132kV OHL Fittings | # | 0 | 213 | 366 | 0 | 276 | 48 | 0 | 248 | 579 | 572
| Replacement | 132kV OHL Tower | # | 0 | 0 | 0 | 0 | 46 | 0 | 0 | 123 | 0 | 169
| Replacement | 275kV Circuit Breaker | # | 0 | 10 | 13 | 0 | 0 | 3 | 2 | 34 | 23 | 39
| Replacement | 275kV Transformer | # | 0 | 2 | 2 | 2 | 4 | 5 | 4 | 1 | 4 | 16
| Replacement | 275kV Reactor | # | 0 | 1 | 0 | 0 | 0 | 0 | 0 | 0 | 1 | 0
| Replacement | 275kV Underground Cable | km | 0 | 0.32 | 0 | 0 | 0 | 1.2 | 0 | 2.512 | 0.32 | 3.712
| Replacement | 275kV OHL Conductor | km | 0 | 21.588 | 58.981 | 0 | 27.9315 | 0 | 0 | 0 | 80.569 | 27.9315
| Replacement | 275kV OHL Fittings | # | 0 | 676 | 180 | 0 | 28 | 0 | 108 | 199 | 856 | 335
| Replacement | 275kV OHL Tower | # | 0 | 0 | 3 | 0 | 0 | 0 | 0 | 6 | 3 | 6
| Replacement | 400kV Circuit Breaker | # | 0 | 1 | 1 | 0 | 0 | 0 | 0 | 4 | 2 | 4
| Replacement | 400kV Transformer | # | 0 | 0 | 0 | 0 | 0 | 0 | 0 | 0 | 0 | 0
| Replacement | 400kV Reactor | # | 0 | 0 | 1 | 0 | 0 | 2 | 0 | 0 | 1 | 2
| Replacement | 400kV Underground Cable | km | 0 | 0 | 0 | 0 | 0 | 0 | 0 | 0 | 0 | 0
| Replacement | 400kV OHL Conductor | km | 0 | 0 | 0 | 0 | 161.4415 | 0 | 0 | 148.2829 | 0 | 309.7244
| Replacement | 400kV OHL Fittings | # | 0 | 12 | 0 | 98 | 463 | 0 | 0 | 83 | 12 | 644
| Replacement | 400kV OHL Tower | # | 0 | 0 | 0 | 0 | 0 | 0 | 0 | 1 | 0 | 1
| Replacement | No entry required | - | 0 | 0 | 0 | 0 | 0 | 0 | 0 | 0 | 0 | 0
| Replacement | No entry required | - | 0 | 0 | 0 | 0 | 0 | 0 | 0 | 0 | 0 | 0
| Replacement | No entry required | - | 0 | 0 | 0 | 0 | 0 | 0 | 0 | 0 | 0 | 0
| Replacement | No entry required | - | 0 | 0 | 0 | 0 | 0 | 0 | 0 | 0 | 0 | 0
| Replacement | No entry required | - | 0 | 0 | 0 | 0 | 0 | 0 | 0 | 0 | 0 | 0
| Replacement | No entry required | - | 0 | 0 | 0 | 0 | 0 | 0 | 0 | 0 | 0 | 0
| Replacement | No entry required | - | 0 | 0 | 0 | 0 | 0 | 0 | 0 | 0 | 0 | 0
| Replacement | No entry required | - | 0 | 0 | 0 | 0 | 0 | 0 | 0 | 0 | 0 | 0
| Replacement | No entry required | - | 0 | 0 | 0 | 0 | 0 | 0 | 0 | 0 | 0 | 0
| Replacement | No entry required | - | 0 | 0 | 0 | 0 | 0 | 0 | 0 | 0 | 0 | 0
| Replacement | No entry required | - | 0 | 0 | 0 | 0 | 0 | 0 | 0 | 0 | 0 | 0
| Replacement | No entry required | - | 0 | 0 | 0 | 0 | 0 | 0 | 0 | 0 | 0 | 0
| Replacement | No entry required | - | 0 | 0 | 0 | 0 | 0 | 0 | 0 | 0 | 0 | 0
| Replacement | No entry required | - | 0 | 0 | 0 | 0 | 0 | 0 | 0 | 0 | 0 | 0
| Replacement | No entry required | - | 0 | 0 | 0 | 0 | 0 | 0 | 0 | 0 | 0 | 0
| Replacement | No entry required | - | 0 | 0 | 0 | 0 | 0 | 0 | 0 | 0 | 0 | 0
| Refurbishment | 132kV Circuit Breaker | # | 0 | 0 | 0 | 0 | 0 | 0 | 0 | 0 | 0 | 0
| Refurbishment | 132kV Transformer | # | 0 | 0 | 0 | 0 | 1 | 2 | 1 | 2 | 0 | 6
| Refurbishment | 132kV Reactor | # | 0 | 0 | 0 | 0 | 0 | 0 | 0 | 0 | 0 | 0
| Refurbishment | 132kV Underground Cable | km | 0 | 0 | 0 | 0 | 0 | 14.079 | 0 | 0 | 0 | 14.079
| Refurbishment | 132kV OHL Conductor | km | 0 | 0 | 0 | 0 | 0 | 0 | 0 | 0 | 0 | 0
| Refurbishment | 132kV OHL Fittings | # | 0 | 0 | 0 | 0 | 0 | 0 | 0 | 0 | 0 | 0
| Refurbishment | 132kV OHL Tower | # | 0 | 0 | 0 | 0 | 0 | 0 | 43 | 441 | 0 | 484
| Refurbishment | 275kV Circuit Breaker | # | 0 | 0 | 0 | 0 | 0 | 0 | 0 | 0 | 0 | 0
| Refurbishment | 275kV Transformer | # | 0 | 0 | 0 | 0 | 0 | 1 | 1 | 0 | 0 | 2
| Refurbishment | 275kV Reactor | # | 0 | 0 | 0 | 0 | 0 | 0 | 0 | 2 | 0 | 2
| Refurbishment | 275kV Underground Cable | km | 0 | 0 | 0 | 0 | 9.0006 | 0 | 0 | 0 | 0 | 9.0006
| Refurbishment | 275kV OHL Conductor | km | 0 | 0 | 0 | 0 | 0 | 8.0477 | 103.0202 | 65.2914 | 0 | 176.3593
| Refurbishment | 275kV OHL Fittings | # | 0 | 0 | 0 | 0 | 0 | 0 | 0 | 0 | 0 | 0
| Refurbishment | 275kV OHL Tower | # | 0 | 0 | 0 | 0 | 6 | 15 | 99 | 232 | 0 | 352
| Refurbishment | 400kV Circuit Breaker | # | 0 | 0 | 0 | 0 | 0 | 11 | 0 | 0 | 0 | 11
| Refurbishment | 400kV Transformer | # | 0 | 0 | 0 | 0 | 0 | 0 | 2 | 2 | 0 | 4
| Refurbishment | 400kV Reactor | # | 0 | 0 | 0 | 0 | 0 | 0 | 0 | 0 | 0 | 0
| Refurbishment | 400kV Underground Cable | km | 0 | 0 | 0 | 0 | 0 | 0 | 0 | 0 | 0 | 0
| Refurbishment | 400kV OHL Conductor | km | 0 | 0 | 0 | 33.8518 | 0 | 0 | 177.0553 | 27.58 | 0 | 238.4871
| Refurbishment | 400kV OHL Fittings | # | 0 | 0 | 0 | 0 | 0 | 0 | 0 | 0 | 0 | 0
| Refurbishment | 400kV OHL Tower | # | 0 | 0 | 0 | 0 | 319 | 2 | 178 | 40 | 0 | 539
| Refurbishment | No entry required | - | 0 | 0 | 0 | 0 | 0 | 0 | 0 | 0 | 0 | 0
| Refurbishment | No entry required | - | 0 | 0 | 0 | 0 | 0 | 0 | 0 | 0 | 0 | 0
| Refurbishment | No entry required | - | 0 | 0 | 0 | 0 | 0 | 0 | 0 | 0 | 0 | 0
| Refurbishment | No entry required | - | 0 | 0 | 0 | 0 | 0 | 0 | 0 | 0 | 0 | 0
| Refurbishment | No entry required | - | 0 | 0 | 0 | 0 | 0 | 0 | 0 | 0 | 0 | 0
| Refurbishment | No entry required | - | 0 | 0 | 0 | 0 | 0 | 0 | 0 | 0 | 0 | 0
| Refurbishment | No entry required | - | 0 | 0 | 0 | 0 | 0 | 0 | 0 | 0 | 0 | 0
| Refurbishment | No entry required | - | 0 | 0 | 0 | 0 | 0 | 0 | 0 | 0 | 0 | 0
| Refurbishment | No entry required | - | 0 | 0 | 0 | 0 | 0 | 0 | 0 | 0 | 0 | 0
| Refurbishment | No entry required | - | 0 | 0 | 0 | 0 | 0 | 0 | 0 | 0 | 0 | 0
| Refurbishment | No entry required | - | 0 | 0 | 0 | 0 | 0 | 0 | 0 | 0 | 0 | 0
| Refurbishment | No entry required | - | 0 | 0 | 0 | 0 | 0 | 0 | 0 | 0 | 0 | 0
| Refurbishment | No entry required | - | 0 | 0 | 0 | 0 | 0 | 0 | 0 | 0 | 0 | 0
| Refurbishment | No entry required | - | 0 | 0 | 0 | 0 | 0 | 0 | 0 | 0 | 0 | 0
| Refurbishment | No entry required | - | 0 | 0 | 0 | 0 | 0 | 0 | 0 | 0 | 0 | 0
| Refurbishment | No entry required | - | 0 | 0 | 0 | 0 | 0 | 0 | 0 | 0 | 0 | 0
| Maintenance & Repair | 132kV Circuit Breaker | # | 0 | 0 | 0 | 0 | 0 | 0 | 0 | 0 | 0 | 0
| Maintenance & Repair | 132kV Transformer | # | 0 | 0 | 0 | 0 | 0 | 0 | 0 | 0 | 0 | 0
| Maintenance & Repair | 132kV Reactor | # | 0 | 0 | 0 | 0 | 0 | 0 | 0 | 0 | 0 | 0
| Maintenance & Repair | 132kV Underground Cable | km | 0 | 0 | 0 | 0 | 0 | 0 | 0 | 0 | 0 | 0
| Maintenance & Repair | 132kV OHL Conductor | km | 0 | 0 | 0 | 0 | 0 | 0 | 0 | 0 | 0 | 0
| Maintenance & Repair | 132kV OHL Fittings | # | 0 | 0 | 0 | 0 | 0 | 0 | 0 | 0 | 0 | 0
| Maintenance & Repair | 132kV OHL Tower | # | 0 | 0 | 0 | 0 | 0 | 0 | 0 | 0 | 0 | 0
| Maintenance & Repair | 275kV Circuit Breaker | # | 0 | 0 | 0 | 0 | 0 | 0 | 0 | 0 | 0 | 0
| Maintenance & Repair | 275kV Transformer | # | 0 | 0 | 0 | 0 | 0 | 0 | 0 | 0 | 0 | 0
| Maintenance & Repair | 275kV Reactor | # | 0 | 0 | 0 | 0 | 0 | 0 | 0 | 0 | 0 | 0
| Maintenance & Repair | 275kV Underground Cable | km | 0 | 0 | 0 | 0 | 0 | 0 | 0 | 0 | 0 | 0
| Maintenance & Repair | 275kV OHL Conductor | km | 0 | 0 | 0 | 0 | 0 | 0 | 0 | 0 | 0 | 0
| Maintenance & Repair | 275kV OHL Fittings | # | 0 | 0 | 0 | 0 | 0 | 0 | 0 | 0 | 0 | 0
| Maintenance & Repair | 275kV OHL Tower | # | 0 | 0 | 0 | 0 | 0 | 0 | 0 | 0 | 0 | 0
| Maintenance & Repair | 400kV Circuit Breaker | # | 0 | 0 | 0 | 0 | 0 | 0 | 0 | 0 | 0 | 0
| Maintenance & Repair | 400kV Transformer | # | 0 | 0 | 0 | 0 | 0 | 0 | 0 | 0 | 0 | 0
| Maintenance & Repair | 400kV Reactor | # | 0 | 0 | 0 | 0 | 0 | 0 | 0 | 0 | 0 | 0
| Maintenance & Repair | 400kV Underground Cable | km | 0 | 0 | 0 | 0 | 0 | 0 | 0 | 0 | 0 | 0
| Maintenance & Repair | 400kV OHL Conductor | km | 0 | 0 | 0 | 0 | 0 | 0 | 0 | 0 | 0 | 0
| Maintenance & Repair | 400kV OHL Fittings | # | 0 | 0 | 0 | 0 | 0 | 0 | 0 | 0 | 0 | 0
| Maintenance & Repair | 400kV OHL Tower | # | 0 | 0 | 0 | 0 | 0 | 0 | 0 | 0 | 0 | 0
| Maintenance & Repair | No entry required | - | 0 | 0 | 0 | 0 | 0 | 0 | 0 | 0 | 0 | 0
| Maintenance & Repair | No entry required | - | 0 | 0 | 0 | 0 | 0 | 0 | 0 | 0 | 0 | 0
END | Maintenance & Repair | No entry required | - | 0 | 0 | 0 | 0 | 0 | 0 | 0 | 0 | 0 | 0
| Maintenance & Repair | No entry required | - | 0 | 0 | 0 | 0 | 0 | 0 | 0 | 0 | 0 | 0
| Maintenance & Repair | No entry required | - | 0 | 0 | 0 | 0 | 0 | 0 | 0 | 0 | 0 | 0
| Maintenance & Repair | No entry required | - | 0 | 0 | 0 | 0 | 0 | 0 | 0 | 0 | 0 | 0
| Maintenance & Repair | No entry required | - | 0 | 0 | 0 | 0 | 0 | 0 | 0 | 0 | 0 | 0
| Maintenance & Repair | No entry required | - | 0 | 0 | 0 | 0 | 0 | 0 | 0 | 0 | 0 | 0
| Maintenance & Repair | No entry required | - | 0 | 0 | 0 | 0 | 0 | 0 | 0 | 0 | 0 | 0
| Maintenance & Repair | No entry required | - | 0 | 0 | 0 | 0 | 0 | 0 | 0 | 0 | 0 | 0
| Maintenance & Repair | No entry required | - | 0 | 0 | 0 | 0 | 0 | 0 | 0 | 0 | 0 | 0
| Maintenance & Repair | No entry required | - | 0 | 0 | 0 | 0 | 0 | 0 | 0 | 0 | 0 | 0
| Maintenance & Repair | No entry required | - | 0 | 0 | 0 | 0 | 0 | 0 | 0 | 0 | 0 | 0
| Maintenance & Repair | No entry required | - | 0 | 0 | 0 | 0 | 0 | 0 | 0 | 0 | 0 | 0
| Maintenance & Repair | No entry required | - | 0 | 0 | 0 | 0 | 0 | 0 | 0 | 0 | 0 | 0
| Maintenance & Repair | No entry required | - | 0 | 0 | 0 | 0 | 0 | 0 | 0 | 0 | 0 | 0
| Removal | 132kV Circuit Breaker | # | 0 | 0 | 0 | 0 | 0 | 0 | 0 | 0 | 0 | 0
| Removal | 132kV Transformer | # | 0 | 0 | 0 | 0 | 0 | 0 | 0 | 0 | 0 | 0
| Removal | 132kV Reactor | # | 0 | 0 | 0 | 0 | 0 | 0 | 0 | 0 | 0 | 0
| Removal | 132kV Underground Cable | km | 0 | 0 | 0 | 0 | 0 | 0.5022 | 0 | 0 | 0 | 0.5022
| Removal | 132kV OHL Conductor | km | 0 | 26.8193 | 0 | 0 | 0 | 5.1685 | 0 | 0 | 26.8193 | 5.1685
| Removal | 132kV OHL Fittings | # | 0 | 0 | 0 | 0 | 0 | 22 | 0 | 0 | 0 | 22
| Removal | 132kV OHL Tower | # | 0 | 47 | 0 | 0 | 0 | 11 | 0 | 0 | 47 | 11
| Removal | 275kV Circuit Breaker | # | 0 | 0 | 0 | 0 | 0 | 0 | 0 | 0 | 0 | 0
| Removal | 275kV Transformer | # | 0 | 0 | 0 | 0 | 0 | 0 | 0 | 0 | 0 | 0
| Removal | 275kV Reactor | # | 0 | 0 | 0 | 0 | 0 | 0 | 0 | 0 | 0 | 0
| Removal | 275kV Underground Cable | km | 0 | 0 | 0 | 0 | 0 | 0 | 0 | 0 | 0 | 0
| Removal | 275kV OHL Conductor | km | 0 | 0 | 0 | 0 | 0 | 0 | 0 | 0 | 0 | 0
| Removal | 275kV OHL Fittings | # | 0 | 0 | 0 | 0 | 0 | 0 | 0 | 0 | 0 | 0
| Removal | 275kV OHL Tower | # | 0 | 0 | 0 | 0 | 0 | 0 | 0 | 0 | 0 | 0
| Removal | 400kV Circuit Breaker | # | 0 | 0 | 0 | 0 | 0 | 0 | 0 | 0 | 0 | 0
| Removal | 400kV Transformer | # | 0 | 0 | 0 | 0 | 0 | 0 | 0 | 0 | 0 | 0
| Removal | 400kV Reactor | # | 0 | 0 | 0 | 0 | 0 | 0 | 0 | 0 | 0 | 0
| Removal | 400kV Underground Cable | km | 0 | 0 | 0 | 0 | 0 | 0 | 0 | 0 | 0 | 0
| Removal | 400kV OHL Conductor | km | 0 | 0 | 0 | 0 | 0 | 0 | 0 | 0 | 0 | 0
| Removal | 400kV OHL Fittings | # | 0 | 0 | 0 | 0 | 0 | 0 | 0 | 0 | 0 | 0
| Removal | 400kV OHL Tower | # | 0 | 0 | 0 | 0 | 0 | 0 | 0 | 0 | 0 | 0
| Removal | No entry required | - | 0 | 0 | 0 | 0 | 0 | 0 | 0 | 0 | 0 | 0
| Removal | No entry required | - | 0 | 0 | 0 | 0 | 0 | 0 | 0 | 0 | 0 | 0
| Removal | No entry required | - | 0 | 0 | 0 | 0 | 0 | 0 | 0 | 0 | 0 | 0
| Removal | No entry required | - | 0 | 0 | 0 | 0 | 0 | 0 | 0 | 0 | 0 | 0
| Removal | No entry required | - | 0 | 0 | 0 | 0 | 0 | 0 | 0 | 0 | 0 | 0
| Removal | No entry required | - | 0 | 0 | 0 | 0 | 0 | 0 | 0 | 0 | 0 | 0
| Removal | No entry required | - | 0 | 0 | 0 | 0 | 0 | 0 | 0 | 0 | 0 | 0
| Removal | No entry required | - | 0 | 0 | 0 | 0 | 0 | 0 | 0 | 0 | 0 | 0
| Removal | No entry required | - | 0 | 0 | 0 | 0 | 0 | 0 | 0 | 0 | 0 | 0
| Removal | No entry required | - | 0 | 0 | 0 | 0 | 0 | 0 | 0 | 0 | 0 | 0
| Removal | No entry required | - | 0 | 0 | 0 | 0 | 0 | 0 | 0 | 0 | 0 | 0
| Removal | No entry required | - | 0 | 0 | 0 | 0 | 0 | 0 | 0 | 0 | 0 | 0
| Removal | No entry required | - | 0 | 0 | 0 | 0 | 0 | 0 | 0 | 0 | 0 | 0
| Removal | No entry required | - | 0 | 0 | 0 | 0 | 0 | 0 | 0 | 0 | 0 | 0
| Removal | No entry required | - | 0 | 0 | 0 | 0 | 0 | 0 | 0 | 0 | 0 | 0
| Removal | No entry required | - | 0 | 0 | 0 | 0 | 0 | 0 | 0 | 0 | 0 | 0
| Addition | 132kV Circuit Breaker | # | 0 | 3 | 0 | 0 | 0 | 0 | 0 | 0 | 3 | 0
| Addition | 132kV Transformer | # | 0 | 5 | 2 | 0 | 0 | 0 | 0 | 0 | 7 | 0
| Addition | 132kV Reactor | # | 0 | 0 | 0 | 0 | 0 | 0 | 0 | 0 | 0 | 0
| Addition | 132kV Underground Cable | km | 0 | 36.16 | 0 | 0 | 0 | 7.8 | 0 | 0 | 36.16 | 7.8
| Addition | 132kV OHL Conductor | km | 0 | 0 | 0 | 0 | 0 | 0 | 0 | 0 | 0 | 0
| Addition | 132kV OHL Fittings | # | 0 | 0 | 0 | 0 | 0 | 0 | 0 | 0 | 0 | 0
| Addition | 132kV OHL Tower | # | 0 | 0 | 0 | 0 | 0 | 0 | 0 | 0 | 0 | 0
| Addition | 275kV Circuit Breaker | # | 0 | 0 | 0 | 0 | 0 | 0 | 0 | 0 | 0 | 0
| Addition | 275kV Transformer | # | 0 | 1 | 0 | 0 | 0 | 0 | 0 | 0 | 1 | 0
| Addition | 275kV Reactor | # | 0 | 1 | 2 | 0 | 0 | 0 | 0 | 0 | 3 | 0
| Addition | 275kV Underground Cable | km | 0 | 0 | 0 | 0 | 0 | 0 | 0 | 0 | 0 | 0
| Addition | 275kV OHL Conductor | km | 0 | 0 | 0 | 0 | 0 | 0 | 0 | 0 | 0 | 0
| Addition | 275kV OHL Fittings | # | 0 | 0 | 0 | 0 | 0 | 0 | 0 | 0 | 0 | 0
| Addition | 275kV OHL Tower | # | 0 | 0 | 0 | 0 | 0 | 0 | 0 | 0 | 0 | 0
| Addition | 400kV Circuit Breaker | # | 0 | 1 | 3 | 0 | 0 | 0 | 0 | 0 | 4 | 0
| Addition | 400kV Transformer | # | 0 | 2 | 0 | 0 | 0 | 0 | 0 | 0 | 2 | 0
| Addition | 400kV Reactor | # | 0 | 2 | 0 | 0 | 0 | 0 | 0 | 0 | 2 | 0
| Addition | 400kV Underground Cable | km | 0 | 0 | 0 | 0 | 0 | 0 | 0 | 0 | 0 | 0
| Addition | 400kV OHL Conductor | km | 0 | 0 | 0 | 0 | 0 | 0 | 0 | 0 | 0 | 0
| Addition | 400kV OHL Fittings | # | 0 | 0 | 0 | 0 | 0 | 0 | 0 | 0 | 0 | 0
| Addition | 400kV OHL Tower | # | 0 | 0 | 0 | 0 | 0 | 0 | 0 | 0 | 0 | 0
| Addition | No entry required | - | 0 | 0 | 0 | 0 | 0 | 0 | 0 | 0 | 0 | 0
| Addition | No entry required | - | 0 | 0 | 0 | 0 | 0 | 0 | 0 | 0 | 0 | 0
| Addition | No entry required | - | 0 | 0 | 0 | 0 | 0 | 0 | 0 | 0 | 0 | 0
| Addition | No entry required | - | 0 | 0 | 0 | 0 | 0 | 0 | 0 | 0 | 0 | 0
| Addition | No entry required | - | 0 | 0 | 0 | 0 | 0 | 0 | 0 | 0 | 0 | 0
| Addition | No entry required | - | 0 | 0 | 0 | 0 | 0 | 0 | 0 | 0 | 0 | 0
| Addition | No entry required | - | 0 | 0 | 0 | 0 | 0 | 0 | 0 | 0 | 0 | 0
| Addition | No entry required | - | 0 | 0 | 0 | 0 | 0 | 0 | 0 | 0 | 0 | 0
| Addition | No entry required | - | 0 | 0 | 0 | 0 | 0 | 0 | 0 | 0 | 0 | 0
| Addition | No entry required | - | 0 | 0 | 0 | 0 | 0 | 0 | 0 | 0 | 0 | 0
| Addition | No entry required | - | 0 | 0 | 0 | 0 | 0 | 0 | 0 | 0 | 0 | 0
| Addition | No entry required | - | 0 | 0 | 0 | 0 | 0 | 0 | 0 | 0 | 0 | 0
| Addition | No entry required | - | 0 | 0 | 0 | 0 | 0 | 0 | 0 | 0 | 0 | 0
| Addition | No entry required | - | 0 | 0 | 0 | 0 | 0 | 0 | 0 | 0 | 0 | 0
| Addition | No entry required | - | 0 | 0 | 0 | 0 | 0 | 0 | 0 | 0 | 0 | 0
| Addition | No entry required | - | 0 | 0 | 0 | 0 | 0 | 0 | 0 | 0 | 0 | 0
| Indirect Intervention | 132kV Circuit Breaker | # | 0 | 0 | 0 | 0 | 0 | 0 | 0 | 0 | 0 | 0
| Indirect Intervention | 132kV Transformer | # | 0 | 0 | 0 | 0 | 0 | 0 | 0 | 0 | 0 | 0
| Indirect Intervention | 132kV Reactor | # | 0 | 0 | 0 | 0 | 0 | 0 | 0 | 0 | 0 | 0
| Indirect Intervention | 132kV Underground Cable | km | 0 | 0 | 0 | 0 | 0 | 0 | 0 | 0 | 0 | 0
| Indirect Intervention | 132kV OHL Conductor | km | 0 | 0 | 0 | 0 | 0 | 0 | 0 | 0 | 0 | 0
| Indirect Intervention | 132kV OHL Fittings | # | 0 | 0 | 0 | 0 | 0 | 0 | 0 | 0 | 0 | 0
| Indirect Intervention | 132kV OHL Tower | # | 0 | 0 | 0 | 0 | 0 | 0 | 0 | 0 | 0 | 0
| Indirect Intervention | 275kV Circuit Breaker | # | 0 | 0 | 0 | 0 | 0 | 0 | 0 | 0 | 0 | 0
| Indirect Intervention | 275kV Transformer | # | 0 | 0 | 0 | 0 | 0 | 0 | 0 | 0 | 0 | 0
| Indirect Intervention | 275kV Reactor | # | 0 | 0 | 0 | 0 | 0 | 0 | 0 | 0 | 0 | 0
| Indirect Intervention | 275kV Underground Cable | km | 0 | 0 | 0 | 0 | 0 | 0 | 0 | 0 | 0 | 0
| Indirect Intervention | 275kV OHL Conductor | km | 0 | 0 | 0 | 0 | 0 | 0 | 0 | 0 | 0 | 0
| Indirect Intervention | 275kV OHL Fittings | # | 0 | 0 | 0 | 0 | 0 | 0 | 0 | 0 | 0 | 0
| Indirect Intervention | 275kV OHL Tower | # | 0 | 0 | 0 | 0 | 0 | 0 | 0 | 0 | 0 | 0
| Indirect Intervention | 400kV Circuit Breaker | # | 0 | 0 | 0 | 0 | 0 | 0 | 0 | 0 | 0 | 0
| Indirect Intervention | 400kV Transformer | # | 0 | 0 | 0 | 0 | 0 | 0 | 0 | 0 | 0 | 0
| Indirect Intervention | 400kV Reactor | # | 0 | 0 | 0 | 0 | 0 | 0 | 0 | 0 | 0 | 0
| Indirect Intervention | 400kV Underground Cable | km | 0 | 0 | 0 | 0 | 0 | 0 | 0 | 0 | 0 | 0
| Indirect Intervention | 400kV OHL Conductor | km | 0 | 0 | 0 | 0 | 0 | 0 | 0 | 0 | 0 | 0
| Indirect Intervention | 400kV OHL Fittings | # | 0 | 0 | 0 | 0 | 0 | 0 | 0 | 0 | 0 | 0
| Indirect Intervention | 400kV OHL Tower | # | 0 | 0 | 0 | 0 | 0 | 0 | 0 | 0 | 0 | 0
| Indirect Intervention | No entry required | - | 0 | 0 | 0 | 0 | 0 | 0 | 0 | 0 | 0 | 0
| Indirect Intervention | No entry required | - | 0 | 0 | 0 | 0 | 0 | 0 | 0 | 0 | 0 | 0
| Indirect Intervention | No entry required | - | 0 | 0 | 0 | 0 | 0 | 0 | 0 | 0 | 0 | 0
| Indirect Intervention | No entry required | - | 0 | 0 | 0 | 0 | 0 | 0 | 0 | 0 | 0 | 0
| Indirect Intervention | No entry required | - | 0 | 0 | 0 | 0 | 0 | 0 | 0 | 0 | 0 | 0
| Indirect Intervention | No entry required | - | 0 | 0 | 0 | 0 | 0 | 0 | 0 | 0 | 0 | 0
| Indirect Intervention | No entry required | - | 0 | 0 | 0 | 0 | 0 | 0 | 0 | 0 | 0 | 0
| Indirect Intervention | No entry required | - | 0 | 0 | 0 | 0 | 0 | 0 | 0 | 0 | 0 | 0
| Indirect Intervention | No entry required | - | 0 | 0 | 0 | 0 | 0 | 0 | 0 | 0 | 0 | 0
| Indirect Intervention | No entry required | - | 0 | 0 | 0 | 0 | 0 | 0 | 0 | 0 | 0 | 0
| Indirect Intervention | No entry required | - | 0 | 0 | 0 | 0 | 0 | 0 | 0 | 0 | 0 | 0
| Indirect Intervention | No entry required | - | 0 | 0 | 0 | 0 | 0 | 0 | 0 | 0 | 0 | 0
| Indirect Intervention | No entry required | - | 0 | 0 | 0 | 0 | 0 | 0 | 0 | 0 | 0 | 0
| Indirect Intervention | No entry required | - | 0 | 0 | 0 | 0 | 0 | 0 | 0 | 0 | 0 | 0
| Indirect Intervention | No entry required | - | 0 | 0 | 0 | 0 | 0 | 0 | 0 | 0 | 0 | 0
| Indirect Intervention | No entry required | - | 0 | 0 | 0 | 0 | 0 | 0 | 0 | 0 | 0 | 0
END | END | END | END | END | END | END | END | END | END | END | END | END | END

## N1.1_Intervention_Definitions
RIIO-2 Business Plan Data Template
Scottish Power Transmission
Workbook N: NARM
Submission Version 3.0 - Submitted on 09 Dec 2019
Template Version: v3.0
Sheet: N1.1 Intervention Definitions
Prices Base: 2018/19
Error Checks: OK
- | - | - | - | - | - | - | - | - | - | - | - | - | - | - | - | - | - | - | - | - | - | - | - | - | - | - | -
Intervention Category
Replacement
Refurbishment
Maintenance & Repair
Removal
Addition
Indirect Intervention
Insert rows if required
Intervention Category | General Definition | Asset Specific Definition (if required)
|  | Asset Category | Definition
Replacement | Asset replacement is an activity undertaken by a network company to remove an existing asset(s) and install a new asset. The asset replacement activity includes: • the installation of replacement assets • the dismantlement of existing assets where the dismantlement is undertaken as part of the asset replacement works.
Refurbishment | A one-off activity undertaken on an asset that is deemed to be close to end of life or is otherwise requiring intervention that extends the life of that asset or restores its functionality. This activity does not result in the recording of a new or disposed asset in the Asset Register, but may improve the health indicator (or probability of failure) of the asset. Refurbishment can include the replacement or reconditioning of components of an asset.
Maintenance & Repair | Any activity required or assumed to be necessary to achieve the expected life of an asset. Maintenance & Repair activities, if carried out as assumed to be necessary, do not impact the monetised risk of an asset.
Removal | The permanent removal of an asset from the network, not including removals carried out as part of a replacement or refurbishment activity.
Addition | The addition of an asset to the network, not including additions carried out as part of a replacement or refurbishment activity.
Indirect Intervention | Any intervention on a network asset, or other infrastructure asset, that modifies the probability of failure, or consequence of failure of another network asset. A consequential asset can include, for example: • installation or removal of physical infrastructure designed to prevent damage to adjacent assets in the event of an asset failure (e.g. installation of a blast wall), • addition or disposal that increases or decreases the resilience of a local or regional network and hence modifies the consequence of failure of other asset(s) in the locality or region.

## N1.2_Intervention_Listing
RIIO-2 Business Plan Data Template
Scottish Power Transmission
Workbook N: NARM
Submission Version 3.0 - Submitted on 09 Dec 2019
Template Version: v3.0
Sheet: N1.2 Intervention Listing
Prices Base: 2018/19
Error Checks: OK
- | - | - | - | - | - | - | - | - | - | - | - | - | - | - | - | - | - | - | - | -
[7 empty] | Expected Impact on Monetised Risk |  |  | Assumed volume of interventions in plan
Intervention Type ID | Asset Category | Asset Family | Item/sub-component | Intervention | Intervention Category | Expected Life of Intervention (yrs) | Yes/ No | PoF/ CoF | Explanation | Units | 2019 | 2020 | 2021 | 2022 | 2023 | 2024 | 2025 | 2026 | Total to end R1 | RIIO-2 Total
IT1 | 132kV Circuit Breaker | AEI GA6 | Whole Unit | Asset Replacement | Replacement | 48 | Yes | PoF & CoF | Reduction through replacement with different technology. | 7 |  | 0 | 0 | 0 | 0 | 0 | 0 | 7 | 0 | 7
IT2 | 132kV Circuit Breaker | AEI OCB | Whole Unit | Asset Replacement | Replacement | 50 | Yes | PoF & CoF | Reduction through replacement with different technology. | 29 |  | 7 | 18 | 0 | 0 | 4 | 0 | 0 | 25 | 4
IT3 | 132kV Circuit Breaker | GEC FG1 | Whole Unit | Asset Replacement | Replacement | 56 | Yes | PoF & CoF | Reduction through replacement with different technology. | 8 |  | 0 | 2 | 0 | 0 | 6 | 0 | 0 | 2 | 6
IT4 | 132kV Circuit Breaker | MITSUBISHI SFMT | Whole Unit | Asset Replacement | Replacement | 56 | Yes | PoF | Reduction through replacement with new CB. | 1 |  | 1 | 0 | 0 | 0 | 0 | 0 | 0 | 1 | 0
IT5 | 132kV Circuit Breaker | Reyrolle SPL | Whole Unit | Asset Replacement | Replacement | 48 | Yes | PoF & CoF | Reduction through replacement with different technology. | 12 |  | 0 | 1 | 5 | 0 | 6 | 0 | 0 | 1 | 11
IT6 | 132kV Circuit Breaker | New GCB | Whole Unit | Load related asset addition. | Addition | 62 | Yes | PoF & CoF | Additional circuit breaker added to network. | 3 |  | 3 | 0 | 0 | 0 | 0 | 0 | 0 | 3 | 0
IT7 | 275kV Circuit Breaker | AEI JW420 | Whole Unit | Asset Replacement | Replacement | 56 | Yes | PoF & CoF | Reduction through replacement with different technology. | 13 |  | 4 | 1 | 0 | 0 | 0 | 1 | 7 | 5 | 8
IT8 | 275kV Circuit Breaker | GEC FE2 | Whole Unit | Asset Replacement | Replacement | 53 | Yes | PoF & CoF | Reduction through replacement with new CB. | 4 |  | 0 | 0 | 0 | 0 | 3 | 1 | 0 | 0 | 4
IT9 | 275kV Circuit Breaker | Reyrolle OBR60 | Whole Unit | Asset Replacement | Replacement | 54 | Yes | PoF & CoF | Reduction through replacement with different technology. | 10 |  | 6 | 4 | 0 | 0 | 0 | 0 | 0 | 10 | 0
IT10 | 275kV Circuit Breaker | Reyrolle OIBR80 | Whole Unit | Asset Replacement | Replacement | 44 | Yes | PoF & CoF | Reduction through replacement with different technology. | 13 |  | 0 | 0 | 0 | 0 | 0 | 0 | 13 | 0 | 13
IT11 | 275kV Circuit Breaker | Siemens 3AQ2 | Whole Unit | Asset Replacement | Replacement | 44 | Yes | PoF & CoF | Reduction through replacement with new CB. | 8 |  | 0 | 8 | 0 | 0 | 0 | 0 | 0 | 8 | 0
IT12 | 275kV Circuit Breaker | Reyrolle OBR30 | Whole Unit | Asset Replacement | Replacement | 60 | Yes | PoF & CoF | Reduction through replacement with new CB. | 14 |  | 0 | 0 | 0 | 0 | 0 | 0 | 14 | 0 | 14
IT13 | 400kV Circuit Breaker | ABB ELK SP3 | Whole Unit | Asset Replacement | Replacement | 48 | Yes | PoF | Reduction through replacement with new CB. | 1 |  | 0 | 1 | 0 | 0 | 0 | 0 | 0 | 1 | 0
IT14 | 400kV Circuit Breaker | English Electric T10 | Whole Unit | Asset Replacement | Replacement | 48 | Yes | PoF & CoF | Reduction through replacement with different technology. | 4 |  | 0 | 0 | 0 | 0 | 0 | 0 | 4 | 0 | 4
IT15 | 400kV Circuit Breaker | Reyrolle SPD2 | Operating Mechanism | Mechanism Replacement | Refurbishment | 15 | Yes | PoF | Reduction of EoL through refurbishment | 8 |  | 0 | 0 | 0 | 0 | 8 | 0 | 0 | 0 | 8
IT16 | 400kV Circuit Breaker | Reyrolle SPM | Whole Unit | Asset Replacement | Replacement | 56 | Yes | PoF & CoF | Reduction through replacement with different technology. | 1 |  | 1 | 0 | 0 | 0 | 0 | 0 | 0 | 1 | 0
IT17 | 400kV Circuit Breaker | New GCB | Whole Unit | Load related asset addition. | Addition | 56 | Yes | PoF & CoF | Additional circuit breaker added to network. | 4 |  | 1 | 3 | 0 | 0 | 0 | 0 | 0 | 4 | 0
IT18 | 400kV Circuit Breaker | GEC FEX2 | Operating Mechanism | Mechanism Replacement | Refurbishment | 23 | Yes | PoF | Reduction of EoL through refurbishment | 3 |  | 0 | 0 | 0 | 0 | 3 | 0 | 0 | 0 | 3
IT19 | 132kV Transformer | 132kV Oil Transformer | Whole Unit | Load related asset addition. | Addition | 48 | Yes | PoF & CoF | Additional transformer added to network. | 7 |  | 5 | 2 | 0 | 0 | 0 | 0 | 0 | 7 | 0
IT20 | 132kV Transformer | 132kV Oil Transformer | Whole Unit | Asset Replacement | Replacement | 50 | Yes | PoF | Reduction through replacement with new transformer. | 8 |  | 2 | 2 | 0 | 3 | 0 | 1 | 0 | 4 | 4
IT21 | 132kV Transformer | 132kV Oil Transformer | Main Tank, Cooling Fins, Tapchanger and Oil System | Transformer refurbishment | Refurbishment | 23 | Yes | PoF | Reduction of EoL through refurbishment | 6 |  | 0 | 0 | 0 | 1 | 2 | 1 | 2 | 0 | 6
IT22 | 275kV Transformer | 275kV Oil Transformer | Whole Unit | Load related asset addition. | Addition | 56 | Yes | PoF & CoF | Additional transformer added to network. | 1 |  | 1 | 0 | 0 | 0 | 0 | 0 | 0 | 1 | 0
IT23 | 275kV Transformer | 275kV Oil Transformer | Whole Unit | Asset Replacement | Replacement | 49 | Yes | PoF | Reduction through replacement with new transformer. | 20 |  | 2 | 2 | 2 | 4 | 5 | 4 | 1 | 4 | 16
IT24 | 275kV Transformer | 275kV Oil Transformer | Main Tank, Cooling Fins, Tapchanger and Oil System | Transformer refurbishment | Refurbishment | 26 | Yes | PoF | Reduction of EoL through refurbishment | 2 |  | 0 | 0 | 0 | 0 | 1 | 1 | 0 | 0 | 2
IT25 | 400kV Transformer | 400kV Oil Transformer | Whole Unit | Load related asset addition. | Addition | 56 | Yes | PoF & CoF | Additional transformer added to network. | 2 |  | 2 | 0 | 0 | 0 | 0 | 0 | 0 | 2 | 0
IT26 | 400kV Transformer | 400kV Oil Transformer | Main Tank, Cooling Fins, Tapchanger and Oil System | Transformer refurbishment | Refurbishment | 20 | Yes | PoF | Reduction of EoL through refurbishment | 4 |  | 0 | 0 | 0 | 0 | 0 | 2 | 2 | 0 | 4
IT27 | 275kV Reactor | 275kV Reactor | Whole Unit | Load related asset addition. | Addition | 56 | Yes | PoF & CoF | Additional reactor added to network. | 3 |  | 1 | 2 | 0 | 0 | 0 | 0 | 0 | 3 | 0
IT28 | 275kV Reactor | 275kV Reactor | Whole Unit | Asset Replacement | Replacement | 44 | Yes | PoF | Reduction through replacement with new reactor. | 1 |  | 1 | 0 | 0 | 0 | 0 | 0 | 0 | 1 | 0
IT29 | 275kV Reactor | 275kV Reactor | Main Tank, Cooling Fins and Oil System | Reactor refurbishment | Refurbishment | 21 | Yes | PoF | Reduction of EoL through refurbishment | 2 |  | 0 | 0 | 0 | 0 | 0 | 0 | 2 | 0 | 2
IT30 | 400kV Reactor | 400kV Reactor | Whole Unit | Load related asset addition. | Addition | 59 | Yes | PoF & CoF | Additional reactor added to network. | 2 |  | 2 | 0 | 0 | 0 | 0 | 0 | 0 | 2 | 0
IT31 | 400kV Reactor | 400kV Reactor | Whole Unit | Asset Replacement | Replacement | 46 | Yes | PoF | Reduction through replacement with new reactor. | 3 |  | 0 | 1 | 0 | 0 | 2 | 0 | 0 | 1 | 2
IT32 | 132kV Underground Cable | 132kV Non Pressurised Cable Route | Cable | Load related asset addition and Network Diversion. | Addition | 55 | Yes | PoF & CoF | Additional cable section added to network. | 43.96 |  | 36.16 | 0 | 0 | 0 | 7.8 | 0 | 0 | 36.16 | 7.8
IT33 | 132kV Underground Cable | 132kV Non Pressurised Cable Route | Cable | Asset Replacement | Replacement | 55 | Yes | PoF | Reduction through replacement with new cable. | 8.2366 |  | 0 | 3.2 | 0 | 0 | 0.1066 | 0 | 4.93 | 3.2 | 5.0366
IT34 | 132kV Underground Cable | 132kV Oil Filled Cable Route | Cable | Asset Replacement | Replacement | 55 | Yes | PoF & CoF | Reduction through replacement with different technology. | 21.5945 |  | 0 | 0 | 0 | 0 | 8.9548 | 0 | 12.6397 | 0 | 21.5945
IT35 | 132kV Underground Cable | 132kV Oil Filled Cable Route | Cable | Asset disposal. | Removal | N/A | Yes | PoF & CoF | Removal of cable section. | 0.5022 |  | 0 | 0 | 0 | 0 | 0.5022 | 0 | 0 | 0 | 0.5022
IT36 | 132kV Underground Cable | 132kV Oil Filled Cable Route | Cable Earthing and Bonding | Cable refurbishment | Refurbishment | 30 | Yes | PoF | Reduction of EoL through refurbishment | 14.079 |  | 0 | 0 | 0 | 0 | 14.079 | 0 | 0 | 0 | 14.079
IT37 | 275kV Underground Cable | 275kV Oil Filled Cable Route | Cable | Asset Replacement | Replacement | 55 | Yes | PoF & CoF | Reduction through replacement with different technology. | 2.512 |  | 0 | 0 | 0 | 0 | 0 | 0 | 2.512 | 0 | 2.512
IT38 | 275kV Underground Cable | 275kV Oil Filled Cable Route | Cable Earthing and Bonding | Cable refurbishment | Refurbishment | 15 | Yes | PoF | Reduction of EoL through refurbishment | 9.0006 |  | 0 | 0 | 0 | 9.0006 | 0 | 0 | 0 | 0 | 9.0006
IT39 | 275kV Underground Cable | 275kV Non Pressurised Cable Route | Cable | Asset Replacement | Replacement | 55 | Yes | PoF | Reduction through replacement with new cable. | 1.52 |  | 0.32 | 0 | 0 | 0 | 1.2 | 0 | 0 | 0.32 | 1.2
IT40 | 132kV OHL Conductor | 132kV ACSR OHL Conductor | OHL Conductor | Asset Replacement | Replacement | 56 | Yes | PoF | Reduction through replacement with new conductor. | 417.2747 |  | 0 | 137.542 | 0 | 70.1845 | 56.7745 | 71.3621 | 81.4116 | 137.542 | 279.7327
IT41 | 132kV OHL Conductor | 132kV ACSR OHL Conductor | OHL Conductor | Asset disposal. | Removal | N/A | Yes | PoF & CoF | Removal of conductor. | 31.9878 |  | 26.8193 | 0 | 0 | 0 | 5.1685 | 0 | 0 | 26.8193 | 5.1685
IT42 | 275kV OHL Conductor | 275kV ACSR OHL Conductor | OHL Conductor | Asset Replacement | Replacement | 56 | Yes | PoF | Reduction through replacement with new conductor. | 108.3205 |  | 21.588 | 58.981 | 0 | 27.7515 | 0 | 0 | 0 | 80.569 | 27.7515
IT43 | 275kV OHL Conductor | 275kV ACSR OHL Conductor | OHL Conductor Spacers | Conductor refurbishment including spacer replacment. | Refurbishment | 20 | Yes | PoF | Reduction of EoL through refurbishment | 176.3593 |  | 0 | 0 | 0 | 0 | 8.0477 | 103.0202 | 65.2914 | 0 | 176.3593
IT44 | 275kV OHL Conductor | 275kV AAAC OHL Conductor | OHL Conductor | Asset Replacement | Replacement | 56 | Yes | PoF | Reduction through replacement with new conductor. | 0.18 |  | 0 | 0 | 0 | 0.18 | 0 | 0 | 0 | 0 | 0.18
IT45 | 400kV OHL Conductor | 400kV AAAC OHL Conductor | OHL Conductor Spacers | Conductor refurbishment including spacer replacment. | Refurbishment | 22 | Yes | PoF | Reduction of EoL through refurbishment | 177.0553 |  | 0 | 0 | 0 | 0 | 0 | 177.0553 | 0 | 0 | 177.0553
IT46 | 400kV OHL Conductor | 400kV ACSR OHL Conductor | OHL Conductor | Asset Replacement | Replacement | 58 | Yes | PoF | Reduction through replacement with new conductor. | 309.7244 |  | 0 | 0 | 0 | 161.4415 | 0 | 0 | 148.2829 | 0 | 309.7244
IT47 | 400kV OHL Conductor | 400kV ACSR OHL Conductor | OHL Conductor Spacers | Conductor refurbishment including spacer replacment. | Refurbishment | 19 | Yes | PoF | Reduction of EoL through refurbishment | 61.4318 |  | 0 | 0 | 33.8518 | 0 | 0 | 0 | 27.58 | 0 | 61.4318
IT48 | 132kV OHL Fittings | 132kV OHL Insulators | 132kV OHL Insulators | Asset disposal. | Removal | N/A | Yes | PoF & CoF | Removal of fittings. | 22 |  | 0 | 0 | 0 | 0 | 22 | 0 | 0 | 0 | 22
IT49 | 132kV OHL Fittings | 132kV OHL Insulators | 132kV OHL Insulators | Asset Replacement | Replacement | 41 | Yes | PoF | Reduction through replacement with new fittings. | 1151 |  | 213 | 366 | 0 | 276 | 48 | 0 | 248 | 579 | 572
IT50 | 275kV OHL Fittings | 275kV OHL Insulators | 275kV OHL Insulators | Asset Replacement | Replacement | 37 | Yes | PoF | Reduction through replacement with new fittings. | 917 |  | 676 | 180 | 0 | 28 | 0 | 0 | 33 | 856 | 61
IT51 | 275kV OHL Fittings | 275kV OHL Insulators with Cotter Pins | 275kV OHL Insulators | Asset Replacement | Replacement | 33 | Yes | PoF | Reduction through replacement with new fittings. | 274 |  | 0 | 0 | 0 | 0 | 0 | 108 | 166 | 0 | 274
IT52 | 400kV OHL Fittings | 400kV OHL Insulators | 400kV OHL Insulators | Asset Replacement | Replacement | 41 | Yes | PoF | Reduction through replacement with new fittings. | 498 |  | 12 | 0 | 98 | 386 | 0 | 0 | 2 | 12 | 486
IT53 | 400kV OHL Fittings | 400kV OHL Insulators with Cotter Pins | 400kV OHL Insulators | Asset Replacement | Replacement | 39 | Yes | PoF | Reduction through replacement with new fittings. | 158 |  | 0 | 0 | 0 | 77 | 0 | 0 | 81 | 0 | 158
IT54 | 132kV OHL Tower | 132kV Steel Tower | Tower Painting, Full Tower | Tower painting and refurbishment. | Refurbishment | 31 | Yes | PoF | Reduction of EoL through refurbishment | 484 |  | 0 | 0 | 0 | 0 | 0 | 43 | 441 | 0 | 484
IT55 | 132kV OHL Tower | 132kV Steel Tower | Whole Unit | Asset disposal. | Removal | N/A | Yes | PoF & CoF | Removal of towers. | 58 |  | 47 | 0 | 0 | 0 | 11 | 0 | 0 | 47 | 11
IT56 | 132kV OHL Tower | 132kV Steel Tower | Whole Unit | Asset Replacement | Replacement | 41 | Yes | PoF | Reduction through replacement with new tower. | 169 |  | 0 | 0 | 0 | 46 | 0 | 0 | 123 | 0 | 169
IT57 | 275kV OHL Tower | 275kV Steel Tower | Tower Painting, Full Tower | Tower painting and refurbishment. | Refurbishment | 30 | Yes | PoF | Reduction of EoL through refurbishment | 352 |  | 0 | 0 | 0 | 6 | 15 | 99 | 232 | 0 | 352
IT58 | 275kV OHL Tower | 275kV Steel Tower | Whole Unit | Asset Replacement | Replacement | 36 | Yes | PoF | Reduction through replacement with new tower. | 9 |  | 0 | 3 | 0 | 0 | 0 | 0 | 6 | 3 | 6
IT59 | 400kV OHL Tower | 400kV Steel Tower | Tower Painting, Full Tower | Tower painting and refurbishment. | Refurbishment | 21 | Yes | PoF | Reduction of EoL through refurbishment | 539 |  | 0 | 0 | 0 | 319 | 2 | 178 | 40 | 0 | 539
IT60 | 400kV OHL Tower | 400kV Steel Tower | Whole Unit | Asset Replacement | Replacement | 35 | Yes | PoF | Reduction through replacement with new tower. | 1 |  | 0 | 0 | 0 | 0 | 0 | 0 | 1 | 0 | 1
IT61 | [18 empty] | 0 | 0
IT62 | [18 empty] | 0 | 0
IT63 | [18 empty] | 0 | 0
IT64 | [18 empty] | 0 | 0
IT65 | [18 empty] | 0 | 0
IT66 | [18 empty] | 0 | 0
IT67 | [18 empty] | 0 | 0
IT68 | [18 empty] | 0 | 0
IT69 | [18 empty] | 0 | 0
IT70 | [18 empty] | 0 | 0
IT71 | [18 empty] | 0 | 0
IT72 | [18 empty] | 0 | 0
IT73 | [18 empty] | 0 | 0
IT74 | [18 empty] | 0 | 0
IT75 | [18 empty] | 0 | 0
IT76 | [18 empty] | 0 | 0
IT77 | [18 empty] | 0 | 0
IT78 | [18 empty] | 0 | 0
IT79 | [18 empty] | 0 | 0
IT80 | [18 empty] | 0 | 0
IT81 | [18 empty] | 0 | 0
IT82 | [18 empty] | 0 | 0
IT83 | [18 empty] | 0 | 0
IT84 | [18 empty] | 0 | 0
IT85 | [18 empty] | 0 | 0
IT86 | [18 empty] | 0 | 0
IT87 | [18 empty] | 0 | 0
IT88 | [18 empty] | 0 | 0
IT89 | [18 empty] | 0 | 0
IT90 | [18 empty] | 0 | 0
IT91 | [18 empty] | 0 | 0
IT92 | [18 empty] | 0 | 0
IT93 | [18 empty] | 0 | 0
IT94 | [18 empty] | 0 | 0
IT95 | [18 empty] | 0 | 0
IT96 | [18 empty] | 0 | 0
IT97 | [18 empty] | 0 | 0
IT98 | [18 empty] | 0 | 0
IT99 | [18 empty] | 0 | 0
IT100 | [18 empty] | 0 | 0
IT101 | [18 empty] | 0 | 0
IT102 | [18 empty] | 0 | 0
IT103 | [18 empty] | 0 | 0
IT104 | [18 empty] | 0 | 0
IT105 | [18 empty] | 0 | 0
IT106 | [18 empty] | 0 | 0
IT107 | [18 empty] | 0 | 0
IT108 | [18 empty] | 0 | 0
IT109 | [18 empty] | 0 | 0
IT110 | [18 empty] | 0 | 0
IT111 | [18 empty] | 0 | 0
IT112 | [18 empty] | 0 | 0
IT113 | [18 empty] | 0 | 0
IT114 | [18 empty] | 0 | 0
IT115 | [18 empty] | 0 | 0
IT116 | [18 empty] | 0 | 0
IT117 | [18 empty] | 0 | 0
IT118 | [18 empty] | 0 | 0
IT119 | [18 empty] | 0 | 0
IT120 | [18 empty] | 0 | 0
IT121 | [18 empty] | 0 | 0
IT122 | [18 empty] | 0 | 0
IT123 | [18 empty] | 0 | 0
IT124 | [18 empty] | 0 | 0
IT125 | [18 empty] | 0 | 0
IT126 | [18 empty] | 0 | 0
IT127 | [18 empty] | 0 | 0
IT128 | [18 empty] | 0 | 0
IT129 | [18 empty] | 0 | 0
IT130 | [18 empty] | 0 | 0
IT131 | [18 empty] | 0 | 0
IT132 | [18 empty] | 0 | 0
IT133 | [18 empty] | 0 | 0
IT134 | [18 empty] | 0 | 0
IT135 | [18 empty] | 0 | 0
IT136 | [18 empty] | 0 | 0
IT137 | [18 empty] | 0 | 0
IT138 | [18 empty] | 0 | 0
IT139 | [18 empty] | 0 | 0
IT140 | [18 empty] | 0 | 0
IT141 | [18 empty] | 0 | 0
IT142 | [18 empty] | 0 | 0
IT143 | [18 empty] | 0 | 0
IT144 | [18 empty] | 0 | 0
IT145 | [18 empty] | 0 | 0
IT146 | [18 empty] | 0 | 0
IT147 | [18 empty] | 0 | 0
IT148 | [18 empty] | 0 | 0
IT149 | [18 empty] | 0 | 0
IT150 | [18 empty] | 0 | 0
IT151 | [18 empty] | 0 | 0
IT152 | [18 empty] | 0 | 0
IT153 | [18 empty] | 0 | 0
IT154 | [18 empty] | 0 | 0
IT155 | [18 empty] | 0 | 0
IT156 | [18 empty] | 0 | 0
IT157 | [18 empty] | 0 | 0
IT158 | [18 empty] | 0 | 0
IT159 | [18 empty] | 0 | 0
IT160 | [18 empty] | 0 | 0
IT161 | [18 empty] | 0 | 0
IT162 | [18 empty] | 0 | 0
IT163 | [18 empty] | 0 | 0
IT164 | [18 empty] | 0 | 0
IT165 | [18 empty] | 0 | 0
IT166 | [18 empty] | 0 | 0
IT167 | [18 empty] | 0 | 0
IT168 | [18 empty] | 0 | 0
IT169 | [18 empty] | 0 | 0
IT170 | [18 empty] | 0 | 0
IT171 | [18 empty] | 0 | 0
IT172 | [18 empty] | 0 | 0
IT173 | [18 empty] | 0 | 0
IT174 | [18 empty] | 0 | 0
IT175 | [18 empty] | 0 | 0
IT176 | [18 empty] | 0 | 0
IT177 | [18 empty] | 0 | 0
IT178 | [18 empty] | 0 | 0
IT179 | [18 empty] | 0 | 0
IT180 | [18 empty] | 0 | 0
IT181 | [18 empty] | 0 | 0
IT182 | [18 empty] | 0 | 0
IT183 | [18 empty] | 0 | 0
IT184 | [18 empty] | 0 | 0
IT185 | [18 empty] | 0 | 0
IT186 | [18 empty] | 0 | 0
IT187 | [18 empty] | 0 | 0
IT188 | [18 empty] | 0 | 0
IT189 | [18 empty] | 0 | 0
IT190 | [18 empty] | 0 | 0
IT191 | [18 empty] | 0 | 0
IT192 | [18 empty] | 0 | 0
IT193 | [18 empty] | 0 | 0
IT194 | [18 empty] | 0 | 0
IT195 | [18 empty] | 0 | 0
IT196 | [18 empty] | 0 | 0
IT197 | [18 empty] | 0 | 0
IT198 | [18 empty] | 0 | 0
IT199
IT200 | [18 empty] | 0 | 0
END | END | END | END | END | END | END | END | END | END | END | END | END | END | END | END | END | END | END | END | END

## N2_Network_Risk
RIIO-2 Business Plan Data Template
Scottish Power Transmission
Workbook N: NARM
Submission Version 3.0 - Submitted on 09 Dec 2019
Template Version: v3.0
Sheet: N2 Network Risk
Prices Base: 2018/19
Error Checks: OK
- | - | - | - | - | - | - | - | - | - | - | - | - | - | - | -

## N2.1_Network_Risk_Summary
RIIO-2 Business Plan Data Template
Scottish Power Transmission
Workbook N: NARM
Submission Version 3.0 - Submitted on 09 Dec 2019
Template Version: v3.0
Sheet: N2.1 Network Risk Summary
Prices Base: 2018/19
Error Checks: OK
- | - | - | - | - | - | - | - | - | - | - | - | - | - | - | - | - | - | - | - | - | - | - | - | - | - | - | - | - | - | - | - | - | - | -
|  |  | Monetised Risk | [8 empty] | Volumes | [7 empty] | Average Risk | [10 empty] | PoF/Health Indicator
|  |  | Total Risk |  |  | 2025/26 Delta | [6 empty] | Total Volumes |  |  | Interventions |  |  |  |  | Average Asset Risk |  |  | Average Intervention Risk Benefit | [6 empty] | Average PoF
| Asset Category | Units | 2020/21 Forecast | 2025/26 Without Intervention | 2025/26 With Intervention | Total | Replacement | Refurbishment | Other Interventions | Non-Intervention |  | Units | 2020/21 Without Intervention | 2025/26 Without Intervention | 2025/26 With Intervention | Replacement | Refurbishment | Other Interventions |  | Units | 2020/21 Without Intervention | 2025/26 Without Intervention | 2025/26 Without Intervention | All Interventions | Replacement | Refurbishment | Other Interventions |  | Check - Delta |  | 2020/21 Without Intervention | 2025/26 Without Intervention | 2025/26 With Intervention | 2025/26 Av. PoF Change from W/O Intervention
01 | 132kV Circuit Breaker | R£m | 15.4623 | 20.6826 | 11.7251 | -8.9575 | -8.9575 | 0 | 0 | 5.2203 |  | # | 246 | 246 | 237 | 28 | 0 | 0 |  | R£m | 0.062855 | 0.084076 | 0.049473 | -0.31991 | -0.31991 | 0 | 0 |  | OK |  | 2.5893 | 3.2408 | 1.6765 | -1.5643
02 | 132kV Transformer | R£m | 35.3779 | 53.4926 | 43.8123 | -9.6803 | -1.9953 | -7.685 | 0 | 18.1148 |  | # | 174 | 174 | 174 | 4 | 6 | 0 |  | R£m | 0.20332 | 0.30743 | 0.2518 | -0.96803 | -0.49882 | -1.2808 | 0 |  | OK |  | 3.8161 | 4.6272 | 4.2869 | -0.34034
03 | 132kV Reactor | R£m | 0.49899 | 0.67982 | 0.67982 | 0 | 0 | 0 | 0 | 0.18083 |  | # | 2 | 2 | 2 | 0 | 0 | 0 |  | R£m | 0.24949 | 0.33991 | 0.33991 | 0 | 0 | 0 | 0 |  | OK |  | 6.2956 | 7.0998 | 7.0998 | 0
04 | 132kV Underground Cable | R£m | 30.479 | 42.6088 | 12.2537 | -30.3551 | -22.9206 | -7.0954 | -0.33906 | 12.1298 |  | km | 299.293 | 299.293 | 309.364 | 26.6311 | 14.079 | 8.3022 |  | R£m | 0.10184 | 0.14236 | 0.039609 | -0.61934 | -0.86067 | -0.50397 | -0.040839 |  | OK |  | 1.9056 | 2.2795 | 1.3079 | -0.97161
05 | 132kV OHL Conductor | R£m | 37.4075 | 53.0826 | 32.7389 | -20.3437 | -19.9925 | 0 | -0.35117 | 15.675 |  | km | 1551.9815 | 1551.9815 | 1545.6953 | 279.7327 | 0 | 5.1685 |  | R£m | 0.024103 | 0.034203 | 0.021181 | -0.071406 | -0.07147 | 0 | -0.067945 |  | OK |  | 3.4554 | 4.1539 | 2.9354 | -1.2185
06 | 132kV OHL Fittings | R£m | 410.8271 | 698.9885 | 303.2061 | -395.7824 | -394.2583 | 0 | -1.5242 | 288.1614 |  | # | 6479 | 6479 | 6520 | 572 | 0 | 22 |  | R£m | 0.063409 | 0.10789 | 0.046504 | -0.6663 | -0.68926 | 0 | -0.06928 |  | OK |  | 2.223 | 2.9939 | 2.1724 | -0.82156
13 | 132kV OHL Tower | R£m | 223.6785 | 345.0772 | 208.9273 | -136.1499 | -8.6972 | -105.8233 | -21.6295 | 121.3987 |  | # | 3093 | 3093 | 2856 | 169 | 484 | 11 |  | R£m | 0.072318 | 0.11157 | 0.073154 | -0.20505 | -0.051462 | -0.21864 | -1.9663 |  | OK |  | 5.4569 | 6.3492 | 5.1818 | -1.1674
14 | 275kV Circuit Breaker | R£m | 19.2021 | 28.0639 | 10.9969 | -17.067 | -17.067 | 0 | 0 | 8.8618 |  | # | 191 | 191 | 189 | 39 | 0 | 0 |  | R£m | 0.10053 | 0.14693 | 0.058184 | -0.43762 | -0.43762 | 0 | 0 |  | OK |  | 2.668 | 3.324 | 1.258 | -2.066
15 | 275kV Transformer | R£m | 27.3909 | 41.0506 | 29.0759 | -11.9747 | -8.8638 | -3.1109 | 0 | 5.6727 |  | # | 102 | 102 | 102 | 16 | 2 | 0 |  | R£m | 0.26854 | 0.40246 | 0.28506 | -0.66526 | -0.55399 | -1.5555 | 0 |  | OK |  | 3.8941 | 4.7358 | 3.4848 | -1.251
16 | 275kV Reactor | R£m | 0.89527 | 1.083 | 0.8455 | -0.23752 | 0 | -0.23752 | 0 | 0.18775 |  | # | 15 | 15 | 15 | 0 | 2 | 0 |  | R£m | 0.059685 | 0.072201 | 0.056366 | -0.11876 | 0 | -0.11876 | 0 |  | OK |  | 1.9991 | 2.4447 | 2.077 | -0.36775
17 | 275kV Underground Cable | R£m | 23.5412 | 34.8398 | 12.8525 | -21.9873 | -0.29423 | -21.693 | 0 | 11.2985 |  | km | 126.8451 | 126.8451 | 129.575 | 3.712 | 9.0006 | 0 |  | R£m | 0.18559 | 0.27466 | 0.09919 | -1.7296 | -0.079266 | -2.4102 | 0 |  | OK |  | 1.6169 | 1.9675 | 1.6689 | -0.29863
18 | 275kV OHL Conductor | R£m | 51.9364 | 77.2246 | 58.9568 | -18.2677 | -4.1022 | -14.1655 | 0 | 25.2881 |  | km | 1134.9136 | 1134.9136 | 1135.2691 | 27.9315 | 176.3593 | 0 |  | R£m | 0.045762 | 0.068044 | 0.051932 | -0.08942 | -0.14687 | -0.080322 | 0 |  | OK |  | 3.6568 | 4.3522 | 3.7242 | -0.62799
19 | 275kV OHL Fittings | R£m | 293.5196 | 457.6298 | 207.666 | -249.8967 | -249.8967 | 0 | 0 | 164.0431 |  | # | 3497 | 3497 | 3494 | 335 | 0 | 0 |  | R£m | 0.083935 | 0.13086 | 0.059435 | -0.74596 | -0.74596 | 0 | 0 |  | OK |  | 1.8382 | 2.5034 | 1.6127 | -0.8907
20 | 275kV OHL Tower | R£m | 229.2605 | 403.517 | 300.7473 | -102.7697 | -0.018077 | -102.7516 | 0 | 174.2564 |  | # | 1808 | 1808 | 1807 | 6 | 352 | 0 |  | R£m | 0.1268 | 0.22318 | 0.16643 | -0.28707 | -0.0030129 | -0.29191 | 0 |  | OK |  | 4.525 | 5.5175 | 5.1288 | -0.38869
21 | 400kV Circuit Breaker | R£m | 7.0389 | 9.0592 | 5.403 | -3.6562 | -1.0978 | -2.5584 | 0 | 2.0203 |  | # | 114 | 114 | 109 | 4 | 11 | 0 |  | R£m | 0.061744 | 0.079466 | 0.049569 | -0.24375 | -0.27445 | -0.23258 | 0 |  | OK |  | 2.0877 | 2.6861 | 1.5216 | -1.1645
22 | 400kV Transformer | R£m | 9.9398 | 15.2082 | 11.1489 | -4.0593 | 0 | -4.0593 | 0 | 5.2684 |  | # | 39 | 39 | 39 | 0 | 4 | 0 |  | R£m | 0.25487 | 0.38995 | 0.28587 | -1.0148 | 0 | -1.0148 | 0 |  | OK |  | 2.9358 | 3.6625 | 3.33 | -0.33249
23 | 400kV Reactor | R£m | 1.3937 | 1.8983 | 0.98128 | -0.91697 | -0.91697 | 0 | 0 | 0.91697 |  | # | 14 | 14 | 14 | 2 | 0 | 0 |  | R£m | 0.099548 | 0.13559 | 0.070092 | -0.45849 | -0.45849 | 0 | 0 |  | OK |  | 2.0069 | 2.6396 | 0.76004 | -1.8796
27 | 400kV Underground Cable | R£m | 1.3785 | 1.5073 | 1.4475 | -0.059805 | -0.059805 | 0 | 0 | 0.12877 |  | km | 15.4128 | 15.4128 | 15.2528 | 0 | 0 | 0 |  | R£m | 0.08944 | 0.097795 | 0.0949 | 0 | 0 | 0 | 0 |  | OK |  | 1.099 | 1.3428 | 1.3102 | -0.032584
28 | 400kV OHL Conductor | R£m | 106.997 | 174.8364 | 48.2252 | -126.6112 | -62.6433 | -63.9679 | 0 | 67.8394 |  | km | 1026.0412 | 1026.0412 | 1025.8964 | 309.7244 | 238.4871 | 0 |  | R£m | 0.10428 | 0.1704 | 0.047008 | -0.23095 | -0.20225 | -0.26822 | 0 |  | OK |  | 4.8934 | 6.0385 | 2.3887 | -3.6498
29 | 400kV OHL Fittings | R£m | 1065.2842 | 1973.7284 | 1196.8903 | -776.8381 | -776.8381 | 0 | 0 | 908.4442 |  | # | 3177 | 3177 | 3174 | 644 | 0 | 0 |  | R£m | 0.33531 | 0.62126 | 0.37709 | -1.2063 | -1.2063 | 0 | 0 |  | OK |  | 4.0346 | 5.2765 | 3.3923 | -1.8843
30 | 400kV OHL Tower | R£m | 82.4463 | 155.8329 | 81.2602 | -74.5728 | -0.12422 | -74.4485 | 0 | 73.3866 |  | # | 1662 | 1662 | 1660 | 1 | 539 | 0 |  | R£m | 0.049607 | 0.093762 | 0.048952 | -0.1381 | -0.12422 | -0.13812 | 0 |  | OK |  | 5.8416 | 7.3697 | 5.5494 | -1.8203
31 | No entry required | R£m | 0 | 0 | 0 | 0 | 0 | 0 | 0 | 0 |  | - | 0 | 0 | 0 | 0 | 0 | 0 |  | R£m | 0 | 0 | 0 | 0 | 0 | 0 | 0 |  | OK |  | 0 | 0 | 0 | 0
32 | No entry required | R£m | 0 | 0 | 0 | 0 | 0 | 0 | 0 | 0 |  | - | 0 | 0 | 0 | 0 | 0 | 0 |  | R£m | 0 | 0 | 0 | 0 | 0 | 0 | 0 |  | OK |  | 0 | 0 | 0 | 0
33 | No entry required | R£m | 0 | 0 | 0 | 0 | 0 | 0 | 0 | 0 |  | - | 0 | 0 | 0 | 0 | 0 | 0 |  | R£m | 0 | 0 | 0 | 0 | 0 | 0 | 0 |  | OK |  | 0 | 0 | 0 | 0
34 | No entry required | R£m | 0 | 0 | 0 | 0 | 0 | 0 | 0 | 0 |  | - | 0 | 0 | 0 | 0 | 0 | 0 |  | R£m | 0 | 0 | 0 | 0 | 0 | 0 | 0 |  | OK |  | 0 | 0 | 0 | 0
35 | No entry required | R£m | 0 | 0 | 0 | 0 | 0 | 0 | 0 | 0 |  | - | 0 | 0 | 0 | 0 | 0 | 0 |  | R£m | 0 | 0 | 0 | 0 | 0 | 0 | 0 |  | OK |  | 0 | 0 | 0 | 0
36 | No entry required | R£m | 0 | 0 | 0 | 0 | 0 | 0 | 0 | 0 |  | - | 0 | 0 | 0 | 0 | 0 | 0 |  | R£m | 0 | 0 | 0 | 0 | 0 | 0 | 0 |  | OK |  | 0 | 0 | 0 | 0
37 | No entry required | R£m | 0 | 0 | 0 | 0 | 0 | 0 | 0 | 0 |  | - | 0 | 0 | 0 | 0 | 0 | 0 |  | R£m | 0 | 0 | 0 | 0 | 0 | 0 | 0 |  | OK |  | 0 | 0 | 0 | 0
38 | No entry required | R£m | 0 | 0 | 0 | 0 | 0 | 0 | 0 | 0 |  | - | 0 | 0 | 0 | 0 | 0 | 0 |  | R£m | 0 | 0 | 0 | 0 | 0 | 0 | 0 |  | OK |  | 0 | 0 | 0 | 0
40 | No entry required | R£m | 0 | 0 | 0 | 0 | 0 | 0 | 0 | 0 |  | - | 0 | 0 | 0 | 0 | 0 | 0 |  | R£m | 0 | 0 | 0 | 0 | 0 | 0 | 0 |  | OK |  | 0 | 0 | 0 | 0
41 | No entry required | R£m | 0 | 0 | 0 | 0 | 0 | 0 | 0 | 0 |  | - | 0 | 0 | 0 | 0 | 0 | 0 |  | R£m | 0 | 0 | 0 | 0 | 0 | 0 | 0 |  | OK |  | 0 | 0 | 0 | 0
42 | No entry required | R£m | 0 | 0 | 0 | 0 | 0 | 0 | 0 | 0 |  | - | 0 | 0 | 0 | 0 | 0 | 0 |  | R£m | 0 | 0 | 0 | 0 | 0 | 0 | 0 |  | OK |  | 0 | 0 | 0 | 0
43 | No entry required | R£m | 0 | 0 | 0 | 0 | 0 | 0 | 0 | 0 |  | - | 0 | 0 | 0 | 0 | 0 | 0 |  | R£m | 0 | 0 | 0 | 0 | 0 | 0 | 0 |  | OK |  | 0 | 0 | 0 | 0
44 | No entry required | R£m | 0 | 0 | 0 | 0 | 0 | 0 | 0 | 0 |  | - | 0 | 0 | 0 | 0 | 0 | 0 |  | R£m | 0 | 0 | 0 | 0 | 0 | 0 | 0 |  | OK |  | 0 | 0 | 0 | 0
45 | No entry required | R£m | 0 | 0 | 0 | 0 | 0 | 0 | 0 | 0 |  | - | 0 | 0 | 0 | 0 | 0 | 0 |  | R£m | 0 | 0 | 0 | 0 | 0 | 0 | 0 |  | OK |  | 0 | 0 | 0 | 0
46 | No entry required | R£m | 0 | 0 | 0 | 0 | 0 | 0 | 0 | 0 |  | - | 0 | 0 | 0 | 0 | 0 | 0 |  | R£m | 0 | 0 | 0 | 0 | 0 | 0 | 0 |  | OK |  | 0 | 0 | 0 | 0
47 | No entry required | R£m | 0 | 0 | 0 | 0 | 0 | 0 | 0 | 0 |  | - | 0 | 0 | 0 | 0 | 0 | 0 |  | R£m | 0 | 0 | 0 | 0 | 0 | 0 | 0 |  | OK |  | 0 | 0 | 0 | 0
| Total | R£m | 2673.9558 | 4590.0914 | 2579.8403 | -2010.184 | -1578.7436 | -407.5965 | -23.8439 | 1908.4939 | [18 empty] | OK

## N2.2_Risk_Bandings
RIIO-2 Business Plan Data Template
Scottish Power Transmission
Workbook N: NARM
Submission Version 3.0 - Submitted on 09 Dec 2019
Template Version: v3.0
Sheet: N2.2 Risk Bandings
Prices Base: 2018/19
Error Checks: OK
- | - | - | - | - | - | - | - | - | - | - | - | - | - | - | - | - | - | - | - | - | - | -
Risk Bandings
Risk
Range |  |  | Risk - Minimum point in band | [9 empty] | Risk - Maximum point in band
| Asset Category | Units | R1 | R2 | R3 | R4 | R5 | R6 | R7 | R8 | R9 | R10 | R1 | R2 | R3 | R4 | R5 | R6 | R7 | R8 | R9 | R10
01 | 132kV Circuit Breaker | R£m | 0 | 0.0023785 | 0.04729 | 0.092202 | 0.13711 | 0.18203 | 0.22694 | 0.27185 | 0.31676 | 0.36167 | 0.0023785 | 0.04729 | 0.092202 | 0.13711 | 0.18203 | 0.22694 | 0.27185 | 0.31676 | 0.36167
02 | 132kV Transformer | R£m | 0 | 0.01 | 0.17913 | 0.34827 | 0.5174 | 0.68653 | 0.85566 | 1.0248 | 1.1939 | 1.3631 | 0.01 | 0.17913 | 0.34827 | 0.5174 | 0.68653 | 0.85566 | 1.0248 | 1.1939 | 1.3631
03 | 132kV Reactor | R£m | 0 | 0.26693 | 0.28518 | 0.30342 | 0.32167 | 0.33991 | 0.35816 | 0.3764 | 0.39465 | 0.41289 | 0.26693 | 0.28518 | 0.30342 | 0.32167 | 0.33991 | 0.35816 | 0.3764 | 0.39465 | 0.41289
04 | 132kV Underground Cable | R£m | 0 | 3.9216e-05 | 0.20607 | 0.41211 | 0.61814 | 0.82418 | 1.0302 | 1.2362 | 1.4423 | 1.6483 | 3.9216e-05 | 0.20607 | 0.41211 | 0.61814 | 0.82418 | 1.0302 | 1.2362 | 1.4423 | 1.6483
05 | 132kV OHL Conductor | R£m | 0 | 3.7928e-05 | 0.023826 | 0.047613 | 0.071401 | 0.095188 | 0.11898 | 0.14276 | 0.16655 | 0.19034 | 3.7928e-05 | 0.023826 | 0.047613 | 0.071401 | 0.095188 | 0.11898 | 0.14276 | 0.16655 | 0.19034
06 | 132kV OHL Fittings | R£m | 0 | 0.00029789 | 0.094223 | 0.18815 | 0.28207 | 0.376 | 0.46992 | 0.56385 | 0.65777 | 0.7517 | 0.00029789 | 0.094223 | 0.18815 | 0.28207 | 0.376 | 0.46992 | 0.56385 | 0.65777 | 0.7517
13 | 132kV OHL Tower | R£m | 0 | 6.8054e-05 | 0.14356 | 0.28706 | 0.43055 | 0.57405 | 0.71754 | 0.86103 | 1.0045 | 1.148 | 6.8054e-05 | 0.14356 | 0.28706 | 0.43055 | 0.57405 | 0.71754 | 0.86103 | 1.0045 | 1.148
14 | 275kV Circuit Breaker | R£m | 0 | 0.0025427 | 0.040145 | 0.077747 | 0.11535 | 0.15295 | 0.19055 | 0.22816 | 0.26576 | 0.30336 | 0.0025427 | 0.040145 | 0.077747 | 0.11535 | 0.15295 | 0.19055 | 0.22816 | 0.26576 | 0.30336
15 | 275kV Transformer | R£m | 0 | 0.03066 | 0.20193 | 0.3732 | 0.54447 | 0.71574 | 0.88701 | 1.0583 | 1.2296 | 1.4008 | 0.03066 | 0.20193 | 0.3732 | 0.54447 | 0.71574 | 0.88701 | 1.0583 | 1.2296 | 1.4008
16 | 275kV Reactor | R£m | 0 | 0.014113 | 0.035327 | 0.056541 | 0.077756 | 0.09897 | 0.12018 | 0.1414 | 0.16261 | 0.18383 | 0.014113 | 0.035327 | 0.056541 | 0.077756 | 0.09897 | 0.12018 | 0.1414 | 0.16261 | 0.18383
17 | 275kV Underground Cable | R£m | 0 | 4.1546e-05 | 0.41691 | 0.83378 | 1.2507 | 1.6675 | 2.0844 | 2.5013 | 2.9181 | 3.335 | 4.1546e-05 | 0.41691 | 0.83378 | 1.2507 | 1.6675 | 2.0844 | 2.5013 | 2.9181 | 3.335
18 | 275kV OHL Conductor | R£m | 0 | 8.9264e-05 | 0.050082 | 0.10008 | 0.15007 | 0.20006 | 0.25005 | 0.30005 | 0.35004 | 0.40003 | 8.9264e-05 | 0.050082 | 0.10008 | 0.15007 | 0.20006 | 0.25005 | 0.30005 | 0.35004 | 0.40003
19 | 275kV OHL Fittings | R£m | 0 | 0.00029789 | 0.10536 | 0.21042 | 0.31549 | 0.42055 | 0.52561 | 0.63067 | 0.73574 | 0.8408 | 0.00029789 | 0.10536 | 0.21042 | 0.31549 | 0.42055 | 0.52561 | 0.63067 | 0.73574 | 0.8408
20 | 275kV OHL Tower | R£m | 0 | 0.0001432 | 0.31913 | 0.63811 | 0.95709 | 1.2761 | 1.5951 | 1.914 | 2.233 | 2.552 | 0.0001432 | 0.31913 | 0.63811 | 0.95709 | 1.2761 | 1.5951 | 1.914 | 2.233 | 2.552
21 | 400kV Circuit Breaker | R£m | 0 | 0.0045738 | 0.057261 | 0.10995 | 0.16264 | 0.21532 | 0.26801 | 0.3207 | 0.37338 | 0.42607 | 0.0045738 | 0.057261 | 0.10995 | 0.16264 | 0.21532 | 0.26801 | 0.3207 | 0.37338 | 0.42607
22 | 400kV Transformer | R£m | 0 | 0.047632 | 0.29522 | 0.5428 | 0.79039 | 1.038 | 1.2856 | 1.5332 | 1.7807 | 2.0283 | 0.047632 | 0.29522 | 0.5428 | 0.79039 | 1.038 | 1.2856 | 1.5332 | 1.7807 | 2.0283
23 | 400kV Reactor | R£m | 0 | 0.01449 | 0.076051 | 0.13761 | 0.19917 | 0.26073 | 0.32229 | 0.38386 | 0.44542 | 0.50698 | 0.01449 | 0.076051 | 0.13761 | 0.19917 | 0.26073 | 0.32229 | 0.38386 | 0.44542 | 0.50698
27 | 400kV Underground Cable | R£m | 0 | 4.0549e-05 | 0.064741 | 0.12944 | 0.19414 | 0.25884 | 0.32354 | 0.38824 | 0.45294 | 0.51764 | 4.0549e-05 | 0.064741 | 0.12944 | 0.19414 | 0.25884 | 0.32354 | 0.38824 | 0.45294 | 0.51764
28 | 400kV OHL Conductor | R£m | 0 | 0.025781 | 0.073393 | 0.121 | 0.16862 | 0.21623 | 0.26384 | 0.31145 | 0.35906 | 0.40667 | 0.025781 | 0.073393 | 0.121 | 0.16862 | 0.21623 | 0.26384 | 0.31145 | 0.35906 | 0.40667
29 | 400kV OHL Fittings | R£m | 0 | 0.036806 | 0.36861 | 0.7004 | 1.0322 | 1.364 | 1.6958 | 2.0276 | 2.3594 | 2.6912 | 0.036806 | 0.36861 | 0.7004 | 1.0322 | 1.364 | 1.6958 | 2.0276 | 2.3594 | 2.6912
30 | 400kV OHL Tower | R£m | 0 | 0.00021761 | 0.039071 | 0.077924 | 0.11678 | 0.15563 | 0.19448 | 0.23334 | 0.27219 | 0.31104 | 0.00021761 | 0.039071 | 0.077924 | 0.11678 | 0.15563 | 0.19448 | 0.23334 | 0.27219 | 0.31104
31 | No entry required | R£m | Risk - Minimum point in band R1: 0; Risk - Maximum point in band R1: 0; Risk - Maximum point in band R2: 0; Risk - Maximum point in band R3: 0; Risk - Maximum point in band R4: 0; Risk - Maximum point in band R5: 0; Risk - Maximum point in band R6: 0; Risk - Maximum point in band R7: 0; Risk - Maximum point in band R8: 0; Risk - Maximum point in band R9: 0
32 | No entry required | R£m | Risk - Minimum point in band R1: 0; Risk - Maximum point in band R1: 0; Risk - Maximum point in band R2: 0; Risk - Maximum point in band R3: 0; Risk - Maximum point in band R4: 0; Risk - Maximum point in band R5: 0; Risk - Maximum point in band R6: 0; Risk - Maximum point in band R7: 0; Risk - Maximum point in band R8: 0; Risk - Maximum point in band R9: 0
33 | No entry required | R£m | Risk - Minimum point in band R1: 0; Risk - Maximum point in band R1: 0; Risk - Maximum point in band R2: 0; Risk - Maximum point in band R3: 0; Risk - Maximum point in band R4: 0; Risk - Maximum point in band R5: 0; Risk - Maximum point in band R6: 0; Risk - Maximum point in band R7: 0; Risk - Maximum point in band R8: 0; Risk - Maximum point in band R9: 0
34 | No entry required | R£m | Risk - Minimum point in band R1: 0; Risk - Maximum point in band R1: 0; Risk - Maximum point in band R2: 0; Risk - Maximum point in band R3: 0; Risk - Maximum point in band R4: 0; Risk - Maximum point in band R5: 0; Risk - Maximum point in band R6: 0; Risk - Maximum point in band R7: 0; Risk - Maximum point in band R8: 0; Risk - Maximum point in band R9: 0
35 | No entry required | R£m | Risk - Minimum point in band R1: 0; Risk - Maximum point in band R1: 0; Risk - Maximum point in band R2: 0; Risk - Maximum point in band R3: 0; Risk - Maximum point in band R4: 0; Risk - Maximum point in band R5: 0; Risk - Maximum point in band R6: 0; Risk - Maximum point in band R7: 0; Risk - Maximum point in band R8: 0; Risk - Maximum point in band R9: 0
36 | No entry required | R£m | Risk - Minimum point in band R1: 0; Risk - Maximum point in band R1: 0; Risk - Maximum point in band R2: 0; Risk - Maximum point in band R3: 0; Risk - Maximum point in band R4: 0; Risk - Maximum point in band R5: 0; Risk - Maximum point in band R6: 0; Risk - Maximum point in band R7: 0; Risk - Maximum point in band R8: 0; Risk - Maximum point in band R9: 0
37 | No entry required | R£m | Risk - Minimum point in band R1: 0; Risk - Maximum point in band R1: 0; Risk - Maximum point in band R2: 0; Risk - Maximum point in band R3: 0; Risk - Maximum point in band R4: 0; Risk - Maximum point in band R5: 0; Risk - Maximum point in band R6: 0; Risk - Maximum point in band R7: 0; Risk - Maximum point in band R8: 0; Risk - Maximum point in band R9: 0
38 | No entry required | R£m | Risk - Minimum point in band R1: 0; Risk - Maximum point in band R1: 0; Risk - Maximum point in band R2: 0; Risk - Maximum point in band R3: 0; Risk - Maximum point in band R4: 0; Risk - Maximum point in band R5: 0; Risk - Maximum point in band R6: 0; Risk - Maximum point in band R7: 0; Risk - Maximum point in band R8: 0; Risk - Maximum point in band R9: 0
40 | No entry required | R£m | Risk - Minimum point in band R1: 0; Risk - Maximum point in band R1: 0; Risk - Maximum point in band R2: 0; Risk - Maximum point in band R3: 0; Risk - Maximum point in band R4: 0; Risk - Maximum point in band R5: 0; Risk - Maximum point in band R6: 0; Risk - Maximum point in band R7: 0; Risk - Maximum point in band R8: 0; Risk - Maximum point in band R9: 0
41 | No entry required | R£m | Risk - Minimum point in band R1: 0; Risk - Maximum point in band R1: 0; Risk - Maximum point in band R2: 0; Risk - Maximum point in band R3: 0; Risk - Maximum point in band R4: 0; Risk - Maximum point in band R5: 0; Risk - Maximum point in band R6: 0; Risk - Maximum point in band R7: 0; Risk - Maximum point in band R8: 0; Risk - Maximum point in band R9: 0
42 | No entry required | R£m | Risk - Minimum point in band R1: 0; Risk - Maximum point in band R1: 0; Risk - Maximum point in band R2: 0; Risk - Maximum point in band R3: 0; Risk - Maximum point in band R4: 0; Risk - Maximum point in band R5: 0; Risk - Maximum point in band R6: 0; Risk - Maximum point in band R7: 0; Risk - Maximum point in band R8: 0; Risk - Maximum point in band R9: 0
43 | No entry required | R£m | Risk - Minimum point in band R1: 0; Risk - Maximum point in band R1: 0; Risk - Maximum point in band R2: 0; Risk - Maximum point in band R3: 0; Risk - Maximum point in band R4: 0; Risk - Maximum point in band R5: 0; Risk - Maximum point in band R6: 0; Risk - Maximum point in band R7: 0; Risk - Maximum point in band R8: 0; Risk - Maximum point in band R9: 0
44 | No entry required | R£m | Risk - Minimum point in band R1: 0; Risk - Maximum point in band R1: 0; Risk - Maximum point in band R2: 0; Risk - Maximum point in band R3: 0; Risk - Maximum point in band R4: 0; Risk - Maximum point in band R5: 0; Risk - Maximum point in band R6: 0; Risk - Maximum point in band R7: 0; Risk - Maximum point in band R8: 0; Risk - Maximum point in band R9: 0
45 | No entry required | R£m | Risk - Minimum point in band R1: 0; Risk - Maximum point in band R1: 0; Risk - Maximum point in band R2: 0; Risk - Maximum point in band R3: 0; Risk - Maximum point in band R4: 0; Risk - Maximum point in band R5: 0; Risk - Maximum point in band R6: 0; Risk - Maximum point in band R7: 0; Risk - Maximum point in band R8: 0; Risk - Maximum point in band R9: 0
46 | No entry required | R£m | Risk - Minimum point in band R1: 0; Risk - Maximum point in band R1: 0; Risk - Maximum point in band R2: 0; Risk - Maximum point in band R3: 0; Risk - Maximum point in band R4: 0; Risk - Maximum point in band R5: 0; Risk - Maximum point in band R6: 0; Risk - Maximum point in band R7: 0; Risk - Maximum point in band R8: 0; Risk - Maximum point in band R9: 0
47 | No entry required | R£m | Risk - Minimum point in band R1: 0; Risk - Maximum point in band R1: 0; Risk - Maximum point in band R2: 0; Risk - Maximum point in band R3: 0; Risk - Maximum point in band R4: 0; Risk - Maximum point in band R5: 0; Risk - Maximum point in band R6: 0; Risk - Maximum point in band R7: 0; Risk - Maximum point in band R8: 0; Risk - Maximum point in band R9: 0
Probability of Failure (PoF)/Health Indicator
Range |  |  | Risk - Minimum point in band R1: PoF/Health - Minimum point in band; Risk - Maximum point in band R1: PoF/Health - Maximum point in band
| Asset Category | Units | P1 | P2 | P3 | P4 | P5 | P6 | P7 | P8 | P9 | P10 | P1 | P2 | P3 | P4 | P5 | P6 | P7 | P8 | P9 | P10
01 | 132kV Circuit Breaker | None | 0 | 1.5 | 2.5 | 3.5 | 4.5 | 5.5 | 6.5 | 7.5 | 8.5 | 9.5 | 1.5 | 2.5 | 3.5 | 4.5 | 5.5 | 6.5 | 7.5 | 8.5 | 9.5 | 15
02 | 132kV Transformer | None | 0 | 1.5 | 2.5 | 3.5 | 4.5 | 5.5 | 6.5 | 7.5 | 8.5 | 9.5 | 1.5 | 2.5 | 3.5 | 4.5 | 5.5 | 6.5 | 7.5 | 8.5 | 9.5 | 15
03 | 132kV Reactor | None | 0 | 1.5 | 2.5 | 3.5 | 4.5 | 5.5 | 6.5 | 7.5 | 8.5 | 9.5 | 1.5 | 2.5 | 3.5 | 4.5 | 5.5 | 6.5 | 7.5 | 8.5 | 9.5 | 15
04 | 132kV Underground Cable | None | 0 | 1.5 | 2.5 | 3.5 | 4.5 | 5.5 | 6.5 | 7.5 | 8.5 | 9.5 | 1.5 | 2.5 | 3.5 | 4.5 | 5.5 | 6.5 | 7.5 | 8.5 | 9.5 | 15
05 | 132kV OHL Conductor | None | 0 | 1.5 | 2.5 | 3.5 | 4.5 | 5.5 | 6.5 | 7.5 | 8.5 | 9.5 | 1.5 | 2.5 | 3.5 | 4.5 | 5.5 | 6.5 | 7.5 | 8.5 | 9.5 | 15
06 | 132kV OHL Fittings | None | 0 | 1.5 | 2.5 | 3.5 | 4.5 | 5.5 | 6.5 | 7.5 | 8.5 | 9.5 | 1.5 | 2.5 | 3.5 | 4.5 | 5.5 | 6.5 | 7.5 | 8.5 | 9.5 | 15
13 | 132kV OHL Tower | None | 0 | 1.5 | 2.5 | 3.5 | 4.5 | 5.5 | 6.5 | 7.5 | 8.5 | 9.5 | 1.5 | 2.5 | 3.5 | 4.5 | 5.5 | 6.5 | 7.5 | 8.5 | 9.5 | 15
14 | 275kV Circuit Breaker | None | 0 | 1.5 | 2.5 | 3.5 | 4.5 | 5.5 | 6.5 | 7.5 | 8.5 | 9.5 | 1.5 | 2.5 | 3.5 | 4.5 | 5.5 | 6.5 | 7.5 | 8.5 | 9.5 | 15
15 | 275kV Transformer | None | 0 | 1.5 | 2.5 | 3.5 | 4.5 | 5.5 | 6.5 | 7.5 | 8.5 | 9.5 | 1.5 | 2.5 | 3.5 | 4.5 | 5.5 | 6.5 | 7.5 | 8.5 | 9.5 | 15
16 | 275kV Reactor | None | 0 | 1.5 | 2.5 | 3.5 | 4.5 | 5.5 | 6.5 | 7.5 | 8.5 | 9.5 | 1.5 | 2.5 | 3.5 | 4.5 | 5.5 | 6.5 | 7.5 | 8.5 | 9.5 | 15
17 | 275kV Underground Cable | None | 0 | 1.5 | 2.5 | 3.5 | 4.5 | 5.5 | 6.5 | 7.5 | 8.5 | 9.5 | 1.5 | 2.5 | 3.5 | 4.5 | 5.5 | 6.5 | 7.5 | 8.5 | 9.5 | 15
18 | 275kV OHL Conductor | None | 0 | 1.5 | 2.5 | 3.5 | 4.5 | 5.5 | 6.5 | 7.5 | 8.5 | 9.5 | 1.5 | 2.5 | 3.5 | 4.5 | 5.5 | 6.5 | 7.5 | 8.5 | 9.5 | 15
19 | 275kV OHL Fittings | None | 0 | 1.5 | 2.5 | 3.5 | 4.5 | 5.5 | 6.5 | 7.5 | 8.5 | 9.5 | 1.5 | 2.5 | 3.5 | 4.5 | 5.5 | 6.5 | 7.5 | 8.5 | 9.5 | 15
20 | 275kV OHL Tower | None | 0 | 1.5 | 2.5 | 3.5 | 4.5 | 5.5 | 6.5 | 7.5 | 8.5 | 9.5 | 1.5 | 2.5 | 3.5 | 4.5 | 5.5 | 6.5 | 7.5 | 8.5 | 9.5 | 15
21 | 400kV Circuit Breaker | None | 0 | 1.5 | 2.5 | 3.5 | 4.5 | 5.5 | 6.5 | 7.5 | 8.5 | 9.5 | 1.5 | 2.5 | 3.5 | 4.5 | 5.5 | 6.5 | 7.5 | 8.5 | 9.5 | 15
22 | 400kV Transformer | None | 0 | 1.5 | 2.5 | 3.5 | 4.5 | 5.5 | 6.5 | 7.5 | 8.5 | 9.5 | 1.5 | 2.5 | 3.5 | 4.5 | 5.5 | 6.5 | 7.5 | 8.5 | 9.5 | 15
23 | 400kV Reactor | None | 0 | 1.5 | 2.5 | 3.5 | 4.5 | 5.5 | 6.5 | 7.5 | 8.5 | 9.5 | 1.5 | 2.5 | 3.5 | 4.5 | 5.5 | 6.5 | 7.5 | 8.5 | 9.5 | 15
27 | 400kV Underground Cable | None | 0 | 1.5 | 2.5 | 3.5 | 4.5 | 5.5 | 6.5 | 7.5 | 8.5 | 9.5 | 1.5 | 2.5 | 3.5 | 4.5 | 5.5 | 6.5 | 7.5 | 8.5 | 9.5 | 15
28 | 400kV OHL Conductor | None | 0 | 1.5 | 2.5 | 3.5 | 4.5 | 5.5 | 6.5 | 7.5 | 8.5 | 9.5 | 1.5 | 2.5 | 3.5 | 4.5 | 5.5 | 6.5 | 7.5 | 8.5 | 9.5 | 15
29 | 400kV OHL Fittings | None | 0 | 1.5 | 2.5 | 3.5 | 4.5 | 5.5 | 6.5 | 7.5 | 8.5 | 9.5 | 1.5 | 2.5 | 3.5 | 4.5 | 5.5 | 6.5 | 7.5 | 8.5 | 9.5 | 15
30 | 400kV OHL Tower | None | 0 | 1.5 | 2.5 | 3.5 | 4.5 | 5.5 | 6.5 | 7.5 | 8.5 | 9.5 | 1.5 | 2.5 | 3.5 | 4.5 | 5.5 | 6.5 | 7.5 | 8.5 | 9.5 | 15
31 | No entry required | None | PoF/Health - Minimum point in band P1: 0; PoF/Health - Maximum point in band P1: 0; PoF/Health - Maximum point in band P2: 0; PoF/Health - Maximum point in band P3: 0; PoF/Health - Maximum point in band P4: 0; PoF/Health - Maximum point in band P5: 0; PoF/Health - Maximum point in band P6: 0; PoF/Health - Maximum point in band P7: 0; PoF/Health - Maximum point in band P8: 0; PoF/Health - Maximum point in band P9: 0
32 | No entry required | None | PoF/Health - Minimum point in band P1: 0; PoF/Health - Maximum point in band P1: 0; PoF/Health - Maximum point in band P2: 0; PoF/Health - Maximum point in band P3: 0; PoF/Health - Maximum point in band P4: 0; PoF/Health - Maximum point in band P5: 0; PoF/Health - Maximum point in band P6: 0; PoF/Health - Maximum point in band P7: 0; PoF/Health - Maximum point in band P8: 0; PoF/Health - Maximum point in band P9: 0
33 | No entry required | None | PoF/Health - Minimum point in band P1: 0; PoF/Health - Maximum point in band P1: 0; PoF/Health - Maximum point in band P2: 0; PoF/Health - Maximum point in band P3: 0; PoF/Health - Maximum point in band P4: 0; PoF/Health - Maximum point in band P5: 0; PoF/Health - Maximum point in band P6: 0; PoF/Health - Maximum point in band P7: 0; PoF/Health - Maximum point in band P8: 0; PoF/Health - Maximum point in band P9: 0
34 | No entry required | None | PoF/Health - Minimum point in band P1: 0; PoF/Health - Maximum point in band P1: 0; PoF/Health - Maximum point in band P2: 0; PoF/Health - Maximum point in band P3: 0; PoF/Health - Maximum point in band P4: 0; PoF/Health - Maximum point in band P5: 0; PoF/Health - Maximum point in band P6: 0; PoF/Health - Maximum point in band P7: 0; PoF/Health - Maximum point in band P8: 0; PoF/Health - Maximum point in band P9: 0
35 | No entry required | None | PoF/Health - Minimum point in band P1: 0; PoF/Health - Maximum point in band P1: 0; PoF/Health - Maximum point in band P2: 0; PoF/Health - Maximum point in band P3: 0; PoF/Health - Maximum point in band P4: 0; PoF/Health - Maximum point in band P5: 0; PoF/Health - Maximum point in band P6: 0; PoF/Health - Maximum point in band P7: 0; PoF/Health - Maximum point in band P8: 0; PoF/Health - Maximum point in band P9: 0
36 | No entry required | None | PoF/Health - Minimum point in band P1: 0; PoF/Health - Maximum point in band P1: 0; PoF/Health - Maximum point in band P2: 0; PoF/Health - Maximum point in band P3: 0; PoF/Health - Maximum point in band P4: 0; PoF/Health - Maximum point in band P5: 0; PoF/Health - Maximum point in band P6: 0; PoF/Health - Maximum point in band P7: 0; PoF/Health - Maximum point in band P8: 0; PoF/Health - Maximum point in band P9: 0
37 | No entry required | None | PoF/Health - Minimum point in band P1: 0; PoF/Health - Maximum point in band P1: 0; PoF/Health - Maximum point in band P2: 0; PoF/Health - Maximum point in band P3: 0; PoF/Health - Maximum point in band P4: 0; PoF/Health - Maximum point in band P5: 0; PoF/Health - Maximum point in band P6: 0; PoF/Health - Maximum point in band P7: 0; PoF/Health - Maximum point in band P8: 0; PoF/Health - Maximum point in band P9: 0
38 | No entry required | None | PoF/Health - Minimum point in band P1: 0; PoF/Health - Maximum point in band P1: 0; PoF/Health - Maximum point in band P2: 0; PoF/Health - Maximum point in band P3: 0; PoF/Health - Maximum point in band P4: 0; PoF/Health - Maximum point in band P5: 0; PoF/Health - Maximum point in band P6: 0; PoF/Health - Maximum point in band P7: 0; PoF/Health - Maximum point in band P8: 0; PoF/Health - Maximum point in band P9: 0
40 | No entry required | None | PoF/Health - Minimum point in band P1: 0; PoF/Health - Maximum point in band P1: 0; PoF/Health - Maximum point in band P2: 0; PoF/Health - Maximum point in band P3: 0; PoF/Health - Maximum point in band P4: 0; PoF/Health - Maximum point in band P5: 0; PoF/Health - Maximum point in band P6: 0; PoF/Health - Maximum point in band P7: 0; PoF/Health - Maximum point in band P8: 0; PoF/Health - Maximum point in band P9: 0
41 | No entry required | None | PoF/Health - Minimum point in band P1: 0; PoF/Health - Maximum point in band P1: 0; PoF/Health - Maximum point in band P2: 0; PoF/Health - Maximum point in band P3: 0; PoF/Health - Maximum point in band P4: 0; PoF/Health - Maximum point in band P5: 0; PoF/Health - Maximum point in band P6: 0; PoF/Health - Maximum point in band P7: 0; PoF/Health - Maximum point in band P8: 0; PoF/Health - Maximum point in band P9: 0
42 | No entry required | None | PoF/Health - Minimum point in band P1: 0; PoF/Health - Maximum point in band P1: 0; PoF/Health - Maximum point in band P2: 0; PoF/Health - Maximum point in band P3: 0; PoF/Health - Maximum point in band P4: 0; PoF/Health - Maximum point in band P5: 0; PoF/Health - Maximum point in band P6: 0; PoF/Health - Maximum point in band P7: 0; PoF/Health - Maximum point in band P8: 0; PoF/Health - Maximum point in band P9: 0
43 | No entry required | None | PoF/Health - Minimum point in band P1: 0; PoF/Health - Maximum point in band P1: 0; PoF/Health - Maximum point in band P2: 0; PoF/Health - Maximum point in band P3: 0; PoF/Health - Maximum point in band P4: 0; PoF/Health - Maximum point in band P5: 0; PoF/Health - Maximum point in band P6: 0; PoF/Health - Maximum point in band P7: 0; PoF/Health - Maximum point in band P8: 0; PoF/Health - Maximum point in band P9: 0
44 | No entry required | None | PoF/Health - Minimum point in band P1: 0; PoF/Health - Maximum point in band P1: 0; PoF/Health - Maximum point in band P2: 0; PoF/Health - Maximum point in band P3: 0; PoF/Health - Maximum point in band P4: 0; PoF/Health - Maximum point in band P5: 0; PoF/Health - Maximum point in band P6: 0; PoF/Health - Maximum point in band P7: 0; PoF/Health - Maximum point in band P8: 0; PoF/Health - Maximum point in band P9: 0
45 | No entry required | None | PoF/Health - Minimum point in band P1: 0; PoF/Health - Maximum point in band P1: 0; PoF/Health - Maximum point in band P2: 0; PoF/Health - Maximum point in band P3: 0; PoF/Health - Maximum point in band P4: 0; PoF/Health - Maximum point in band P5: 0; PoF/Health - Maximum point in band P6: 0; PoF/Health - Maximum point in band P7: 0; PoF/Health - Maximum point in band P8: 0; PoF/Health - Maximum point in band P9: 0
46 | No entry required | None | PoF/Health - Minimum point in band P1: 0; PoF/Health - Maximum point in band P1: 0; PoF/Health - Maximum point in band P2: 0; PoF/Health - Maximum point in band P3: 0; PoF/Health - Maximum point in band P4: 0; PoF/Health - Maximum point in band P5: 0; PoF/Health - Maximum point in band P6: 0; PoF/Health - Maximum point in band P7: 0; PoF/Health - Maximum point in band P8: 0; PoF/Health - Maximum point in band P9: 0
47 | No entry required | None | PoF/Health - Minimum point in band P1: 0; PoF/Health - Maximum point in band P1: 0; PoF/Health - Maximum point in band P2: 0; PoF/Health - Maximum point in band P3: 0; PoF/Health - Maximum point in band P4: 0; PoF/Health - Maximum point in band P5: 0; PoF/Health - Maximum point in band P6: 0; PoF/Health - Maximum point in band P7: 0; PoF/Health - Maximum point in band P8: 0; PoF/Health - Maximum point in band P9: 0

## N2.3.1_Total_Risk_Fore_Int_2021
RIIO-2 Business Plan Data Template
Scottish Power Transmission
Workbook N: NARM
Submission Version 3.0 - Submitted on 09 Dec 2019
Template Version: v3.0
Sheet: N2.3.1 Total Risk Forecast - End of 2020/21
Prices Base: 2018/19
Error Checks: OK
- | - | - | - | - | - | - | - | - | - | - | - | - | - | - | - | - | - | - | - | - | - | - | - | - | - | - | - | - | - | - | - | - | - | - | - | - | - | - | -
Total Risk Profiles |  |  | Total Risk Forecast - End of 2020/21
Risk
Total Risk |  |  | Risk - Total for population in band | [12 empty] | Volumes - Total for population in risk band | [12 empty] | Risk - Average for population in band
| Asset Category | Units | R1 | R2 | R3 | R4 | R5 | R6 | R7 | R8 | R9 | R10 | Total |  | Units | R1 | R2 | R3 | R4 | R5 | R6 | R7 | R8 | R9 | R10 | Total |  | Units | R1 | R2 | R3 | R4 | R5 | R6 | R7 | R8 | R9 | R10 | Total
01 | 132kV Circuit Breaker | R£m | 0.016618 | 1.949 | 1.3655 | 1.2759 | 1.1421 | 1.5532 | 0.96542 | 0 | 0 | 7.1947 | 15.4623 |  | # | 7 | 180 | 22 | 11 | 7 | 8 | 4 | 0 | 0 | 7 | 246 |  | R£m | 0.002374 | 0.010828 | 0.062066 | 0.11599 | 0.16315 | 0.19415 | 0.24136 |  |  | 1.0278 | 0.062855
02 | 132kV Transformer | R£m | 0 | 9.6299 | 6.6511 | 6.5271 | 2.2668 | 3.8709 | 3.6799 | 1.1022 | 0 | 1.65 | 35.3779 |  | # | 0 | 113 | 30 | 16 | 4 | 5 | 4 | 1 | 0 | 1 | 174 |  | R£m |  | 0.08522 | 0.2217 | 0.40795 | 0.56669 | 0.77419 | 0.91997 | 1.1022 |  | 1.65 | 0.20332
03 | 132kV Reactor | R£m | 0.19669 | 0 | 0.3023 | 0 | 0 | 0 | 0 | 0 | 0 | 0 | 0.49899 |  | # | 1 | 0 | 1 | 0 | 0 | 0 | 0 | 0 | 0 | 0 | 2 |  | R£m | 0.19669 |  | 0.3023 | [7 empty] | 0.24949
04 | 132kV Underground Cable | R£m | 0.0036243 | 3.2566 | 9.9668 | 1.8232 | 0.20989 | 13.3193 | 1.8996 | 0 | 0 | 0 | 30.479 |  | km | 114.6663 | 131.9185 | 33.2934 | 4.0662 | 0.2597 | 13.2738 | 1.8151 | 0 | 0 | 0 | 299.293 |  | R£m | 3.1608e-05 | 0.024687 | 0.29936 | 0.44837 | 0.80821 | 1.0034 | 1.0466 |  |  |  | 0.10184
05 | 132kV OHL Conductor | R£m | 0.0024617 | 9.8199 | 8.8714 | 1.6577 | 5.771 | 0.93388 | 6.3071 | 0.048066 | 0 | 3.9959 | 37.4075 |  | km | 65.1472 | 1035.8153 | 272.9543 | 29.3032 | 71.5303 | 8.8668 | 49.762 | 0.2937 | 0 | 18.3087 | 1551.9815 |  | R£m | 3.7787e-05 | 0.0094804 | 0.032502 | 0.056571 | 0.080679 | 0.10532 | 0.12675 | 0.16366 |  | 0.21825 | 0.024103
06 | 132kV OHL Fittings | R£m | 0.17131 | 146.161 | 68.5391 | 19.0548 | 45.8889 | 6.0229 | 3.1099 | 4.0964 | 3.5105 | 114.2723 | 410.8271 |  | # | 1269 | 4267 | 576 | 80 | 130 | 14 | 6 | 7 | 5 | 125 | 6479 |  | R£m | 0.000135 | 0.034254 | 0.11899 | 0.23818 | 0.35299 | 0.43021 | 0.51831 | 0.5852 | 0.70211 | 0.91418 | 0.063409
13 | 132kV OHL Tower | R£m | 0.0067939 | 62.7027 | 54.2349 | 4.7833 | 5.4629 | 16.7469 | 7.8163 | 24.4819 | 30.9665 | 16.4763 | 223.6785 |  | # | 100 | 2587 | 280 | 15 | 10 | 27 | 10 | 27 | 28 | 9 | 3093 |  | R£m | 6.7939e-05 | 0.024238 | 0.1937 | 0.31888 | 0.54629 | 0.62026 | 0.78163 | 0.90674 | 1.1059 | 1.8307 | 0.072318
14 | 275kV Circuit Breaker | R£m | 0.0025255 | 1.531 | 1.3322 | 0.90032 | 0.54452 | 0.469 | 0.21689 | 0 | 0.27293 | 13.9326 | 19.2021 |  | # | 1 | 138 | 23 | 10 | 4 | 3 | 1 | 0 | 1 | 10 | 191 |  | R£m | 0.0025255 | 0.011095 | 0.057924 | 0.090032 | 0.13613 | 0.15633 | 0.21689 |  | 0.27293 | 1.3933 | 0.10053
15 | 275kV Transformer | R£m | 0 | 4.4103 | 6.6895 | 6.2032 | 3.7496 | 1.6087 | 2.856 | 0 | 0 | 1.8736 | 27.3909 |  | # | 0 | 51 | 25 | 14 | 6 | 2 | 3 | 0 | 0 | 1 | 102 |  | R£m |  | 0.086476 | 0.26758 | 0.44308 | 0.62493 | 0.80437 | 0.95201 |  |  | 1.8736 | 0.26854
16 | 275kV Reactor | R£m | 0 | 0.20001 | 0 | 0.15538 | 0.092808 | 0.44708 | 0 | 0 | 0 | 0 | 0.89527 |  | # | 0 | 8 | 0 | 2 | 1 | 4 | 0 | 0 | 0 | 0 | 15 |  | R£m |  | 0.025001 |  | 0.077688 | 0.092808 | 0.11177 |  |  |  |  | 0.059685
17 | 275kV Underground Cable | R£m | 0.00098019 | 4.4044 | 0.52686 | 0.097492 | 0 | 0 | 18.5115 | 0 | 0 | 0 | 23.5412 |  | km | 24.8511 | 92.089 | 1.0812 | 0.1044 | 0 | 0 | 8.7194 | 0 | 0 | 0 | 126.8451 |  | R£m | 3.9443e-05 | 0.047828 | 0.48729 | 0.93383 |  |  | 2.123 |  |  |  | 0.18559
18 | 275kV OHL Conductor | R£m | 0.0056495 | 7.6888 | 11.1945 | 17.0806 | 6.3564 | 1.9846 | 7.6258 | 0 | 0 | 0 | 51.9364 |  | km | 63.6437 | 694.281 | 180.5304 | 125.1999 | 33.4882 | 8.8892 | 28.8812 | 0 | 0 | 0 | 1134.9136 |  | R£m | 8.8767e-05 | 0.011075 | 0.062009 | 0.13643 | 0.18981 | 0.22327 | 0.26404 |  |  |  | 0.045762
19 | 275kV OHL Fittings | R£m | 0.062388 | 82.944 | 54.5394 | 24.0141 | 47.2069 | 0.96345 | 0 | 0.70456 | 0 | 83.0848 | 293.5196 |  | # | 242 | 2562 | 408 | 101 | 118 | 2 | 0 | 1 | 0 | 63 | 3497 |  | R£m | 0.0002578 | 0.032375 | 0.13368 | 0.23776 | 0.40006 | 0.48172 |  | 0.70456 |  | 1.3188 | 0.083935
20 | 275kV OHL Tower | R£m | 0.028415 | 37.4472 | 7.1684 | 16.4622 | 24.36 | 1.5303 | 38.2047 | 4.0833 | 0 | 99.976 | 229.2605 |  | # | 203 | 1494 | 17 | 21 | 22 | 1 | 22 | 2 | 0 | 26 | 1808 |  | R£m | 0.00013998 | 0.025065 | 0.42167 | 0.78391 | 1.1073 | 1.5303 | 1.7366 | 2.0417 |  | 3.8452 | 0.1268
21 | 400kV Circuit Breaker | R£m | 0.0084812 | 2.0293 | 0.17133 | 0.28833 | 0.58091 | 0.47343 | 0.29014 | 0.32636 | 0 | 2.8705 | 7.0389 |  | # | 3 | 96 | 2 | 2 | 3 | 2 | 1 | 1 | 0 | 4 | 114 |  | R£m | 0.0028271 | 0.021139 | 0.085666 | 0.14416 | 0.19364 | 0.23671 | 0.29014 | 0.32636 |  | 0.71763 | 0.061744
22 | 400kV Transformer | R£m | 0.047393 | 3.6535 | 1.8532 | 0.68051 | 1.5988 | 2.1065 | 0 | 0 | 0 | 0 | 9.9398 |  | # | 1 | 28 | 5 | 1 | 2 | 2 | 0 | 0 | 0 | 0 | 39 |  | R£m | 0.047393 | 0.13048 | 0.37064 | 0.68051 | 0.79939 | 1.0532 |  |  |  |  | 0.25487
23 | 400kV Reactor | R£m | 0 | 0.17634 | 0.46947 | 0.48717 | 0.26069 | 0 | 0 | 0 | 0 | 0 | 1.3937 |  | # | 0 | 6 | 4 | 3 | 1 | 0 | 0 | 0 | 0 | 0 | 14 |  | R£m |  | 0.029389 | 0.11737 | 0.16239 | 0.26069 | [5 empty] | 0.099548
27 | 400kV Underground Cable | R£m | 0.00040578 | 1.8963e-05 | 0 | 0 | 0 | 1.2113 | 0.072975 | 0.093791 | 0 | 0 | 1.3785 |  | km | 10.1739 | 0.4657 | 0 | 0 | 0 | 4.3598 | 0.2053 | 0.2081 | 0 | 0 | 15.4128 |  | R£m | 3.9885e-05 | 4.072e-05 |  |  |  | 0.27784 | 0.35546 | 0.4507 |  |  | 0.08944
28 | 400kV OHL Conductor | R£m | 0.41725 | 18.6298 | 3.9041 | 13.7166 | 44.6472 | 18.3663 | 7.3156 | 0 | 0 | 0 | 106.997 |  | km | 34.5631 | 530.7373 | 36.3464 | 85.0154 | 241.9861 | 72.8486 | 24.5443 | 0 | 0 | 0 | 1026.0412 |  | R£m | 0.012072 | 0.035102 | 0.10741 | 0.16134 | 0.1845 | 0.25212 | 0.29806 |  |  |  | 0.10428
29 | 400kV OHL Fittings | R£m | 1.9652 | 302.5433 | 156.2151 | 13.1367 | 112.2075 | 137.641 | 20.237 | 72.2273 | 240.5424 | 8.5688 | 1065.2842 |  | # | 166 | 2329 | 334 | 16 | 91 | 99 | 11 | 31 | 97 | 3 | 3177 |  | R£m | 0.011838 | 0.1299 | 0.46771 | 0.82104 | 1.233 | 1.3903 | 1.8397 | 2.3299 | 2.4798 | 2.8563 | 0.33531
30 | 400kV OHL Tower | R£m | 0.01367 | 12.6981 | 13.5734 | 3.2353 | 31.7063 | 20.1956 | 1.0239 | 0 | 0 | 0 | 82.4463 |  | # | 63 | 971 | 238 | 34 | 225 | 126 | 5 | 0 | 0 | 0 | 1662 |  | R£m | 0.00021698 | 0.013077 | 0.057031 | 0.095156 | 0.14092 | 0.16028 | 0.20479 |  |  |  | 0.049607
31 | No entry required | R£m | [10 empty] | 0 |  | - | [10 empty] | 0 |  | R£m
32 | No entry required | R£m | [10 empty] | 0 |  | - | [10 empty] | 0 |  | R£m
33 | No entry required | R£m | [10 empty] | 0 |  | - | [10 empty] | 0 |  | R£m
34 | No entry required | R£m | [10 empty] | 0 |  | - | [10 empty] | 0 |  | R£m
35 | No entry required | R£m | [10 empty] | 0 |  | - | [10 empty] | 0 |  | R£m
36 | No entry required | R£m | [10 empty] | 0 |  | - | [10 empty] | 0 |  | R£m
37 | No entry required | R£m | [10 empty] | 0 |  | - | [10 empty] | 0 |  | R£m
38 | No entry required | R£m | [10 empty] | 0 |  | - | [10 empty] | 0 |  | R£m
40 | No entry required | R£m | [10 empty] | 0 |  | - | [10 empty] | 0 |  | R£m
41 | No entry required | R£m | [10 empty] | 0 |  | - | [10 empty] | 0 |  | R£m
42 | No entry required | R£m | [10 empty] | 0 |  | - | [10 empty] | 0 |  | R£m
43 | No entry required | R£m | [10 empty] | 0 |  | - | [10 empty] | 0 |  | R£m
44 | No entry required | R£m | [10 empty] | 0 |  | - | [10 empty] | 0 |  | R£m
45 | No entry required | R£m | [10 empty] | 0 |  | - | [10 empty] | 0 |  | R£m
46 | No entry required | R£m | [10 empty] | 0 |  | - | [10 empty] | 0 |  | R£m
47 | No entry required | R£m | [10 empty] | 0 |  | - | [10 empty] | 0 |  | R£m
| Total | R£m | [10 empty] | 2673.9558
Probability of Failure (PoF)/Health Indicator
Average PoF/Health Indicator |  |  | Risk - Total for population in band R1: PoF/Health Indicator - average for population in band |  |  |  | Volumes - Total for population in PoF/Health Indicator band
| Asset Category | Units | P1 | P2 | P3 | P4 | P5 | P6 | P7 | P8 | P9 | P10 | Total |  | Units | P1 | P2 | P3 | P4 | P5 | P6 | P7 | P8 | P9 | P10 | Total
01 | 132kV Circuit Breaker | None | 0.81357 | 2.0903 | 2.6268 | 0 | 0 | 0 | 0 | 8.4751 | 8.7332 | 9.8452 | 2.5893 |  | # | 171 | 23 | 2 | 0 | 0 | 0 | 0 | 4 | 38 | 8 | 246 | OK
02 | 132kV Transformer | None | 0.77529 | 1.8296 | 3.0619 | 3.9211 | 4.9509 | 5.8868 | 6.9226 | 7.92 | 8.6955 | 0 | 3.8161 |  | # | 66 | 14 | 4 | 7 | 3 | 37 | 32 | 3 | 8 | 0 | 174 | OK
03 | 132kV Reactor | None | 0 | 0 | 0 | 0 | 0 | 5.7608 | 6.8303 | 0 | 0 | 0 | 6.2956 |  | # | 0 | 0 | 0 | 0 | 0 | 1 | 1 | 0 | 0 | 0 | 2 | OK
04 | 132kV Underground Cable | None | 0.91895 | 2.0664 | 3.1634 | 3.7943 | 4.5949 | 5.6801 | 7.0234 | 8.3005 | 8.5618 | 0 | 1.9056 |  | km | 236.4131 | 15.2453 | 4.0835 | 8.7311 | 0.6516 | 1.6093 | 7.61 | 14.029 | 10.9201 | 0 | 299.293 | OK
05 | 132kV OHL Conductor | None | 0.69261 | 1.9458 | 3.0898 | 4.2439 | 4.9634 | 5.8377 | 6.9263 | 8.4579 | 8.5337 | 0 | 3.4554 |  | km | 517.5048 | 293.9933 | 44.0688 | 59.3095 | 47.0548 | 357.6638 | 161.6827 | 3.6113 | 67.0925 | 0 | 1551.9815 | OK
06 | 132kV OHL Fittings | None | 0.83841 | 2.1102 | 2.9708 | 3.8225 | 4.851 | 5.8597 | 6.879 | 7.8225 | 9.0194 | 11.0254 | 2.223 |  | # | 3857 | 1069 | 415 | 358 | 70 | 237 | 86 | 62 | 38 | 287 | 6479 | OK
13 | 132kV OHL Tower | None | 0.84202 | 1.9889 | 3.0191 | 3.9808 | 4.9983 | 5.8295 | 6.8748 | 7.9379 | 9.011 | 10.6029 | 5.4569 |  | # | 422 | 427 | 318 | 187 | 203 | 466 | 209 | 83 | 67 | 711 | 3093 | OK
14 | 275kV Circuit Breaker | None | 0.69973 | 1.7397 | 0 | 0 | 0 | 6.2132 | 7.2522 | 0 | 8.7067 | 0 | 2.668 |  | # | 124 | 20 | 0 | 0 | 0 | 5 | 6 | 0 | 36 | 0 | 191 | OK
15 | 275kV Transformer | None | 0.92544 | 2.0133 | 2.5797 | 3.6073 | 0 | 5.9149 | 6.9885 | 7.6868 | 8.5666 | 0 | 3.8941 |  | # | 43 | 4 | 3 | 2 | 0 | 22 | 22 | 1 | 5 | 0 | 102 | OK
16 | 275kV Reactor | None | 0.67267 | 1.7162 | 0 | 0 | 0 | 0 | 6.957 | 0 | 0 | 0 | 1.9991 |  | # | 11 | 1 | 0 | 0 | 0 | 0 | 3 | 0 | 0 | 0 | 15 | OK
17 | 275kV Underground Cable | None | 0.91972 | 1.8031 | 3.2811 | 4.0307 | 4.7769 | 5.6989 | 6.9601 | 0 | 0 | 0 | 1.6169 |  | km | 96.6936 | 15.3566 | 1.2196 | 1.8914 | 0.8 | 2.1645 | 8.7194 | 0 | 0 | 0 | 126.8451 | OK
18 | 275kV OHL Conductor | None | 0.6725 | 1.6869 | 3.1324 | 4.244 | 5.0323 | 5.8609 | 6.9538 | 7.5007 | 8.5799 | 0 | 3.6568 |  | km | 527.0759 | 18.4577 | 3.028 | 67.3037 | 1.2512 | 148.8286 | 352.5419 | 1.4363 | 14.9903 | 0 | 1134.9136 | OK
19 | 275kV OHL Fittings | None | 0.70499 | 1.8146 | 2.8765 | 3.9646 | 4.9947 | 5.8977 | 6.8758 | 8.1082 | 8.7174 | 10.6817 | 1.8382 |  | # | 2067 | 938 | 122 | 43 | 12 | 24 | 3 | 5 | 274 | 9 | 3497 | OK
20 | 275kV OHL Tower | None | 0.89399 | 2.1001 | 2.9455 | 4.0022 | 4.9612 | 5.8934 | 7.0264 | 7.8805 | 9.0116 | 10.6796 | 4.525 |  | # | 116 | 405 | 360 | 187 | 141 | 269 | 52 | 45 | 45 | 188 | 1808 | OK
21 | 400kV Circuit Breaker | None | 0.70867 | 1.7699 | 2.8763 | 0 | 0 | 0 | 7.2396 | 0 | 8.964 | 0 | 2.0877 |  | # | 87 | 6 | 2 | 0 | 0 | 0 | 6 | 0 | 13 | 0 | 114 | OK
22 | 400kV Transformer | None | 0.84277 | 1.5161 | 0 | 4.0137 | 5.3902 | 5.942 | 7.0832 | 0 | 0 | 0 | 2.9358 |  | # | 22 | 1 | 0 | 3 | 1 | 7 | 5 | 0 | 0 | 0 | 39 | OK
23 | 400kV Reactor | None | 0.60597 | 0 | 0 | 0 | 0 | 0 | 0 | 0 | 0 | 10.4126 | 2.0069 |  | # | 12 | 0 | 0 | 0 | 0 | 0 | 0 | 0 | 0 | 2 | 14 | OK
27 | 400kV Underground Cable | None | 0.6142 | 2.0251 | 3.2383 | 3.5003 | 0 | 0 | 0 | 0 | 0 | 0 | 1.099 |  | km | 10.6396 | 4.1998 | 0.4134 | 0.16 | 0 | 0 | 0 | 0 | 0 | 0 | 15.4128 | OK
28 | 400kV OHL Conductor | None | 0.87413 | 2.139 | 0 | 4.2517 | 0 | 5.8356 | 7.0722 | 0 | 8.6087 | 0 | 4.8934 |  | km | 211.7715 | 221.054 | 0 | 0.6895 | 0 | 19.7072 | 446.6494 | 0 | 126.1696 | 0 | 1026.0412 | OK
29 | 400kV OHL Fittings | None | 1.0204 | 1.9616 | 3.2758 | 3.9835 | 4.9448 | 5.912 | 6.9233 | 7.9291 | 8.829 | 10.6193 | 4.0346 |  | # | 778 | 395 | 737 | 176 | 163 | 364 | 58 | 45 | 267 | 194 | 3177 | OK
30 | 400kV OHL Tower | None | 1.003 | 1.9404 | 3.0895 | 3.7696 | 4.9536 | 5.8985 | 7.1644 | 7.7609 | 9.047 | 10.9952 | 5.8416 |  | # | 132 | 135 | 235 | 220 | 90 | 309 | 45 | 78 | 17 | 401 | 1662 | OK
31 | No entry required | None | [10 empty] | 0 |  | - | [10 empty] | 0 | OK
32 | No entry required | None | [10 empty] | 0 |  | - | [10 empty] | 0 | OK
33 | No entry required | None | [10 empty] | 0 |  | - | [10 empty] | 0 | OK
34 | No entry required | None | [10 empty] | 0 |  | - | [10 empty] | 0 | OK
35 | No entry required | None | [10 empty] | 0 |  | - | [10 empty] | 0 | OK
36 | No entry required | None | [10 empty] | 0 |  | - | [10 empty] | 0 | OK
37 | No entry required | None | [10 empty] | 0 |  | - | [10 empty] | 0 | OK
38 | No entry required | None | [10 empty] | 0 |  | - | [10 empty] | 0 | OK
40 | No entry required | None | [10 empty] | 0 |  | - | [10 empty] | 0 | OK
41 | No entry required | None | [10 empty] | 0 |  | - | [10 empty] | 0 | OK
42 | No entry required | None | [10 empty] | 0 |  | - | [10 empty] | 0 | OK
43 | No entry required | None | [10 empty] | 0 |  | - | [10 empty] | 0 | OK
44 | No entry required | None | [10 empty] | 0 |  | - | [10 empty] | 0 | OK
45 | No entry required | None | [10 empty] | 0 |  | - | [10 empty] | 0 | OK
46 | No entry required | None | [10 empty] | 0 |  | - | [10 empty] | 0 | OK
47 | No entry required | None | [10 empty] | 0 |  | - | [10 empty] | 0 | OK

## N2.3.2_Total_Risk_WO_Int_2026
RIIO-2 Business Plan Data Template
Scottish Power Transmission
Workbook N: NARM
Submission Version 3.0 - Submitted on 09 Dec 2019
Template Version: v3.0
Sheet: N2.3.2 Total Risk Without Intervention - End of 2025/26
Prices Base: 2018/19
Error Checks: OK
- | - | - | - | - | - | - | - | - | - | - | - | - | - | - | - | - | - | - | - | - | - | - | - | - | - | - | - | - | - | - | - | - | - | - | - | - | - | - | -
Total Risk Profiles |  |  | Total Risk Without Intervention - End of 2025/26
Risk
Total Risk |  |  | Risk - Total for population in band | [12 empty] | Volumes - Total for population in risk band | [12 empty] | Risk - Average for population in band
| Asset Category | Units | R1 | R2 | R3 | R4 | R5 | R6 | R7 | R8 | R9 | R10 | Total |  | Units | R1 | R2 | R3 | R4 | R5 | R6 | R7 | R8 | R9 | R10 | Total |  | Units | R1 | R2 | R3 | R4 | R5 | R6 | R7 | R8 | R9 | R10 | Total
01 | 132kV Circuit Breaker | R£m | 0.01424 | 1.9219 | 0.93032 | 1.0521 | 1.5122 | 0.782 | 1.7008 | 1.195 | 0.34328 | 11.2309 | 20.6826 |  | # | 6 | 178 | 13 | 10 | 10 | 4 | 7 | 4 | 1 | 13 | 246 |  | R£m | 0.0023733 | 0.010797 | 0.071563 | 0.10521 | 0.15122 | 0.1955 | 0.24297 | 0.29874 | 0.34328 | 0.86391 | 0.084076
02 | 132kV Transformer | R£m | 0 | 7.403 | 8.9046 | 4.912 | 6.4099 | 6.2162 | 1.747 | 3.4502 | 2.5843 | 11.8655 | 53.4926 |  | # | 0 | 94 | 36 | 12 | 11 | 8 | 2 | 3 | 2 | 6 | 174 |  | R£m |  | 0.078755 | 0.24735 | 0.40933 | 0.58272 | 0.77702 | 0.87351 | 1.1501 | 1.2921 | 1.9776 | 0.30743
03 | 132kV Reactor | R£m | 0.26309 | 0 | 0 | 0 | 0 | 0 | 0 | 0 | 0 | 0.41673 | 0.67982 |  | # | 1 | 0 | 0 | 0 | 0 | 0 | 0 | 0 | 0 | 1 | 2 |  | R£m | 0.26309 | [8 empty] | 0.41673 | 0.33991
04 | 132kV Underground Cable | R£m | 0.00198 | 3.5851 | 4.0225 | 6.9868 | 4.8692 | 0.26312 | 0 | 0.09368 | 16.1472 | 6.6393 | 42.6088 |  | km | 69.3074 | 177.2774 | 16.5771 | 13.1692 | 7.6133 | 0.2597 | 0 | 0.0725 | 11.0799 | 3.9365 | 299.293 |  | R£m | 2.8568e-05 | 0.020223 | 0.24265 | 0.53054 | 0.63957 | 1.0132 |  | 1.2921 | 1.4573 | 1.6866 | 0.14236
05 | 132kV OHL Conductor | R£m | 0.001344 | 7.5049 | 12.5509 | 4.2513 | 1.2915 | 4.6311 | 5.1643 | 1.374 | 4.8169 | 11.4963 | 53.0826 |  | km | 35.4488 | 903.0851 | 366.1598 | 74.6277 | 15.6457 | 40.8481 | 39.5275 | 8.2744 | 25.4418 | 42.9226 | 1551.9815 |  | R£m | 3.7915e-05 | 0.0083103 | 0.034277 | 0.056967 | 0.08255 | 0.11337 | 0.13065 | 0.16605 | 0.18933 | 0.26784 | 0.034203
06 | 132kV OHL Fittings | R£m | 0.17554 | 120.0255 | 115.5876 | 29.2145 | 10.5946 | 13.8706 | 18.6069 | 21.0926 | 19.0761 | 350.7447 | 698.9885 |  | # | 1269 | 3741 | 931 | 128 | 32 | 32 | 35 | 36 | 27 | 248 | 6479 |  | R£m | 0.00013833 | 0.032084 | 0.12415 | 0.22824 | 0.33108 | 0.43346 | 0.53162 | 0.58591 | 0.70652 | 1.4143 | 0.10789
13 | 132kV OHL Tower | R£m | 0 | 53.2375 | 77.1975 | 22.3713 | 2.8809 | 9.694 | 1.5309 | 0.98922 | 10.4099 | 166.7661 | 345.0772 |  | # | 0 | 2484 | 406 | 73 | 6 | 14 | 2 | 1 | 10 | 97 | 3093 |  | R£m |  | 0.021432 | 0.19014 | 0.30646 | 0.48015 | 0.69243 | 0.76543 | 0.98922 | 1.041 | 1.7192 | 0.11157
14 | 275kV Circuit Breaker | R£m | 0.0025255 | 1.3142 | 0.91462 | 1.0797 | 1.3005 | 0.51156 | 0.43071 | 1.2554 | 0.87008 | 20.3845 | 28.0639 |  | # | 1 | 131 | 15 | 11 | 10 | 3 | 2 | 5 | 3 | 10 | 191 |  | R£m | 0.0025255 | 0.010032 | 0.060975 | 0.098157 | 0.13005 | 0.17052 | 0.21535 | 0.25107 | 0.29003 | 2.0385 | 0.14693
15 | 275kV Transformer | R£m | 0 | 4.129 | 4.3509 | 5.6711 | 4.1988 | 7.1017 | 1.976 | 1.1852 | 5.5448 | 6.8931 | 41.0506 |  | # | 0 | 48 | 15 | 13 | 7 | 9 | 2 | 1 | 4 | 3 | 102 |  | R£m |  | 0.086021 | 0.29006 | 0.43624 | 0.59983 | 0.78908 | 0.988 | 1.1852 | 1.3862 | 2.2977 | 0.40246
16 | 275kV Reactor | R£m | 0 | 0.20001 | 0 | 0.15538 | 0.092808 | 0.11049 | 0 | 0.15668 | 0 | 0.36766 | 1.083 |  | # | 0 | 8 | 0 | 2 | 1 | 1 | 0 | 1 | 0 | 2 | 15 |  | R£m |  | 0.025001 |  | 0.077688 | 0.092808 | 0.11049 |  | 0.15668 |  | 0.18383 | 0.072201
17 | 275kV Underground Cable | R£m | 0.0003453 | 4.5773 | 1.0444 | 0.12229 | 0 | 0 | 0 | 0 | 5.7819 | 23.3135 | 34.8398 |  | km | 8.5567 | 107.8331 | 1.6315 | 0.1044 | 0 | 0 | 0 | 0 | 1.7337 | 6.9857 | 126.8451 |  | R£m | 4.0354e-05 | 0.042448 | 0.64015 | 1.1714 |  |  |  |  | 3.335 | 3.3373 | 0.27466
18 | 275kV OHL Conductor | R£m | 0.0024205 | 9.7487 | 11.0389 | 5.7955 | 6.8131 | 21.2842 | 7.1767 | 3.5987 | 0 | 11.7664 | 77.2246 |  | km | 27.1335 | 729.9318 | 130.7917 | 50.5981 | 37.2077 | 95.4032 | 24.0675 | 10.8989 | 0 | 28.8812 | 1134.9136 |  | R£m | 8.9209e-05 | 0.013356 | 0.084401 | 0.11454 | 0.18311 | 0.2231 | 0.29819 | 0.33019 |  | 0.40741 | 0.068044
19 | 275kV OHL Fittings | R£m | 0.011971 | 75.6179 | 63.0806 | 19.6406 | 21.7438 | 2.785 | 5.4789 | 46.808 | 0 | 222.463 | 457.6298 |  | # | 50 | 2617 | 474 | 71 | 60 | 6 | 9 | 69 | 0 | 141 | 3497 |  | R£m | 0.00023942 | 0.028895 | 0.13308 | 0.27663 | 0.3624 | 0.46416 | 0.60877 | 0.67838 |  | 1.5778 | 0.13086
20 | 275kV OHL Tower | R£m | 0.0014201 | 50.3447 | 10.3316 | 6.9382 | 14.9478 | 9.8708 | 11.9382 | 12.1754 | 32.0435 | 254.9254 | 403.517 |  | # | 10 | 1668 | 23 | 10 | 13 | 7 | 7 | 6 | 13 | 51 | 1808 |  | R£m | 0.00014201 | 0.030183 | 0.4492 | 0.69382 | 1.1498 | 1.4101 | 1.7055 | 2.0292 | 2.4649 | 4.9985 | 0.22318
21 | 400kV Circuit Breaker | R£m | 0.0084812 | 2.2285 | 0.061531 | 0 | 0.21303 | 0.2327 | 0.61762 | 0 | 1.622 | 4.0753 | 9.0592 |  | # | 3 | 96 | 1 | 0 | 1 | 1 | 2 | 0 | 4 | 6 | 114 |  | R£m | 0.0028271 | 0.023213 | 0.061531 |  | 0.21303 | 0.2327 | 0.30881 |  | 0.4055 | 0.67922 | 0.079466
22 | 400kV Transformer | R£m | 0.047393 | 2.9501 | 3.5723 | 0 | 1.8384 | 0 | 2.6275 | 0 | 0 | 4.1725 | 15.2082 |  | # | 1 | 24 | 8 | 0 | 2 | 0 | 2 | 0 | 0 | 2 | 39 |  | R£m | 0.047393 | 0.12292 | 0.44653 |  | 0.9192 |  | 1.3137 |  |  | 2.0863 | 0.38995
23 | 400kV Reactor | R£m | 0 | 0.17634 | 0.46947 | 0.29523 | 0 | 0 | 0 | 0.39756 | 0 | 0.55966 | 1.8983 |  | # | 0 | 6 | 4 | 2 | 0 | 0 | 0 | 1 | 0 | 1 | 14 |  | R£m |  | 0.029389 | 0.11737 | 0.14761 |  |  |  | 0.39756 |  | 0.55966 | 0.13559
27 | 400kV Underground Cable | R£m | 8.3285e-05 | 0.00036023 | 0 | 0 | 0 | 1.2567 | 0.059805 | 0.082585 | 0.10772 | 0 | 1.5073 |  | km | 2.089 | 8.5506 | 0 | 0 | 0 | 4.1998 | 0.16 | 0.2053 | 0.2081 | 0 | 15.4128 |  | R£m | 3.9868e-05 | 4.2129e-05 |  |  |  | 0.29924 | 0.37378 | 0.40227 | 0.51764 |  | 0.097795
28 | 400kV OHL Conductor | R£m | 0.12515 | 22.8367 | 0.14004 | 2.7681 | 3.1988 | 20.1925 | 29.5785 | 15.8757 | 66.2977 | 13.8233 | 174.8364 |  | km | 23.158 | 540.8241 | 1.5855 | 19.1594 | 16.9198 | 78.5082 | 98.9388 | 46.7008 | 174.1166 | 26.13 | 1026.0412 |  | R£m | 0.0054043 | 0.042226 | 0.088325 | 0.14448 | 0.18906 | 0.2572 | 0.29896 | 0.33995 | 0.38077 | 0.52902 | 0.1704
29 | 400kV OHL Fittings | R£m | 0.79144 | 328.0725 | 137.3634 | 244.7245 | 102.3037 | 18.3296 | 11.3514 | 202.8068 | 225.7965 | 702.1886 | 1973.7284 |  | # | 116 | 2053 | 278 | 288 | 86 | 13 | 6 | 90 | 87 | 160 | 3177 |  | R£m | 0.0068228 | 0.1598 | 0.49411 | 0.84974 | 1.1896 | 1.41 | 1.8919 | 2.2534 | 2.5954 | 4.3887 | 0.62126
30 | 400kV OHL Tower | R£m | 0.0067433 | 12.6107 | 9.8313 | 8.1649 | 13.205 | 2.1298 | 7.7645 | 3.3525 | 59.0949 | 39.6726 | 155.8329 |  | # | 31 | 871 | 186 | 81 | 103 | 12 | 36 | 14 | 202 | 126 | 1662 |  | R£m | 0.00021752 | 0.014478 | 0.052857 | 0.1008 | 0.1282 | 0.17749 | 0.21568 | 0.23947 | 0.29255 | 0.31486 | 0.093762
31 | No entry required | R£m | [10 empty] | 0 |  | - | [10 empty] | 0 |  | R£m
32 | No entry required | R£m | [10 empty] | 0 |  | - | [10 empty] | 0 |  | R£m
33 | No entry required | R£m | [10 empty] | 0 |  | - | [10 empty] | 0 |  | R£m
34 | No entry required | R£m | [10 empty] | 0 |  | - | [10 empty] | 0 |  | R£m
35 | No entry required | R£m | [10 empty] | 0 |  | - | [10 empty] | 0 |  | R£m
36 | No entry required | R£m | [10 empty] | 0 |  | - | [10 empty] | 0 |  | R£m
37 | No entry required | R£m | [10 empty] | 0 |  | - | [10 empty] | 0 |  | R£m
38 | No entry required | R£m | [10 empty] | 0 |  | - | [10 empty] | 0 |  | R£m
40 | No entry required | R£m | [10 empty] | 0 |  | - | [10 empty] | 0 |  | R£m
41 | No entry required | R£m | [10 empty] | 0 |  | - | [10 empty] | 0 |  | R£m
42 | No entry required | R£m | [10 empty] | 0 |  | - | [10 empty] | 0 |  | R£m
43 | No entry required | R£m | [10 empty] | 0 |  | - | [10 empty] | 0 |  | R£m
44 | No entry required | R£m | [10 empty] | 0 |  | - | [10 empty] | 0 |  | R£m
45 | No entry required | R£m | [10 empty] | 0 |  | - | [10 empty] | 0 |  | R£m
46 | No entry required | R£m | [10 empty] | 0 |  | - | [10 empty] | 0 |  | R£m
47 | No entry required | R£m | [10 empty] | 0 |  | - | [10 empty] | 0 |  | R£m
| Total | R£m | [10 empty] | 4590.0914
Probability of Failure (PoF)/Health Indicator
Average PoF/Health Indicator |  |  | Risk - Total for population in band R1: PoF/Health Indicator - average for population in band |  |  |  | Volumes - Total for population in PoF/Health Indicator band
| Asset Category | Units | P1 | P2 | P3 | P4 | P5 | P6 | P7 | P8 | P9 | P10 | Total |  | Units | P1 | P2 | P3 | P4 | P5 | P6 | P7 | P8 | P9 | P10 | Total
01 | 132kV Circuit Breaker | None | 0.94585 | 1.8966 | 3.0216 | 3.6632 | 0 | 0 | 0 | 0 | 0 | 10.9164 | 3.2408 |  | # | 148 | 31 | 15 | 2 | 0 | 0 | 0 | 0 | 0 | 50 | 246 | OK
02 | 132kV Transformer | None | 0.90966 | 1.8635 | 2.9729 | 4.2335 | 4.9764 | 6.2207 | 6.8535 | 8.0975 | 9.0556 | 10.6343 | 4.6272 |  | # | 56 | 17 | 8 | 5 | 5 | 4 | 31 | 35 | 4 | 9 | 174 | OK
03 | 132kV Reactor | None | 0 | 0 | 0 | 0 | 0 | 6.4684 | 0 | 7.7313 | 0 | 0 | 7.0998 |  | # | 0 | 0 | 0 | 0 | 0 | 1 | 0 | 1 | 0 | 0 | 2 | OK
04 | 132kV Underground Cable | None | 1.0894 | 1.742 | 2.7583 | 4.0689 | 4.8815 | 6.2542 | 0 | 8.4071 | 8.5982 | 9.9445 | 2.2795 |  | km | 217.4589 | 22.4848 | 11.835 | 11.7651 | 1.5808 | 1.6093 | 0 | 4.8428 | 6.2811 | 21.4352 | 299.293 | OK
05 | 132kV OHL Conductor | None | 0.89902 | 2.0807 | 2.8175 | 4.1493 | 5.2519 | 6.0242 | 6.8224 | 8.1166 | 8.9189 | 10.0098 | 4.1539 |  | km | 516.8104 | 98.9724 | 202.5485 | 43.6309 | 52.9142 | 43.3436 | 361.128 | 161.9297 | 0.256 | 70.4478 | 1551.9815 | OK
06 | 132kV OHL Fittings | None | 0.99682 | 1.811 | 3.0346 | 3.9427 | 4.9505 | 6.0681 | 6.9994 | 8.1178 | 9.1528 | 13.5052 | 2.9939 |  | # | 2696 | 1389 | 785 | 402 | 267 | 327 | 101 | 96 | 42 | 374 | 6479 | OK
13 | 132kV OHL Tower | None | 1.0223 | 2.134 | 2.9668 | 3.9358 | 4.9839 | 6.1406 | 6.9563 | 7.9476 | 8.9608 | 12.2903 | 6.3492 |  | # | 409 | 346 | 210 | 271 | 181 | 381 | 281 | 149 | 66 | 799 | 3093 | OK
14 | 275kV Circuit Breaker | None | 0.87259 | 2.2231 | 2.6423 | 0 | 0 | 0 | 0 | 7.8807 | 9.3499 | 10.4084 | 3.324 |  | # | 119 | 20 | 5 | 0 | 0 | 0 | 0 | 5 | 3 | 39 | 191 | OK
15 | 275kV Transformer | None | 1.0036 | 1.7456 | 3.1259 | 3.9069 | 4.5536 | 0 | 6.884 | 8.1662 | 8.8676 | 10.2042 | 4.7358 |  | # | 29 | 15 | 4 | 3 | 1 | 0 | 19 | 21 | 4 | 6 | 102 | OK
16 | 275kV Reactor | None | 0.75193 | 1.7226 | 0 | 0 | 0 | 0 | 0 | 8.2452 | 0 | 0 | 2.4447 |  | # | 9 | 3 | 0 | 0 | 0 | 0 | 0 | 3 | 0 | 0 | 15 | OK
17 | 275kV Underground Cable | None | 1.1607 | 2.1213 | 2.672 | 4.0795 | 4.8863 | 6.1704 | 0 | 8.2581 | 0 | 0 | 1.9675 |  | km | 96.5529 | 13.3517 | 2.5582 | 1.407 | 1.2914 | 2.9645 | 0 | 8.7194 | 0 | 0 | 126.8451 | OK
18 | 275kV OHL Conductor | None | 0.83547 | 1.9975 | 2.6354 | 3.9629 | 4.9987 | 6.135 | 6.8708 | 8.1571 | 8.6684 | 10.1857 | 4.3522 |  | km | 512.3374 | 28.5775 | 4.6187 | 3.028 | 67.3037 | 1.2512 | 148.8286 | 308.5467 | 45.4315 | 14.9903 | 1134.9136 | OK
19 | 275kV OHL Fittings | None | 0.92262 | 2.1727 | 2.8337 | 3.9923 | 5.0019 | 5.8317 | 7.1364 | 8.3127 | 8.7918 | 10.8691 | 2.5034 |  | # | 1923 | 520 | 545 | 98 | 51 | 5 | 56 | 5 | 3 | 291 | 3497 | OK
20 | 275kV OHL Tower | None | 1.0543 | 2.2282 | 3.1464 | 4.0093 | 5.0348 | 5.9937 | 6.8217 | 7.9214 | 8.9759 | 12.6193 | 5.5175 |  | # | 104 | 147 | 512 | 187 | 131 | 117 | 264 | 42 | 42 | 262 | 1808 | OK
21 | 400kV Circuit Breaker | None | 0.92324 | 2.4287 | 0 | 3.8095 | 0 | 0 | 0 | 0 | 9.3059 | 11.0986 | 2.6861 |  | # | 87 | 6 | 0 | 2 | 0 | 0 | 0 | 0 | 4 | 15 | 114 | OK
22 | 400kV Transformer | None | 1.0471 | 1.8606 | 0 | 4.2904 | 5.0218 | 5.7253 | 6.9948 | 8.1248 | 9.342 | 0 | 3.6625 |  | # | 20 | 3 | 0 | 1 | 1 | 1 | 6 | 5 | 2 | 0 | 39 | OK
23 | 400kV Reactor | None | 0.80338 | 0 | 0 | 0 | 0 | 0 | 0 | 0 | 0 | 13.6571 | 2.6396 |  | # | 12 | 0 | 0 | 0 | 0 | 0 | 0 | 0 | 0 | 2 | 14 | OK
27 | 400kV Underground Cable | None | 0.75232 | 2.473 | 0 | 4.021 | 0 | 0 | 0 | 0 | 0 | 0 | 1.3428 |  | km | 10.6396 | 4.1998 | 0 | 0.5734 | 0 | 0 | 0 | 0 | 0 | 0 | 15.4128 | OK
28 | 400kV OHL Conductor | None | 1.1439 | 2.4221 | 2.892 | 0 | 4.9526 | 6.0423 | 6.7798 | 8.1864 | 9.1142 | 10.3305 | 6.0385 |  | km | 210.6815 | 60.5665 | 161.5775 | 0 | 0.6895 | 0.3426 | 19.3646 | 184.2453 | 261.8096 | 126.7641 | 1026.0412 | OK
29 | 400kV OHL Fittings | None | 1.323 | 1.9201 | 2.9783 | 4.0245 | 4.6947 | 5.9642 | 7.1393 | 7.9567 | 9.1618 | 11.8341 | 5.2765 |  | # | 534 | 340 | 298 | 154 | 712 | 119 | 266 | 219 | 48 | 487 | 3177 | OK
30 | 400kV OHL Tower | None | 1.2435 | 2.2486 | 3.0682 | 3.7765 | 4.8648 | 5.9917 | 6.7876 | 7.733 | 8.9881 | 13.5802 | 7.3697 |  | # | 124 | 118 | 86 | 68 | 340 | 72 | 212 | 108 | 66 | 468 | 1662 | OK
31 | No entry required | None | [10 empty] | 0 |  | - | [10 empty] | 0 | OK
32 | No entry required | None | [10 empty] | 0 |  | - | [10 empty] | 0 | OK
33 | No entry required | None | [10 empty] | 0 |  | - | [10 empty] | 0 | OK
34 | No entry required | None | [10 empty] | 0 |  | - | [10 empty] | 0 | OK
35 | No entry required | None | [10 empty] | 0 |  | - | [10 empty] | 0 | OK
36 | No entry required | None | [10 empty] | 0 |  | - | [10 empty] | 0 | OK
37 | No entry required | None | [10 empty] | 0 |  | - | [10 empty] | 0 | OK
38 | No entry required | None | [10 empty] | 0 |  | - | [10 empty] | 0 | OK
40 | No entry required | None | [10 empty] | 0 |  | - | [10 empty] | 0 | OK
41 | No entry required | None | [10 empty] | 0 |  | - | [10 empty] | 0 | OK
42 | No entry required | None | [10 empty] | 0 |  | - | [10 empty] | 0 | OK
43 | No entry required | None | [10 empty] | 0 |  | - | [10 empty] | 0 | OK
44 | No entry required | None | [10 empty] | 0 |  | - | [10 empty] | 0 | OK
45 | No entry required | None | [10 empty] | 0 |  | - | [10 empty] | 0 | OK
46 | No entry required | None | [10 empty] | 0 |  | - | [10 empty] | 0 | OK
47 | No entry required | None | [10 empty] | 0 |  | - | [10 empty] | 0 | OK

## N2.3.3_Total_Risk_W_Int_2026
RIIO-2 Business Plan Data Template
Scottish Power Transmission
Workbook N: NARM
Submission Version 3.0 - Submitted on 09 Dec 2019
Template Version: v3.0
Sheet: N2.3.3 Total Risk With Intervention - End of 2025/26
Prices Base: 2018/19
Error Checks: OK
- | - | - | - | - | - | - | - | - | - | - | - | - | - | - | - | - | - | - | - | - | - | - | - | - | - | - | - | - | - | - | - | - | - | - | - | - | - | - | -
Total Risk Profiles |  |  | Total Risk With Intervention - End of 2025/26
Risk
Total Risk |  |  | Risk - Total for population in band | [12 empty] | Volumes - Total for population in risk band | [12 empty] | Risk - Average for population in band
| Asset Category | Units | R1 | R2 | R3 | R4 | R5 | R6 | R7 | R8 | R9 | R10 | Total |  | Units | R1 | R2 | R3 | R4 | R5 | R6 | R7 | R8 | R9 | R10 | Total |  | Units | R1 | R2 | R3 | R4 | R5 | R6 | R7 | R8 | R9 | R10 | Total
01 | 132kV Circuit Breaker | R£m | 0.016603 | 2.0969 | 0.59303 | 0.71044 | 0.90412 | 0.57475 | 0.73855 | 0.30425 | 0 | 5.7865 | 11.7251 |  | # | 7 | 195 | 9 | 7 | 6 | 3 | 3 | 1 | 0 | 6 | 237 |  | R£m | 0.0023719 | 0.010753 | 0.065893 | 0.10149 | 0.15069 | 0.19158 | 0.24618 | 0.30425 |  | 0.96441 | 0.049473
02 | 132kV Transformer | R£m | 0 | 8.092 | 9.5046 | 4.0563 | 6.4099 | 6.2162 | 0.87351 | 3.4502 | 2.5843 | 2.6254 | 43.8123 |  | # | 0 | 100 | 38 | 10 | 11 | 8 | 1 | 3 | 2 | 1 | 174 |  | R£m |  | 0.08092 | 0.25012 | 0.40563 | 0.58272 | 0.77702 | 0.87351 | 1.1501 | 1.2921 | 2.6254 | 0.2518
03 | 132kV Reactor | R£m | 0.26309 | 0 | 0 | 0 | 0 | 0 | 0 | 0 | 0 | 0.41673 | 0.67982 |  | # | 1 | 0 | 0 | 0 | 0 | 0 | 0 | 0 | 0 | 1 | 2 |  | R£m | 0.26309 | [8 empty] | 0.41673 | 0.33991
04 | 132kV Underground Cable | R£m | 0.0019717 | 4.4798 | 4.0051 | 3.41 | 0 | 0.26312 | 0 | 0.09368 | 0 | 0 | 12.2537 |  | km | 69.414 | 215.8729 | 16.5152 | 7.2297 | 0 | 0.2597 | 0 | 0.0725 | 0 | 0 | 309.364 |  | R£m | 2.8405e-05 | 0.020752 | 0.24251 | 0.47167 |  | 1.0132 |  | 1.2921 |  |  | 0.039609
05 | 132kV OHL Conductor | R£m | 0.0013848 | 8.4059 | 11.4021 | 1.7552 | 1.2651 | 0.83112 | 4.0961 | 0 | 2.0803 | 2.9017 | 32.7389 |  | km | 36.5304 | 1061.3259 | 339.2292 | 30.1601 | 15.3165 | 7.6868 | 31.2746 | 0 | 11.0154 | 13.1564 | 1545.6953 |  | R£m | 3.7909e-05 | 0.0079202 | 0.033612 | 0.058197 | 0.082594 | 0.10812 | 0.13097 |  | 0.18886 | 0.22055 | 0.021181
06 | 132kV OHL Fittings | R£m | 0.17554 | 130.5467 | 105.1535 | 19.3047 | 5.6229 | 8.0204 | 8.3999 | 2.4455 | 12.9076 | 10.6292 | 303.2061 |  | # | 1269 | 4234 | 845 | 90 | 17 | 18 | 16 | 4 | 18 | 9 | 6520 |  | R£m | 0.00013833 | 0.030833 | 0.12444 | 0.2145 | 0.33076 | 0.44558 | 0.525 | 0.61137 | 0.71709 | 1.181 | 0.046504
13 | 132kV OHL Tower | R£m | 0 | 44.3134 | 83.0481 | 12.9785 | 2.3946 | 9.694 | 0 | 0 | 9.3157 | 47.1831 | 208.9273 |  | # | 0 | 2290 | 464 | 42 | 5 | 14 | 0 | 0 | 9 | 32 | 2856 |  | R£m |  | 0.019351 | 0.17898 | 0.30901 | 0.47892 | 0.69243 |  |  | 1.0351 | 1.4745 | 0.073154
14 | 275kV Circuit Breaker | R£m | 0.0025255 | 1.7788 | 0.2162 | 0.30121 | 0.12177 | 0 | 0.21689 | 0.50274 | 0.27293 | 7.5838 | 10.9969 |  | # | 1 | 168 | 4 | 3 | 1 | 0 | 1 | 2 | 1 | 8 | 189 |  | R£m | 0.0025255 | 0.010588 | 0.05405 | 0.1004 | 0.12177 |  | 0.21689 | 0.25137 | 0.27293 | 0.94797 | 0.058184
15 | 275kV Transformer | R£m | 0 | 5.6574 | 4.2114 | 3.0616 | 2.4591 | 5.548 | 0 | 1.1852 | 5.5448 | 1.4084 | 29.0759 |  | # | 0 | 63 | 15 | 7 | 4 | 7 | 0 | 1 | 4 | 1 | 102 |  | R£m |  | 0.0898 | 0.28076 | 0.43738 | 0.61477 | 0.79257 |  | 1.1852 | 1.3862 | 1.4084 | 0.28506
16 | 275kV Reactor | R£m | 0 | 0.20001 | 0 | 0.28551 | 0.092808 | 0.11049 | 0 | 0.15668 | 0 | 0 | 0.8455 |  | # | 0 | 8 | 0 | 4 | 1 | 1 | 0 | 1 | 0 | 0 | 15 |  | R£m |  | 0.025001 |  | 0.071378 | 0.092808 | 0.11049 |  | 0.15668 |  |  | 0.056366
17 | 275kV Underground Cable | R£m | 0.00038099 | 4.4207 | 0.78088 | 7.6506 | 0 | 0 | 0 | 0 | 0 | 0 | 12.8525 |  | km | 9.4967 | 110.0019 | 1.2526 | 8.8238 | 0 | 0 | 0 | 0 | 0 | 0 | 129.575 |  | R£m | 4.0118e-05 | 0.040187 | 0.6234 | 0.86704 | [6 empty] | 0.09919
18 | 275kV OHL Conductor | R£m | 0.0024205 | 12.0985 | 9.2594 | 4.298 | 4.459 | 7.0147 | 7.1767 | 2.8817 | 0 | 11.7664 | 58.9568 |  | km | 27.1335 | 836.0271 | 116.3244 | 36.8622 | 23.4834 | 33.9244 | 24.0675 | 8.5654 | 0 | 28.8812 | 1135.2691 |  | R£m | 8.9209e-05 | 0.014471 | 0.079599 | 0.1166 | 0.18988 | 0.20678 | 0.29819 | 0.33644 |  | 0.40741 | 0.051932
19 | 275kV OHL Fittings | R£m | 0.011971 | 86.1544 | 56.1577 | 14.1799 | 2.4587 | 2.785 | 5.4789 | 9.2988 | 0 | 31.1406 | 207.666 |  | # | 50 | 2910 | 425 | 53 | 7 | 6 | 9 | 14 | 0 | 20 | 3494 |  | R£m | 0.00023942 | 0.029606 | 0.13214 | 0.26755 | 0.35125 | 0.46416 | 0.60877 | 0.6642 |  | 1.557 | 0.059435
20 | 275kV OHL Tower | R£m | 0.0014201 | 52.2684 | 19.7196 | 3.0975 | 4.3385 | 4.2933 | 5.1755 | 4.1346 | 32.0435 | 175.675 | 300.7473 |  | # | 10 | 1695 | 39 | 4 | 4 | 3 | 3 | 2 | 13 | 34 | 1807 |  | R£m | 0.00014201 | 0.030837 | 0.50563 | 0.77437 | 1.0846 | 1.4311 | 1.7252 | 2.0673 | 2.4649 | 5.1669 | 0.16643
21 | 400kV Circuit Breaker | R£m | 0.0084812 | 2.2297 | 0.061531 | 0 | 0 | 0.2327 | 0 | 0 | 0 | 2.8705 | 5.403 |  | # | 3 | 100 | 1 | 0 | 0 | 1 | 0 | 0 | 0 | 4 | 109 |  | R£m | 0.0028271 | 0.022297 | 0.061531 |  |  | 0.2327 |  |  |  | 0.71763 | 0.049569
22 | 400kV Transformer | R£m | 0.047393 | 3.537 | 3.0986 | 0 | 1.8384 | 0 | 2.6275 | 0 | 0 | 0 | 11.1489 |  | # | 1 | 26 | 8 | 0 | 2 | 0 | 2 | 0 | 0 | 0 | 39 |  | R£m | 0.047393 | 0.13604 | 0.38733 |  | 0.9192 |  | 1.3137 |  |  |  | 0.28587
23 | 400kV Reactor | R£m | 0 | 0.21658 | 0.46947 | 0.29523 | 0 | 0 | 0 | 0 | 0 | 0 | 0.98128 |  | # | 0 | 8 | 4 | 2 | 0 | 0 | 0 | 0 | 0 | 0 | 14 |  | R£m |  | 0.027073 | 0.11737 | 0.14761 | [6 empty] | 0.070092
27 | 400kV Underground Cable | R£m | 8.3285e-05 | 0.00036023 | 0 | 0 | 0 | 1.2567 | 0 | 0.082585 | 0.10772 | 0 | 1.4475 |  | km | 2.089 | 8.5506 | 0 | 0 | 0 | 4.1998 | 0 | 0.2053 | 0.2081 | 0 | 15.2528 |  | R£m | 3.9868e-05 | 4.2129e-05 |  |  |  | 0.29924 |  | 0.40227 | 0.51764 |  | 0.0949
28 | 400kV OHL Conductor | R£m | 0.79097 | 29.7083 | 6.0195 | 2.4925 | 0 | 0 | 0 | 9.0474 | 0 | 0.16645 | 48.2252 |  | km | 155.1011 | 758.9665 | 66.8423 | 17.4457 | 0 | 0 | 0 | 27.1435 | 0 | 0.3973 | 1025.8964 |  | R£m | 0.0050997 | 0.039143 | 0.090055 | 0.14287 |  |  |  | 0.33332 |  | 0.41895 | 0.047008
29 | 400kV OHL Fittings | R£m | 5.0677 | 319.122 | 77.782 | 241.4598 | 93.6405 | 15.5037 | 7.4718 | 13.5697 | 10.0078 | 413.2655 | 1196.8903 |  | # | 482 | 2057 | 159 | 284 | 79 | 11 | 4 | 6 | 4 | 88 | 3174 |  | R£m | 0.010514 | 0.15514 | 0.48919 | 0.85021 | 1.1853 | 1.4094 | 1.8679 | 2.2616 | 2.5019 | 4.6962 | 0.37709
30 | 400kV OHL Tower | R£m | 0.0067433 | 18.3075 | 5.6827 | 3.6083 | 11.8566 | 1.4185 | 1.5112 | 2.3979 | 34.1446 | 2.3262 | 81.2602 |  | # | 31 | 1227 | 125 | 35 | 93 | 8 | 7 | 10 | 117 | 7 | 1660 |  | R£m | 0.00021752 | 0.014921 | 0.045461 | 0.10309 | 0.12749 | 0.17731 | 0.21589 | 0.23979 | 0.29183 | 0.33231 | 0.048952
31 | No entry required | R£m | [10 empty] | 0 |  | - | [10 empty] | 0 |  | R£m
32 | No entry required | R£m | [10 empty] | 0 |  | - | [10 empty] | 0 |  | R£m
33 | No entry required | R£m | [10 empty] | 0 |  | - | [10 empty] | 0 |  | R£m
34 | No entry required | R£m | [10 empty] | 0 |  | - | [10 empty] | 0 |  | R£m
35 | No entry required | R£m | [10 empty] | 0 |  | - | [10 empty] | 0 |  | R£m
36 | No entry required | R£m | [10 empty] | 0 |  | - | [10 empty] | 0 |  | R£m
37 | No entry required | R£m | [10 empty] | 0 |  | - | [10 empty] | 0 |  | R£m
38 | No entry required | R£m | [10 empty] | 0 |  | - | [10 empty] | 0 |  | R£m
40 | No entry required | R£m | [10 empty] | 0 |  | - | [10 empty] | 0 |  | R£m
41 | No entry required | R£m | [10 empty] | 0 |  | - | [10 empty] | 0 |  | R£m
42 | No entry required | R£m | [10 empty] | 0 |  | - | [10 empty] | 0 |  | R£m
43 | No entry required | R£m | [10 empty] | 0 |  | - | [10 empty] | 0 |  | R£m
44 | No entry required | R£m | [10 empty] | 0 |  | - | [10 empty] | 0 |  | R£m
45 | No entry required | R£m | [10 empty] | 0 |  | - | [10 empty] | 0 |  | R£m
46 | No entry required | R£m | [10 empty] | 0 |  | - | [10 empty] | 0 |  | R£m
47 | No entry required | R£m | [10 empty] | 0 |  | - | [10 empty] | 0 |  | R£m
| Total | R£m | [10 empty] | 2579.8403
Probability of Failure (PoF)/Health Indicator
Average PoF/Health Indicator |  |  | Risk - Total for population in band R1: PoF/Health Indicator - average for population in band |  |  |  | Volumes - Total for population in PoF/Health Indicator band
| Asset Category | Units | P1 | P2 | P3 | P4 | P5 | P6 | P7 | P8 | P9 | P10 | Total |  | Units | P1 | P2 | P3 | P4 | P5 | P6 | P7 | P8 | P9 | P10 | Total
01 | 132kV Circuit Breaker | None | 0.87492 | 1.8966 | 3.0216 | 3.6632 | 0 | 0 | 0 | 0 | 0 | 10.1466 | 1.6765 |  | # | 176 | 31 | 15 | 2 | 0 | 0 | 0 | 0 | 0 | 13 | 237 | OK
02 | 132kV Transformer | None | 0.88235 | 1.8635 | 2.9729 | 4.1946 | 5.0739 | 5.7222 | 6.8535 | 8.0975 | 9.0556 | 11.2489 | 4.2869 |  | # | 60 | 17 | 8 | 6 | 8 | 3 | 31 | 35 | 4 | 2 | 174 | OK
03 | 132kV Reactor | None | 0 | 0 | 0 | 0 | 0 | 6.4684 | 0 | 7.7313 | 0 | 0 | 7.0998 |  | # | 0 | 0 | 0 | 0 | 0 | 1 | 0 | 1 | 0 | 0 | 2 | OK
04 | 132kV Underground Cable | None | 0.98156 | 1.742 | 2.7583 | 4.1231 | 4.8598 | 6.0296 | 0 | 0 | 0 | 0 | 1.3079 |  | km | 257.854 | 22.4848 | 11.835 | 11.6516 | 1.4764 | 4.0622 | 0 | 0 | 0 | 0 | 309.364 | OK
05 | 132kV OHL Conductor | None | 0.77561 | 2.0798 | 2.8156 | 4.1493 | 5.2075 | 6.2962 | 6.8324 | 8.1369 | 0 | 9.9286 | 2.9354 |  | km | 780.8416 | 96.4111 | 202.3124 | 43.6309 | 29.8785 | 22.7462 | 262.5092 | 99.3257 | 0 | 8.0397 | 1545.6953 | OK
06 | 132kV OHL Fittings | None | 0.90986 | 1.7997 | 3.0426 | 3.9379 | 4.9498 | 6.0633 | 6.9226 | 8.1491 | 9.3502 | 11.3059 | 2.1724 |  | # | 3268 | 1358 | 710 | 397 | 265 | 319 | 52 | 74 | 29 | 48 | 6520 | OK
13 | 132kV OHL Tower | None | 0.86777 | 2.1324 | 2.9823 | 3.924 | 4.9703 | 5.5945 | 7.015 | 7.9133 | 8.9602 | 12.4046 | 5.1818 |  | # | 580 | 342 | 227 | 267 | 151 | 518 | 174 | 68 | 37 | 492 | 2856 | OK
14 | 275kV Circuit Breaker | None | 0.77736 | 2.2231 | 2.6423 | 0 | 0 | 0 | 0 | 7.8807 | 9.3232 | 0 | 1.258 |  | # | 157 | 20 | 5 | 0 | 0 | 0 | 0 | 5 | 2 | 0 | 189 | OK
15 | 275kV Transformer | None | 0.82454 | 1.7835 | 3.1259 | 3.9301 | 4.5536 | 0 | 6.9131 | 8.2235 | 8.8676 | 10.1218 | 3.4848 |  | # | 45 | 15 | 4 | 4 | 1 | 0 | 13 | 15 | 4 | 1 | 102 | OK
16 | 275kV Reactor | None | 0.75193 | 1.7226 | 0 | 0 | 0 | 5.5 | 0 | 8.2195 | 0 | 0 | 2.077 |  | # | 9 | 3 | 0 | 0 | 0 | 2 | 0 | 1 | 0 | 0 | 15 | OK
17 | 275kV Underground Cable | None | 1.1351 | 2.1213 | 2.672 | 4.0753 | 4.87 | 6.1704 | 0 | 0 | 0 | 0 | 1.6689 |  | km | 100.5461 | 13.3517 | 2.5582 | 0.9825 | 9.172 | 2.9645 | 0 | 0 | 0 | 0 | 129.575 | OK
18 | 275kV OHL Conductor | None | 0.81651 | 1.9975 | 2.6354 | 3.9629 | 4.9979 | 5.506 | 6.8702 | 8.0748 | 0 | 10.1835 | 3.7242 |  | km | 540.966 | 28.5775 | 4.6187 | 3.028 | 66.0629 | 175.2686 | 148.7686 | 153.1312 | 0 | 14.8476 | 1135.2691 | OK
19 | 275kV OHL Fittings | None | 0.85952 | 2.1758 | 2.8427 | 3.9923 | 5.0019 | 5.8317 | 7.2345 | 8.3127 | 8.7918 | 10.709 | 1.6127 |  | # | 2256 | 503 | 528 | 98 | 51 | 5 | 36 | 5 | 3 | 9 | 3494 | OK
20 | 275kV OHL Tower | None | 1.0179 | 2.2112 | 3.136 | 3.9792 | 5.0025 | 5.6526 | 6.8645 | 7.9378 | 8.9708 | 12.6673 | 5.1288 |  | # | 109 | 148 | 548 | 189 | 119 | 285 | 131 | 27 | 38 | 213 | 1807 | OK
21 | 400kV Circuit Breaker | None | 0.90756 | 2.4287 | 3.1635 | 3.8095 | 0 | 5.5 | 0 | 0 | 9.4035 | 0 | 1.5216 |  | # | 89 | 6 | 3 | 2 | 0 | 8 | 0 | 0 | 1 | 0 | 109 | OK
22 | 400kV Transformer | None | 1.0471 | 1.8606 | 0 | 4.2875 | 5.0218 | 5.5751 | 7.0284 | 8.1248 | 0 | 0 | 3.33 |  | # | 20 | 3 | 0 | 3 | 1 | 3 | 4 | 5 | 0 | 0 | 39 | OK
23 | 400kV Reactor | None | 0.76004 | 0 | 0 | 0 | 0 | 0 | 0 | 0 | 0 | 0 | 0.76004 |  | # | 14 | 0 | 0 | 0 | 0 | 0 | 0 | 0 | 0 | 0 | 14 | OK
27 | 400kV Underground Cable | None | 0.75232 | 2.473 | 0 | 3.8553 | 0 | 0 | 0 | 0 | 0 | 0 | 1.3102 |  | km | 10.6396 | 4.1998 | 0 | 0.4134 | 0 | 0 | 0 | 0 | 0 | 0 | 15.2528 | OK
28 | 400kV OHL Conductor | None | 0.76642 | 2.4221 | 2.9347 | 4.0461 | 5.1725 | 5.5029 | 6.7638 | 0 | 8.6564 | 0 | 2.3887 |  | km | 519.8953 | 60.5665 | 178.0522 | 128.7783 | 30.303 | 63.1094 | 17.6509 | 0 | 27.5408 | 0 | 1025.8964 | OK
29 | 400kV OHL Fittings | None | 0.87306 | 1.9201 | 2.9827 | 4.0568 | 4.6969 | 6.0252 | 7.1055 | 7.9297 | 8.9414 | 11.1744 | 3.3923 |  | # | 1178 | 338 | 291 | 137 | 662 | 66 | 213 | 169 | 16 | 104 | 3174 | OK
30 | 400kV OHL Tower | None | 1.2292 | 2.2597 | 3.0635 | 3.7863 | 4.8644 | 5.5335 | 6.7597 | 7.7125 | 8.9931 | 13.1773 | 5.5494 |  | # | 116 | 152 | 77 | 70 | 487 | 309 | 187 | 99 | 7 | 156 | 1660 | OK
31 | No entry required | None | [10 empty] | 0 |  | - | [10 empty] | 0 | OK
32 | No entry required | None | [10 empty] | 0 |  | - | [10 empty] | 0 | OK
33 | No entry required | None | [10 empty] | 0 |  | - | [10 empty] | 0 | OK
34 | No entry required | None | [10 empty] | 0 |  | - | [10 empty] | 0 | OK
35 | No entry required | None | [10 empty] | 0 |  | - | [10 empty] | 0 | OK
36 | No entry required | None | [10 empty] | 0 |  | - | [10 empty] | 0 | OK
37 | No entry required | None | [10 empty] | 0 |  | - | [10 empty] | 0 | OK
38 | No entry required | None | [10 empty] | 0 |  | - | [10 empty] | 0 | OK
40 | No entry required | None | [10 empty] | 0 |  | - | [10 empty] | 0 | OK
41 | No entry required | None | [10 empty] | 0 |  | - | [10 empty] | 0 | OK
42 | No entry required | None | [10 empty] | 0 |  | - | [10 empty] | 0 | OK
43 | No entry required | None | [10 empty] | 0 |  | - | [10 empty] | 0 | OK
44 | No entry required | None | [10 empty] | 0 |  | - | [10 empty] | 0 | OK
45 | No entry required | None | [10 empty] | 0 |  | - | [10 empty] | 0 | OK
46 | No entry required | None | [10 empty] | 0 |  | - | [10 empty] | 0 | OK
47 | No entry required | None | [10 empty] | 0 |  | - | [10 empty] | 0 | OK

## N2.4.1_Risk_Comp_WO_Int_2021
RIIO-2 Business Plan Data Template
Scottish Power Transmission
Workbook N: NARM
Submission Version 3.0 - Submitted on 09 Dec 2019
Template Version: v3.0
Sheet: N2.4.1 Risk Components Without Intervention - End of 2020/21
Prices Base: 2018/19
Error Checks: OK
- | - | - | - | - | - | - | - | - | - | - | - | - | - | - | - | - | - | - | - | - | - | - | - | - | - | -
Risk Component Profiles |  |  | Risk Components Without Intervention - End of 2020/21
Total Risk
Total Risk |  |  | Risk - Total for population in band | [12 empty] | Volumes - Total for population in risk band
| Asset Category | Units | R1 | R2 | R3 | R4 | R5 | R6 | R7 | R8 | R9 | R10 | Total |  | Units | R1 | R2 | R3 | R4 | R5 | R6 | R7 | R8 | R9 | R10 | Total
01 | 132kV Circuit Breaker | R£m | 0.016618 | 1.949 | 1.3655 | 1.2759 | 1.1421 | 1.5532 | 0.96542 | 0 | 0 | 7.1947 | 15.4623 |  | # | 7 | 180 | 22 | 11 | 7 | 8 | 4 | 0 | 0 | 7 | 246
02 | 132kV Transformer | R£m | 0 | 9.6299 | 6.6511 | 6.5271 | 2.2668 | 3.8709 | 3.6799 | 1.1022 | 0 | 1.65 | 35.3779 |  | # | 0 | 113 | 30 | 16 | 4 | 5 | 4 | 1 | 0 | 1 | 174
03 | 132kV Reactor | R£m | 0.19669 | 0 | 0.3023 | 0 | 0 | 0 | 0 | 0 | 0 | 0 | 0.49899 |  | # | 1 | 0 | 1 | 0 | 0 | 0 | 0 | 0 | 0 | 0 | 2
04 | 132kV Underground Cable | R£m | 0.0036243 | 3.2566 | 9.9668 | 1.8232 | 0.20989 | 13.3193 | 1.8996 | 0 | 0 | 0 | 30.479 |  | km | 114.6663 | 131.9185 | 33.2934 | 4.0662 | 0.2597 | 13.2738 | 1.8151 | 0 | 0 | 0 | 299.293
05 | 132kV OHL Conductor | R£m | 0.0024617 | 9.8199 | 8.8714 | 1.6577 | 5.771 | 0.93388 | 6.3071 | 0.048066 | 0 | 3.9959 | 37.4075 |  | km | 65.1472 | 1035.8153 | 272.9543 | 29.3032 | 71.5303 | 8.8668 | 49.762 | 0.2937 | 0 | 18.3087 | 1551.9815
06 | 132kV OHL Fittings | R£m | 0.17131 | 146.161 | 68.5391 | 19.0548 | 45.8889 | 6.0229 | 3.1099 | 4.0964 | 3.5105 | 114.2723 | 410.8271 |  | # | 1269 | 4267 | 576 | 80 | 130 | 14 | 6 | 7 | 5 | 125 | 6479
13 | 132kV OHL Tower | R£m | 0.0067939 | 62.7027 | 54.2349 | 4.7833 | 5.4629 | 16.7469 | 7.8163 | 24.4819 | 30.9665 | 16.4763 | 223.6785 |  | # | 100 | 2587 | 280 | 15 | 10 | 27 | 10 | 27 | 28 | 9 | 3093
14 | 275kV Circuit Breaker | R£m | 0.0025255 | 1.531 | 1.3322 | 0.90032 | 0.54452 | 0.469 | 0.21689 | 0 | 0.27293 | 13.9326 | 19.2021 |  | # | 1 | 138 | 23 | 10 | 4 | 3 | 1 | 0 | 1 | 10 | 191
15 | 275kV Transformer | R£m | 0 | 4.4103 | 6.6895 | 6.2032 | 3.7496 | 1.6087 | 2.856 | 0 | 0 | 1.8736 | 27.3909 |  | # | 0 | 51 | 25 | 14 | 6 | 2 | 3 | 0 | 0 | 1 | 102
16 | 275kV Reactor | R£m | 0 | 0.20001 | 0 | 0.15538 | 0.092808 | 0.44708 | 0 | 0 | 0 | 0 | 0.89527 |  | # | 0 | 8 | 0 | 2 | 1 | 4 | 0 | 0 | 0 | 0 | 15
17 | 275kV Underground Cable | R£m | 0.00098019 | 4.4044 | 0.52686 | 0.097492 | 0 | 0 | 18.5115 | 0 | 0 | 0 | 23.5412 |  | km | 24.8511 | 92.089 | 1.0812 | 0.1044 | 0 | 0 | 8.7194 | 0 | 0 | 0 | 126.8451
18 | 275kV OHL Conductor | R£m | 0.0056495 | 7.6888 | 11.1945 | 17.0806 | 6.3564 | 1.9846 | 7.6258 | 0 | 0 | 0 | 51.9364 |  | km | 63.6437 | 694.281 | 180.5304 | 125.1999 | 33.4882 | 8.8892 | 28.8812 | 0 | 0 | 0 | 1134.9136
19 | 275kV OHL Fittings | R£m | 0.062388 | 82.944 | 54.5394 | 24.0141 | 47.2069 | 0.96345 | 0 | 0.70456 | 0 | 83.0848 | 293.5196 |  | # | 242 | 2562 | 408 | 101 | 118 | 2 | 0 | 1 | 0 | 63 | 3497
20 | 275kV OHL Tower | R£m | 0.028415 | 37.4472 | 7.1684 | 16.4622 | 24.36 | 1.5303 | 38.2047 | 4.0833 | 0 | 99.976 | 229.2605 |  | # | 203 | 1494 | 17 | 21 | 22 | 1 | 22 | 2 | 0 | 26 | 1808
21 | 400kV Circuit Breaker | R£m | 0.0084812 | 2.0293 | 0.17133 | 0.28833 | 0.58091 | 0.47343 | 0.29014 | 0.32636 | 0 | 2.8705 | 7.0389 |  | # | 3 | 96 | 2 | 2 | 3 | 2 | 1 | 1 | 0 | 4 | 114
22 | 400kV Transformer | R£m | 0.047393 | 3.6535 | 1.8532 | 0.68051 | 1.5988 | 2.1065 | 0 | 0 | 0 | 0 | 9.9398 |  | # | 1 | 28 | 5 | 1 | 2 | 2 | 0 | 0 | 0 | 0 | 39
23 | 400kV Reactor | R£m | 0 | 0.17634 | 0.46947 | 0.48717 | 0.26069 | 0 | 0 | 0 | 0 | 0 | 1.3937 |  | # | 0 | 6 | 4 | 3 | 1 | 0 | 0 | 0 | 0 | 0 | 14
27 | 400kV Underground Cable | R£m | 0.00040578 | 1.8963e-05 | 0 | 0 | 0 | 1.2113 | 0.072975 | 0.093791 | 0 | 0 | 1.3785 |  | km | 10.1739 | 0.4657 | 0 | 0 | 0 | 4.3598 | 0.2053 | 0.2081 | 0 | 0 | 15.4128
28 | 400kV OHL Conductor | R£m | 0.41725 | 18.6298 | 3.9041 | 13.7166 | 44.6472 | 18.3663 | 7.3156 | 0 | 0 | 0 | 106.997 |  | km | 34.5631 | 530.7373 | 36.3464 | 85.0154 | 241.9861 | 72.8486 | 24.5443 | 0 | 0 | 0 | 1026.0412
29 | 400kV OHL Fittings | R£m | 1.9652 | 302.5433 | 156.2151 | 13.1367 | 112.2075 | 137.641 | 20.237 | 72.2273 | 240.5424 | 8.5688 | 1065.2842 |  | # | 166 | 2329 | 334 | 16 | 91 | 99 | 11 | 31 | 97 | 3 | 3177
30 | 400kV OHL Tower | R£m | 0.01367 | 12.6981 | 13.5734 | 3.2353 | 31.7063 | 20.1956 | 1.0239 | 0 | 0 | 0 | 82.4463 |  | # | 63 | 971 | 238 | 34 | 225 | 126 | 5 | 0 | 0 | 0 | 1662
31 | No entry required | R£m | 0 | 0 | 0 | 0 | 0 | 0 | 0 | 0 | 0 | 0 | 0 |  | - | 0 | 0 | 0 | 0 | 0 | 0 | 0 | 0 | 0 | 0 | 0
32 | No entry required | R£m | 0 | 0 | 0 | 0 | 0 | 0 | 0 | 0 | 0 | 0 | 0 |  | - | 0 | 0 | 0 | 0 | 0 | 0 | 0 | 0 | 0 | 0 | 0
33 | No entry required | R£m | 0 | 0 | 0 | 0 | 0 | 0 | 0 | 0 | 0 | 0 | 0 |  | - | 0 | 0 | 0 | 0 | 0 | 0 | 0 | 0 | 0 | 0 | 0
34 | No entry required | R£m | 0 | 0 | 0 | 0 | 0 | 0 | 0 | 0 | 0 | 0 | 0 |  | - | 0 | 0 | 0 | 0 | 0 | 0 | 0 | 0 | 0 | 0 | 0
35 | No entry required | R£m | 0 | 0 | 0 | 0 | 0 | 0 | 0 | 0 | 0 | 0 | 0 |  | - | 0 | 0 | 0 | 0 | 0 | 0 | 0 | 0 | 0 | 0 | 0
36 | No entry required | R£m | 0 | 0 | 0 | 0 | 0 | 0 | 0 | 0 | 0 | 0 | 0 |  | - | 0 | 0 | 0 | 0 | 0 | 0 | 0 | 0 | 0 | 0 | 0
37 | No entry required | R£m | 0 | 0 | 0 | 0 | 0 | 0 | 0 | 0 | 0 | 0 | 0 |  | - | 0 | 0 | 0 | 0 | 0 | 0 | 0 | 0 | 0 | 0 | 0
38 | No entry required | R£m | 0 | 0 | 0 | 0 | 0 | 0 | 0 | 0 | 0 | 0 | 0 |  | - | 0 | 0 | 0 | 0 | 0 | 0 | 0 | 0 | 0 | 0 | 0
40 | No entry required | R£m | 0 | 0 | 0 | 0 | 0 | 0 | 0 | 0 | 0 | 0 | 0 |  | - | 0 | 0 | 0 | 0 | 0 | 0 | 0 | 0 | 0 | 0 | 0
41 | No entry required | R£m | 0 | 0 | 0 | 0 | 0 | 0 | 0 | 0 | 0 | 0 | 0 |  | - | 0 | 0 | 0 | 0 | 0 | 0 | 0 | 0 | 0 | 0 | 0
42 | No entry required | R£m | 0 | 0 | 0 | 0 | 0 | 0 | 0 | 0 | 0 | 0 | 0 |  | - | 0 | 0 | 0 | 0 | 0 | 0 | 0 | 0 | 0 | 0 | 0
43 | No entry required | R£m | 0 | 0 | 0 | 0 | 0 | 0 | 0 | 0 | 0 | 0 | 0 |  | - | 0 | 0 | 0 | 0 | 0 | 0 | 0 | 0 | 0 | 0 | 0
44 | No entry required | R£m | 0 | 0 | 0 | 0 | 0 | 0 | 0 | 0 | 0 | 0 | 0 |  | - | 0 | 0 | 0 | 0 | 0 | 0 | 0 | 0 | 0 | 0 | 0
45 | No entry required | R£m | 0 | 0 | 0 | 0 | 0 | 0 | 0 | 0 | 0 | 0 | 0 |  | - | 0 | 0 | 0 | 0 | 0 | 0 | 0 | 0 | 0 | 0 | 0
46 | No entry required | R£m | 0 | 0 | 0 | 0 | 0 | 0 | 0 | 0 | 0 | 0 | 0 |  | - | 0 | 0 | 0 | 0 | 0 | 0 | 0 | 0 | 0 | 0 | 0
47 | No entry required | R£m | 0 | 0 | 0 | 0 | 0 | 0 | 0 | 0 | 0 | 0 | 0 |  | - | 0 | 0 | 0 | 0 | 0 | 0 | 0 | 0 | 0 | 0 | 0
| Total | R£m | [10 empty] | 2673.9558
Environmental Risk
Total Risk |  |  | Risk - Total for population in band R1: Risk - Total for population in band
| Asset Category | Units | R1 | R2 | R3 | R4 | R5 | R6 | R7 | R8 | R9 | R10 | Total
01 | 132kV Circuit Breaker | R£m | 7.2741e-05 | 0.0019759 | 0.052995 | 0.00022656 | 0.0088514 | 0.0089927 | 3.4841e-05 | 0 | 0 | 0.00012162 | 0.073271
02 | 132kV Transformer | R£m | 0 | 0.32935 | 0.14831 | 0.074198 | 0.032829 | 0.037063 | 0.038209 | 0.01239 | 0 | 0.013078 | 0.68543
03 | 132kV Reactor | R£m | 0.0038125 | 0 | 0.0058597 | 0 | 0 | 0 | 0 | 0 | 0 | 0 | 0.0096722
04 | 132kV Underground Cable | R£m | 8.8858e-08 | 0.097905 | 0.23766 | 0.068107 | 0.0015483 | 0.4903 | 0.071193 | 0 | 0 | 0 | 0.96671
05 | 132kV OHL Conductor | R£m | 4.9154e-06 | 0.00019242 | 9.7106e-05 | 1.2271e-05 | 3.844e-05 | 2.6614e-06 | 2.0087e-05 | 1.3769e-07 | 0 | 1.4622e-05 | 0.00038266
06 | 132kV OHL Fittings | R£m | 0.00042423 | 0.0023205 | 0.00049887 | 0.0005798 | 0.0011054 | 6.9075e-05 | 3.3847e-05 | 4.7035e-05 | 3.8219e-05 | 0.001315 | 0.006432
13 | 132kV OHL Tower | R£m | 0.0018274 | 0.21237 | 0.0082747 | 0.00081395 | 0.0019584 | 0.0062507 | 0.0016681 | 0.0064618 | 0.0066968 | 0.0020809 | 0.2484
14 | 275kV Circuit Breaker | R£m | 1.6475e-06 | 0.0026353 | 0.037681 | 0.093087 | 0.00029559 | 3.403e-05 | 1.8846e-05 | 0 | 1.8846e-05 | 0.028316 | 0.16209
15 | 275kV Transformer | R£m | 0 | 0.43547 | 0.41111 | 0.31843 | 0.14177 | 0.046436 | 0.056941 | 0 | 0 | 0.043924 | 1.4541
16 | 275kV Reactor | R£m | 0 | 0.0078119 | 0 | 0.0048083 | 0.00088702 | 0.016406 | 0 | 0 | 0 | 0 | 0.029913
17 | 275kV Underground Cable | R£m | 3.0187e-08 | 0.042368 | 0.0034403 | 0.00056017 | 0 | 0 | 0.08801 | 0 | 0 | 0 | 0.13438
18 | 275kV OHL Conductor | R£m | 9.5707e-06 | 0.0002261 | 0.00014319 | 0.00011851 | 3.3146e-05 | 5.8653e-06 | 3.9112e-05 | 0 | 0 | 0 | 0.00057549
19 | 275kV OHL Fittings | R£m | 0.00018822 | 0.0022978 | 0.00044691 | 0.0006757 | 0.0013924 | 5.3052e-06 | 0 | 3.8964e-06 | 0 | 0.0008126 | 0.0058229
20 | 275kV OHL Tower | R£m | 0.0037459 | 0.076629 | 0.0011003 | 0.0020613 | 0.0043255 | 6.5546e-05 | 0.0026484 | 0.00017426 | 0 | 0.0052058 | 0.095956
21 | 400kV Circuit Breaker | R£m | 8.8586e-05 | 0.0029346 | 0.00015265 | 1.5106e-05 | 0.00065136 | 4.265e-05 | 1.3121e-05 | 0.00022084 | 0 | 9.0331e-05 | 0.0042093
22 | 400kV Transformer | R£m | 0.0062064 | 0.23469 | 0.087112 | 0.015474 | 0.048571 | 0.052163 | 0 | 0 | 0 | 0 | 0.44422
23 | 400kV Reactor | R£m | 0 | 0.016109 | 0.015369 | 0.026512 | 0.019149 | 0 | 0 | 0 | 0 | 0 | 0.077138
27 | 400kV Underground Cable | R£m | 1.5241e-08 | 7.7533e-10 | 0 | 0 | 0 | 0.024234 | 0.0011747 | 0.0011907 | 0 | 0 | 0.0266
28 | 400kV OHL Conductor | R£m | 8.0326e-06 | 0.00041944 | 4.4992e-05 | 0.00013641 | 0.00038761 | 0.00011043 | 6.7484e-05 | 0 | 0 | 0 | 0.0011744
29 | 400kV OHL Fittings | R£m | 0.0002617 | 0.0082647 | 0.002161 | 0.00020006 | 0.0018864 | 0.0020878 | 0.00029185 | 0.0010451 | 0.0020668 | 0.00012411 | 0.01839
30 | 400kV OHL Tower | R£m | 0.0011518 | 0.026901 | 0.021199 | 0.0053781 | 0.05694 | 0.032263 | 0.0011962 | 0 | 0 | 0 | 0.14503
31 | No entry required | R£m | [10 empty] | 0
32 | No entry required | R£m | [10 empty] | 0
33 | No entry required | R£m | [10 empty] | 0
34 | No entry required | R£m | [10 empty] | 0
35 | No entry required | R£m | [10 empty] | 0
36 | No entry required | R£m | [10 empty] | 0
37 | No entry required | R£m | [10 empty] | 0
38 | No entry required | R£m | [10 empty] | 0
40 | No entry required | R£m | [10 empty] | 0
41 | No entry required | R£m | [10 empty] | 0
42 | No entry required | R£m | [10 empty] | 0
43 | No entry required | R£m | [10 empty] | 0
44 | No entry required | R£m | [10 empty] | 0
45 | No entry required | R£m | [10 empty] | 0
46 | No entry required | R£m | [10 empty] | 0
47 | No entry required | R£m | [10 empty] | 0
| Total | R£m | [10 empty] | 4.5899
Safety Risk
Total Risk |  |  | Risk - Total for population in band R1: Risk - Total for population in band
| Asset Category | Units | R1 | R2 | R3 | R4 | R5 | R6 | R7 | R8 | R9 | R10 | Total
01 | 132kV Circuit Breaker | R£m | 0.015381 | 0.90684 | 0.57066 | 0.15646 | 0.13653 | 0.12789 | 0.050855 | 0 | 0 | 0.055207 | 2.0198
02 | 132kV Transformer | R£m | 0 | 1.1492 | 0.64655 | 0.3138 | 0.10642 | 0.1763 | 0.18175 | 0.029468 | 0 | 0.062207 | 2.6657
03 | 132kV Reactor | R£m | 0.018135 | 0 | 0.027873 | 0 | 0 | 0 | 0 | 0 | 0 | 0 | 0.046007
04 | 132kV Underground Cable | R£m | 0.0033892 | 0.87833 | 2.8986 | 0.8337 | 0.028181 | 4.069 | 0.56425 | 0 | 0 | 0 | 9.2754
05 | 132kV OHL Conductor | R£m | 9.544e-05 | 0.0027102 | 0.0012356 | 0.00014719 | 0.00062065 | 4.2574e-05 | 0.00029442 | 2.7887e-06 | 0 | 0.00021084 | 0.0053597
06 | 132kV OHL Fittings | R£m | 0.041148 | 0.20139 | 0.040547 | 0.037417 | 0.072024 | 0.00499 | 0.0021335 | 0.0046414 | 0.0026083 | 0.084637 | 0.49154
13 | 132kV OHL Tower | R£m | 1.6371e-05 | 0.0021276 | 7.9606e-05 | 7.9783e-06 | 1.9792e-05 | 6.3188e-05 | 1.6849e-05 | 6.2784e-05 | 6.77e-05 | 2.1035e-05 | 0.0024829
14 | 275kV Circuit Breaker | R£m | 0.0021973 | 0.77241 | 0.54108 | 0.29215 | 0.068929 | 0.090775 | 0.0043946 | 0 | 0.0043946 | 0.10818 | 1.8845
15 | 275kV Transformer | R£m | 0 | 0.45599 | 0.52023 | 0.4059 | 0.15963 | 0.059191 | 0.072582 | 0 | 0 | 0.05599 | 1.7295
16 | 275kV Reactor | R£m | 0 | 0.045743 | 0 | 0.015248 | 0.0076238 | 0.095285 | 0 | 0 | 0 | 0 | 0.1639
17 | 275kV Underground Cable | R£m | 0.00087622 | 0.53069 | 0.068646 | 0.011329 | 0 | 0 | 1.5827 | 0 | 0 | 0 | 2.1942
18 | 275kV OHL Conductor | R£m | 9.3347e-05 | 0.001754 | 0.0010291 | 0.00081018 | 0.00022544 | 5.0063e-05 | 0.00027017 | 0 | 0 | 0 | 0.0042322
19 | 275kV OHL Fittings | R£m | 0.0084698 | 0.10738 | 0.018069 | 0.020922 | 0.048339 | 0.00015568 | 0 | 0.00011374 | 0 | 0.024116 | 0.22756
20 | 275kV OHL Tower | R£m | 7.0356e-05 | 0.0015517 | 2.2558e-05 | 4.2315e-05 | 8.8947e-05 | 1.3434e-06 | 5.4412e-05 | 3.5749e-06 | 0 | 0.00010704 | 0.0019423
21 | 400kV Circuit Breaker | R£m | 0.0065919 | 0.48773 | 0.011359 | 0.038049 | 0.048469 | 0.020919 | 0.016525 | 0.032867 | 0 | 0.015381 | 0.67789
22 | 400kV Transformer | R£m | 0.0076238 | 0.22114 | 0.087966 | 0.019008 | 0.059664 | 0.032038 | 0 | 0 | 0 | 0 | 0.42744
23 | 400kV Reactor | R£m | 0 | 0.041931 | 0.026683 | 0.047796 | 0.049384 | 0 | 0 | 0 | 0 | 0 | 0.16579
27 | 400kV Underground Cable | R£m | 0.00035657 | 1.6401e-05 | 0 | 0 | 0 | 0.12276 | 0.007535 | 0.0076378 | 0 | 0 | 0.1383
28 | 400kV OHL Conductor | R£m | 5.1764e-05 | 0.0020045 | 0.0001963 | 0.00059921 | 0.0016953 | 0.00049198 | 0.00030157 | 0 | 0 | 0 | 0.0053406
29 | 400kV OHL Fittings | R£m | 0.0066852 | 0.18144 | 0.040839 | 0.0037528 | 0.035232 | 0.038984 | 0.005441 | 0.019453 | 0.038589 | 0.0023072 | 0.37272
30 | 400kV OHL Tower | R£m | 3.197e-05 | 0.00081389 | 0.00065966 | 0.00016758 | 0.0017761 | 0.0010064 | 3.7306e-05 | 0 | 0 | 0 | 0.0044928
31 | No entry required | R£m | [10 empty] | 0
32 | No entry required | R£m | [10 empty] | 0
33 | No entry required | R£m | [10 empty] | 0
34 | No entry required | R£m | [10 empty] | 0
35 | No entry required | R£m | [10 empty] | 0
36 | No entry required | R£m | [10 empty] | 0
37 | No entry required | R£m | [10 empty] | 0
38 | No entry required | R£m | [10 empty] | 0
40 | No entry required | R£m | [10 empty] | 0
41 | No entry required | R£m | [10 empty] | 0
42 | No entry required | R£m | [10 empty] | 0
43 | No entry required | R£m | [10 empty] | 0
44 | No entry required | R£m | [10 empty] | 0
45 | No entry required | R£m | [10 empty] | 0
46 | No entry required | R£m | [10 empty] | 0
47 | No entry required | R£m | [10 empty] | 0
| Total | R£m | [10 empty] | 22.5042
System Risk
Total Risk |  |  | Risk - Total for population in band R1: Risk - Total for population in band
| Asset Category | Units | R1 | R2 | R3 | R4 | R5 | R6 | R7 | R8 | R9 | R10 | Total
01 | 132kV Circuit Breaker | R£m | 5.2131e-06 | 0.99908 | 0.71872 | 1.1105 | 0.99152 | 1.4081 | 0.91103 | 0 | 0 | 7.1371 | 13.2761
02 | 132kV Transformer | R£m | 0 | 6.0421 | 4.6928 | 5.5571 | 1.87 | 3.3668 | 3.1602 | 0.96312 | 0 | 1.4721 | 27.1242
03 | 132kV Reactor | R£m | 0.14483 | 0 | 0.2226 | 0 | 0 | 0 | 0 | 0 | 0 | 0 | 0.36743
04 | 132kV Underground Cable | R£m | 2.2875e-07 | 2.0514 | 6.2654 | 0.77212 | 0.17508 | 8.0344 | 1.1636 | 0 | 0 | 0 | 18.4619
05 | 132kV OHL Conductor | R£m | 0 | 9.7446 | 8.8355 | 1.6539 | 5.7541 | 0.9327 | 6.2983 | 0.048005 | 0 | 3.9895 | 37.2567
06 | 132kV OHL Fittings | R£m | 0.026805 | 145.4488 | 68.3936 | 18.9027 | 45.5984 | 6.0042 | 3.101 | 4.0825 | 3.5004 | 113.9278 | 408.9862
13 | 132kV OHL Tower | R£m | 0 | 61.8878 | 54.2037 | 4.7802 | 5.4554 | 16.7229 | 7.8099 | 24.4578 | 30.9408 | 16.4683 | 222.7266
14 | 275kV Circuit Breaker | R£m | 0 | 0.69762 | 0.71328 | 0.49338 | 0.47017 | 0.37144 | 0.21215 | 0 | 0.26819 | 13.7881 | 17.0143
15 | 275kV Transformer | R£m | 0 | 2.3871 | 4.5382 | 4.5271 | 3.0244 | 1.3643 | 2.5563 | 0 | 0 | 1.6424 | 20.0399
16 | 275kV Reactor | R£m | 0 | 0.0087459 | 0 | 0.11017 | 0.066421 | 0.096269 | 0 | 0 | 0 | 0 | 0.28161
17 | 275kV Underground Cable | R£m | 0 | 3.5264 | 0.43935 | 0.081039 | 0 | 0 | 16.2072 | 0 | 0 | 0 | 20.2539
18 | 275kV OHL Conductor | R£m | 0 | 7.5725 | 11.1259 | 17.024 | 6.3406 | 1.9818 | 7.6071 | 0 | 0 | 0 | 51.6519
19 | 275kV OHL Fittings | R£m | 0 | 82.1753 | 54.4002 | 23.8446 | 46.8559 | 0.96213 | 0 | 0.7036 | 0 | 82.8841 | 291.8257
20 | 275kV OHL Tower | R£m | 0 | 36.8504 | 7.1598 | 16.446 | 24.3261 | 1.5298 | 38.184 | 4.082 | 0 | 99.9352 | 228.5133
21 | 400kV Circuit Breaker | R£m | 0.00017531 | 1.4569 | 0.15702 | 0.24557 | 0.51984 | 0.44785 | 0.26953 | 0.28922 | 0 | 2.8529 | 6.239
22 | 400kV Transformer | R£m | 0 | 2.0963 | 1.207 | 0.56234 | 1.2279 | 1.7402 | 0 | 0 | 0 | 0 | 6.8338
23 | 400kV Reactor | R£m | 0 | 0.011556 | 0.33102 | 0.20614 | 0.002557 | 0 | 0 | 0 | 0 | 0 | 0.55127
27 | 400kV Underground Cable | R£m | 0 | 0 | 0 | 0 | 0 | 0.55966 | 0.038961 | 0.059314 | 0 | 0 | 0.65794
28 | 400kV OHL Conductor | R£m | 0.41205 | 18.4036 | 3.881 | 13.6465 | 44.4479 | 18.3095 | 7.281 | 0 | 0 | 0 | 106.3814
29 | 400kV OHL Fittings | R£m | 1.885 | 300.2622 | 155.6642 | 13.0859 | 111.7301 | 137.1127 | 20.1632 | 71.9634 | 240.0195 | 8.5375 | 1060.4239
30 | 400kV OHL Tower | R£m | 0 | 12.3688 | 13.311 | 3.1687 | 31.0008 | 19.7958 | 1.0091 | 0 | 0 | 0 | 80.6542
31 | No entry required | R£m | [10 empty] | 0
32 | No entry required | R£m | [10 empty] | 0
33 | No entry required | R£m | [10 empty] | 0
34 | No entry required | R£m | [10 empty] | 0
35 | No entry required | R£m | [10 empty] | 0
36 | No entry required | R£m | [10 empty] | 0
37 | No entry required | R£m | [10 empty] | 0
38 | No entry required | R£m | [10 empty] | 0
40 | No entry required | R£m | [10 empty] | 0
41 | No entry required | R£m | [10 empty] | 0
42 | No entry required | R£m | [10 empty] | 0
43 | No entry required | R£m | [10 empty] | 0
44 | No entry required | R£m | [10 empty] | 0
45 | No entry required | R£m | [10 empty] | 0
46 | No entry required | R£m | [10 empty] | 0
47 | No entry required | R£m | [10 empty] | 0
| Total | R£m | [10 empty] | 2619.5211
Financial Risk | [15 empty] | Check | [8 empty] | Overall Result: | OK
Total Risk |  |  | Risk - Total for population in band R1: Risk - Total for population in band |  |  |  | Volumes - Total for population in risk band
| Asset Category | Units | R1 | R2 | R3 | R4 | R5 | R6 | R7 | R8 | R9 | R10 | Total |  |  | R1 | R2 | R3 | R4 | R5 | R6 | R7 | R8 | R9 | R10 | Total
01 | 132kV Circuit Breaker | R£m | 0.0011591 | 0.041162 | 0.023087 | 0.0086882 | 0.0051445 | 0.0082009 | 0.0035012 | 0 | 0 | 0.0022457 | 0.093188 |  |  | OK | OK | OK | OK | OK | OK | OK | OK | OK | OK | OK
02 | 132kV Transformer | R£m | 0 | 2.1093 | 1.1635 | 0.58206 | 0.25753 | 0.29075 | 0.29974 | 0.097196 | 0 | 0.10259 | 4.9026 |  |  | OK | OK | OK | OK | OK | OK | OK | OK | OK | OK | OK
03 | 132kV Reactor | R£m | 0.029908 | 0 | 0.045967 | 0 | 0 | 0 | 0 | 0 | 0 | 0 | 0.075875 |  |  | OK | OK | OK | OK | OK | OK | OK | OK | OK | OK | OK
04 | 132kV Underground Cable | R£m | 0.00023486 | 0.22903 | 0.56521 | 0.14924 | 0.0050852 | 0.72558 | 0.1006 | 0 | 0 | 0 | 1.775 |  |  | OK | OK | OK | OK | OK | OK | OK | OK | OK | OK | OK
05 | 132kV OHL Conductor | R£m | 0.0023596 | 0.072302 | 0.034582 | 0.0036365 | 0.016241 | 0.0011265 | 0.0084945 | 5.8203e-05 | 0 | 0.006173 | 0.14497 |  |  | OK | OK | OK | OK | OK | OK | OK | OK | OK | OK | OK
06 | 132kV OHL Fittings | R£m | 0.10293 | 0.50835 | 0.10452 | 0.11404 | 0.21738 | 0.013602 | 0.0066629 | 0.0092551 | 0.0075175 | 0.25851 | 1.3428 |  |  | OK | OK | OK | OK | OK | OK | OK | OK | OK | OK | OK
13 | 132kV OHL Tower | R£m | 0.0049501 | 0.60037 | 0.022866 | 0.0022511 | 0.0055611 | 0.017751 | 0.0047357 | 0.017638 | 0.019018 | 0.0059096 | 0.70106 |  |  | OK | OK | OK | OK | OK | OK | OK | OK | OK | OK | OK
14 | 275kV Circuit Breaker | R£m | 0.00032658 | 0.05838 | 0.04021 | 0.021711 | 0.0051224 | 0.0067459 | 0.00032658 | 0 | 0.00032658 | 0.0080389 | 0.14119 |  |  | OK | OK | OK | OK | OK | OK | OK | OK | OK | OK | OK
15 | 275kV Transformer | R£m | 0 | 1.1318 | 1.2199 | 0.95176 | 0.42373 | 0.13879 | 0.17019 | 0 | 0 | 0.13129 | 4.1674 |  |  | OK | OK | OK | OK | OK | OK | OK | OK | OK | OK | OK
16 | 275kV Reactor | R£m | 0 | 0.13771 | 0 | 0.025146 | 0.017877 | 0.23912 | 0 | 0 | 0 | 0 | 0.41985 |  |  | OK | OK | OK | OK | OK | OK | OK | OK | OK | OK | OK
17 | 275kV Underground Cable | R£m | 0.00010394 | 0.30503 | 0.015418 | 0.0045647 | 0 | 0 | 0.63357 | 0 | 0 | 0 | 0.95868 |  |  | OK | OK | OK | OK | OK | OK | OK | OK | OK | OK | OK
18 | 275kV OHL Conductor | R£m | 0.0055465 | 0.11395 | 0.067503 | 0.055642 | 0.01556 | 0.0027588 | 0.018335 | 0 | 0 | 0 | 0.2793 |  |  | OK | OK | OK | OK | OK | OK | OK | OK | OK | OK | OK
19 | 275kV OHL Fittings | R£m | 0.05373 | 0.65911 | 0.1207 | 0.14797 | 0.30128 | 0.0011586 | 0 | 0.00084841 | 0 | 0.17575 | 1.4606 |  |  | OK | OK | OK | OK | OK | OK | OK | OK | OK | OK | OK
20 | 275kV OHL Tower | R£m | 0.024599 | 0.51864 | 0.0074892 | 0.014038 | 0.029478 | 0.00044608 | 0.018042 | 0.0011864 | 0 | 0.035476 | 0.64939 |  |  | OK | OK | OK | OK | OK | OK | OK | OK | OK | OK | OK
21 | 400kV Circuit Breaker | R£m | 0.0016254 | 0.081796 | 0.0028008 | 0.0046911 | 0.011952 | 0.0046165 | 0.0040747 | 0.0040522 | 0 | 0.0021673 | 0.11778 |  |  | OK | OK | OK | OK | OK | OK | OK | OK | OK | OK | OK
22 | 400kV Transformer | R£m | 0.033563 | 1.1013 | 0.47108 | 0.083681 | 0.26266 | 0.28209 | 0 | 0 | 0 | 0 | 2.2344 |  |  | OK | OK | OK | OK | OK | OK | OK | OK | OK | OK | OK
23 | 400kV Reactor | R£m | 0 | 0.10674 | 0.096397 | 0.20673 | 0.1896 | 0 | 0 | 0 | 0 | 0 | 0.59947 |  |  | OK | OK | OK | OK | OK | OK | OK | OK | OK | OK | OK
27 | 400kV Underground Cable | R£m | 4.9201e-05 | 2.5617e-06 | 0 | 0 | 0 | 0.50468 | 0.025304 | 0.025649 | 0 | 0 | 0.55568 |  |  | OK | OK | OK | OK | OK | OK | OK | OK | OK | OK | OK
28 | 400kV OHL Conductor | R£m | 0.0051338 | 0.22387 | 0.022921 | 0.069408 | 0.19722 | 0.056204 | 0.034256 | 0 | 0 | 0 | 0.60901 |  |  | OK | OK | OK | OK | OK | OK | OK | OK | OK | OK | OK
29 | 400kV OHL Fittings | R£m | 0.073206 | 2.0914 | 0.5079 | 0.04681 | 0.44023 | 0.48716 | 0.068036 | 0.24341 | 0.48224 | 0.028883 | 4.4693 |  |  | OK | OK | OK | OK | OK | OK | OK | OK | OK | OK | OK
30 | 400kV OHL Tower | R£m | 0.012486 | 0.30154 | 0.24059 | 0.061071 | 0.64685 | 0.36652 | 0.013588 | 0 | 0 | 0 | 1.6427 |  |  | OK | OK | OK | OK | OK | OK | OK | OK | OK | OK | OK
31 | No entry required | R£m | [10 empty] | 0 |  |  | OK | OK | OK | OK | OK | OK | OK | OK | OK | OK | OK
32 | No entry required | R£m | [10 empty] | 0 |  |  | OK | OK | OK | OK | OK | OK | OK | OK | OK | OK | OK
33 | No entry required | R£m | [10 empty] | 0 |  |  | OK | OK | OK | OK | OK | OK | OK | OK | OK | OK | OK
34 | No entry required | R£m | [10 empty] | 0 |  |  | OK | OK | OK | OK | OK | OK | OK | OK | OK | OK | OK
35 | No entry required | R£m | [10 empty] | 0 |  |  | OK | OK | OK | OK | OK | OK | OK | OK | OK | OK | OK
36 | No entry required | R£m | [10 empty] | 0 |  |  | OK | OK | OK | OK | OK | OK | OK | OK | OK | OK | OK
37 | No entry required | R£m | [10 empty] | 0 |  |  | OK | OK | OK | OK | OK | OK | OK | OK | OK | OK | OK
38 | No entry required | R£m | [10 empty] | 0 |  |  | OK | OK | OK | OK | OK | OK | OK | OK | OK | OK | OK
40 | No entry required | R£m | [10 empty] | 0 |  |  | OK | OK | OK | OK | OK | OK | OK | OK | OK | OK | OK
41 | No entry required | R£m | [10 empty] | 0 |  |  | OK | OK | OK | OK | OK | OK | OK | OK | OK | OK | OK
42 | No entry required | R£m | [10 empty] | 0 |  |  | OK | OK | OK | OK | OK | OK | OK | OK | OK | OK | OK
43 | No entry required | R£m | [10 empty] | 0 |  |  | OK | OK | OK | OK | OK | OK | OK | OK | OK | OK | OK
44 | No entry required | R£m | [10 empty] | 0 |  |  | OK | OK | OK | OK | OK | OK | OK | OK | OK | OK | OK
45 | No entry required | R£m | [10 empty] | 0 |  |  | OK | OK | OK | OK | OK | OK | OK | OK | OK | OK | OK
46 | No entry required | R£m | [10 empty] | 0 |  |  | OK | OK | OK | OK | OK | OK | OK | OK | OK | OK | OK
47 | No entry required | R£m | [10 empty] | 0 |  |  | OK | OK | OK | OK | OK | OK | OK | OK | OK | OK | OK
| Total | R£m | [10 empty] | 27.34 |  |  | OK | OK | OK | OK | OK | OK | OK | OK | OK | OK | OK

## N2.4.2_Risk_Comp_WO_Int_2026
RIIO-2 Business Plan Data Template
Scottish Power Transmission
Workbook N: NARM
Submission Version 3.0 - Submitted on 09 Dec 2019
Template Version: v3.0
Sheet: N2.4.1 Risk Components Without Intervention - End of 2025/26
Prices Base: 2018/19
Error Checks: OK
- | - | - | - | - | - | - | - | - | - | - | - | - | - | - | - | - | - | - | - | - | - | - | - | - | - | -
Risk Component Profiles |  |  | Risk Components Without Intervention - End of 2025/26
Total Risk
Total Risk |  |  | Risk - Total for population in band | [12 empty] | Volumes - Total for population in risk band
| Asset Category | Units | R1 | R2 | R3 | R4 | R5 | R6 | R7 | R8 | R9 | R10 | Total |  | Units | R1 | R2 | R3 | R4 | R5 | R6 | R7 | R8 | R9 | R10 | Total
01 | 132kV Circuit Breaker | R£m | 0.01424 | 1.9219 | 0.93032 | 1.0521 | 1.5122 | 0.782 | 1.7008 | 1.195 | 0.34328 | 11.2309 | 20.6826 |  | # | 6 | 178 | 13 | 10 | 10 | 4 | 7 | 4 | 1 | 13 | 246
02 | 132kV Transformer | R£m | 0 | 7.403 | 8.9046 | 4.912 | 6.4099 | 6.2162 | 1.747 | 3.4502 | 2.5843 | 11.8655 | 53.4926 |  | # | 0 | 94 | 36 | 12 | 11 | 8 | 2 | 3 | 2 | 6 | 174
03 | 132kV Reactor | R£m | 0.26309 | 0 | 0 | 0 | 0 | 0 | 0 | 0 | 0 | 0.41673 | 0.67982 |  | # | 1 | 0 | 0 | 0 | 0 | 0 | 0 | 0 | 0 | 1 | 2
04 | 132kV Underground Cable | R£m | 0.00198 | 3.5851 | 4.0225 | 6.9868 | 4.8692 | 0.26312 | 0 | 0.09368 | 16.1472 | 6.6393 | 42.6088 |  | km | 69.3074 | 177.2774 | 16.5771 | 13.1692 | 7.6133 | 0.2597 | 0 | 0.0725 | 11.0799 | 3.9365 | 299.293
05 | 132kV OHL Conductor | R£m | 0.001344 | 7.5049 | 12.5509 | 4.2513 | 1.2915 | 4.6311 | 5.1643 | 1.374 | 4.8169 | 11.4963 | 53.0826 |  | km | 35.4488 | 903.0851 | 366.1598 | 74.6277 | 15.6457 | 40.8481 | 39.5275 | 8.2744 | 25.4418 | 42.9226 | 1551.9815
06 | 132kV OHL Fittings | R£m | 0.17554 | 120.0255 | 115.5876 | 29.2145 | 10.5946 | 13.8706 | 18.6069 | 21.0926 | 19.0761 | 350.7447 | 698.9885 |  | # | 1269 | 3741 | 931 | 128 | 32 | 32 | 35 | 36 | 27 | 248 | 6479
13 | 132kV OHL Tower | R£m | 0 | 53.2375 | 77.1975 | 22.3713 | 2.8809 | 9.694 | 1.5309 | 0.98922 | 10.4099 | 166.7661 | 345.0772 |  | # | 0 | 2484 | 406 | 73 | 6 | 14 | 2 | 1 | 10 | 97 | 3093
14 | 275kV Circuit Breaker | R£m | 0.0025255 | 1.3142 | 0.91462 | 1.0797 | 1.3005 | 0.51156 | 0.43071 | 1.2554 | 0.87008 | 20.3845 | 28.0639 |  | # | 1 | 131 | 15 | 11 | 10 | 3 | 2 | 5 | 3 | 10 | 191
15 | 275kV Transformer | R£m | 0 | 4.129 | 4.3509 | 5.6711 | 4.1988 | 7.1017 | 1.976 | 1.1852 | 5.5448 | 6.8931 | 41.0506 |  | # | 0 | 48 | 15 | 13 | 7 | 9 | 2 | 1 | 4 | 3 | 102
16 | 275kV Reactor | R£m | 0 | 0.20001 | 0 | 0.15538 | 0.092808 | 0.11049 | 0 | 0.15668 | 0 | 0.36766 | 1.083 |  | # | 0 | 8 | 0 | 2 | 1 | 1 | 0 | 1 | 0 | 2 | 15
17 | 275kV Underground Cable | R£m | 0.0003453 | 4.5773 | 1.0444 | 0.12229 | 0 | 0 | 0 | 0 | 5.7819 | 23.3135 | 34.8398 |  | km | 8.5567 | 107.8331 | 1.6315 | 0.1044 | 0 | 0 | 0 | 0 | 1.7337 | 6.9857 | 126.8451
18 | 275kV OHL Conductor | R£m | 0.0024205 | 9.7487 | 11.0389 | 5.7955 | 6.8131 | 21.2842 | 7.1767 | 3.5987 | 0 | 11.7664 | 77.2246 |  | km | 27.1335 | 729.9318 | 130.7917 | 50.5981 | 37.2077 | 95.4032 | 24.0675 | 10.8989 | 0 | 28.8812 | 1134.9136
19 | 275kV OHL Fittings | R£m | 0.011971 | 75.6179 | 63.0806 | 19.6406 | 21.7438 | 2.785 | 5.4789 | 46.808 | 0 | 222.463 | 457.6298 |  | # | 50 | 2617 | 474 | 71 | 60 | 6 | 9 | 69 | 0 | 141 | 3497
20 | 275kV OHL Tower | R£m | 0.0014201 | 50.3447 | 10.3316 | 6.9382 | 14.9478 | 9.8708 | 11.9382 | 12.1754 | 32.0435 | 254.9254 | 403.517 |  | # | 10 | 1668 | 23 | 10 | 13 | 7 | 7 | 6 | 13 | 51 | 1808
21 | 400kV Circuit Breaker | R£m | 0.0084812 | 2.2285 | 0.061531 | 0 | 0.21303 | 0.2327 | 0.61762 | 0 | 1.622 | 4.0753 | 9.0592 |  | # | 3 | 96 | 1 | 0 | 1 | 1 | 2 | 0 | 4 | 6 | 114
22 | 400kV Transformer | R£m | 0.047393 | 2.9501 | 3.5723 | 0 | 1.8384 | 0 | 2.6275 | 0 | 0 | 4.1725 | 15.2082 |  | # | 1 | 24 | 8 | 0 | 2 | 0 | 2 | 0 | 0 | 2 | 39
23 | 400kV Reactor | R£m | 0 | 0.17634 | 0.46947 | 0.29523 | 0 | 0 | 0 | 0.39756 | 0 | 0.55966 | 1.8983 |  | # | 0 | 6 | 4 | 2 | 0 | 0 | 0 | 1 | 0 | 1 | 14
27 | 400kV Underground Cable | R£m | 8.3285e-05 | 0.00036023 | 0 | 0 | 0 | 1.2567 | 0.059805 | 0.082585 | 0.10772 | 0 | 1.5073 |  | km | 2.089 | 8.5506 | 0 | 0 | 0 | 4.1998 | 0.16 | 0.2053 | 0.2081 | 0 | 15.4128
28 | 400kV OHL Conductor | R£m | 0.12515 | 22.8367 | 0.14004 | 2.7681 | 3.1988 | 20.1925 | 29.5785 | 15.8757 | 66.2977 | 13.8233 | 174.8364 |  | km | 23.158 | 540.8241 | 1.5855 | 19.1594 | 16.9198 | 78.5082 | 98.9388 | 46.7008 | 174.1166 | 26.13 | 1026.0412
29 | 400kV OHL Fittings | R£m | 0.79144 | 328.0725 | 137.3634 | 244.7245 | 102.3037 | 18.3296 | 11.3514 | 202.8068 | 225.7965 | 702.1886 | 1973.7284 |  | # | 116 | 2053 | 278 | 288 | 86 | 13 | 6 | 90 | 87 | 160 | 3177
30 | 400kV OHL Tower | R£m | 0.0067433 | 12.6107 | 9.8313 | 8.1649 | 13.205 | 2.1298 | 7.7645 | 3.3525 | 59.0949 | 39.6726 | 155.8329 |  | # | 31 | 871 | 186 | 81 | 103 | 12 | 36 | 14 | 202 | 126 | 1662
31 | No entry required | R£m | 0 | 0 | 0 | 0 | 0 | 0 | 0 | 0 | 0 | 0 | 0 |  | - | 0 | 0 | 0 | 0 | 0 | 0 | 0 | 0 | 0 | 0 | 0
32 | No entry required | R£m | 0 | 0 | 0 | 0 | 0 | 0 | 0 | 0 | 0 | 0 | 0 |  | - | 0 | 0 | 0 | 0 | 0 | 0 | 0 | 0 | 0 | 0 | 0
33 | No entry required | R£m | 0 | 0 | 0 | 0 | 0 | 0 | 0 | 0 | 0 | 0 | 0 |  | - | 0 | 0 | 0 | 0 | 0 | 0 | 0 | 0 | 0 | 0 | 0
34 | No entry required | R£m | 0 | 0 | 0 | 0 | 0 | 0 | 0 | 0 | 0 | 0 | 0 |  | - | 0 | 0 | 0 | 0 | 0 | 0 | 0 | 0 | 0 | 0 | 0
35 | No entry required | R£m | 0 | 0 | 0 | 0 | 0 | 0 | 0 | 0 | 0 | 0 | 0 |  | - | 0 | 0 | 0 | 0 | 0 | 0 | 0 | 0 | 0 | 0 | 0
36 | No entry required | R£m | 0 | 0 | 0 | 0 | 0 | 0 | 0 | 0 | 0 | 0 | 0 |  | - | 0 | 0 | 0 | 0 | 0 | 0 | 0 | 0 | 0 | 0 | 0
37 | No entry required | R£m | 0 | 0 | 0 | 0 | 0 | 0 | 0 | 0 | 0 | 0 | 0 |  | - | 0 | 0 | 0 | 0 | 0 | 0 | 0 | 0 | 0 | 0 | 0
38 | No entry required | R£m | 0 | 0 | 0 | 0 | 0 | 0 | 0 | 0 | 0 | 0 | 0 |  | - | 0 | 0 | 0 | 0 | 0 | 0 | 0 | 0 | 0 | 0 | 0
40 | No entry required | R£m | 0 | 0 | 0 | 0 | 0 | 0 | 0 | 0 | 0 | 0 | 0 |  | - | 0 | 0 | 0 | 0 | 0 | 0 | 0 | 0 | 0 | 0 | 0
41 | No entry required | R£m | 0 | 0 | 0 | 0 | 0 | 0 | 0 | 0 | 0 | 0 | 0 |  | - | 0 | 0 | 0 | 0 | 0 | 0 | 0 | 0 | 0 | 0 | 0
42 | No entry required | R£m | 0 | 0 | 0 | 0 | 0 | 0 | 0 | 0 | 0 | 0 | 0 |  | - | 0 | 0 | 0 | 0 | 0 | 0 | 0 | 0 | 0 | 0 | 0
43 | No entry required | R£m | 0 | 0 | 0 | 0 | 0 | 0 | 0 | 0 | 0 | 0 | 0 |  | - | 0 | 0 | 0 | 0 | 0 | 0 | 0 | 0 | 0 | 0 | 0
44 | No entry required | R£m | 0 | 0 | 0 | 0 | 0 | 0 | 0 | 0 | 0 | 0 | 0 |  | - | 0 | 0 | 0 | 0 | 0 | 0 | 0 | 0 | 0 | 0 | 0
45 | No entry required | R£m | 0 | 0 | 0 | 0 | 0 | 0 | 0 | 0 | 0 | 0 | 0 |  | - | 0 | 0 | 0 | 0 | 0 | 0 | 0 | 0 | 0 | 0 | 0
46 | No entry required | R£m | 0 | 0 | 0 | 0 | 0 | 0 | 0 | 0 | 0 | 0 | 0 |  | - | 0 | 0 | 0 | 0 | 0 | 0 | 0 | 0 | 0 | 0 | 0
47 | No entry required | R£m | 0 | 0 | 0 | 0 | 0 | 0 | 0 | 0 | 0 | 0 | 0 |  | - | 0 | 0 | 0 | 0 | 0 | 0 | 0 | 0 | 0 | 0 | 0
| Total | R£m | [10 empty] | 4590.0914
Environmental Risk
Total Risk |  |  | Risk - Total for population in band R1: Risk - Total for population in band
| Asset Category | Units | R1 | R2 | R3 | R4 | R5 | R6 | R7 | R8 | R9 | R10 | Total
01 | 132kV Circuit Breaker | R£m | 6.2349e-05 | 0.0019271 | 0.014412 | 0.028941 | 0.04351 | 4.3293e-05 | 0.014549 | 0.014238 | 1.1008e-05 | 0.00086352 | 0.11856
02 | 132kV Transformer | R£m | 0 | 0.24963 | 0.26498 | 0.11132 | 0.082874 | 0.067033 | 0.03205 | 0.030653 | 0.020483 | 0.12379 | 0.98281
03 | 132kV Reactor | R£m | 0.0050996 | 0 | 0 | 0 | 0 | 0 | 0 | 0 | 0 | 0.0080778 | 0.013177
04 | 132kV Underground Cable | R£m | 4.9494e-08 | 0.10328 | 0.062816 | 0.1664 | 0.20294 | 0.0019343 | 0 | 0.00054 | 0.64104 | 0.19325 | 1.3722
05 | 132kV OHL Conductor | R£m | 2.6841e-06 | 0.00016849 | 0.00017408 | 4.8462e-05 | 7.2831e-06 | 4.0761e-05 | 2.9049e-05 | 3.9363e-06 | 1.3894e-05 | 4.1193e-05 | 0.00052983
06 | 132kV OHL Fittings | R£m | 0.00044358 | 0.0022009 | 0.0012853 | 0.00040061 | 0.00024796 | 0.00020884 | 0.00045093 | 0.00067354 | 0.00024609 | 0.0051358 | 0.011293
13 | 132kV OHL Tower | R£m | 0 | 0.2499 | 0.059001 | 0.015127 | 0.00072519 | 0.001379 | 0.00039364 | 0.00012564 | 0.0041238 | 0.040131 | 0.37091
14 | 275kV Circuit Breaker | R£m | 1.6475e-06 | 0.0025288 | 0.000437 | 0.00035589 | 0.12827 | 0.095013 | 3.2803e-05 | 0.00030632 | 0.00036836 | 0.049157 | 0.27647
15 | 275kV Transformer | R£m | 0 | 0.40645 | 0.31713 | 0.31905 | 0.27771 | 0.33134 | 0.1241 | 0.036313 | 0.11019 | 0.17645 | 2.0987
16 | 275kV Reactor | R£m | 0 | 0.0078119 | 0 | 0.0048083 | 0.00088702 | 0.0062064 | 0 | 0.0052509 | 0 | 0.010633 | 0.035597
17 | 275kV Underground Cable | R£m | 1.0805e-08 | 0.042155 | 0.0068333 | 0.00069984 | 0 | 0 | 0 | 0 | 0.024136 | 0.11348 | 0.1873
18 | 275kV OHL Conductor | R£m | 4.1177e-06 | 0.00031452 | 0.00016703 | 5.6535e-05 | 4.7082e-05 | 0.00014718 | 3.5777e-05 | 1.2577e-05 | 0 | 6.1048e-05 | 0.00084586
19 | 275kV OHL Fittings | R£m | 3.363e-05 | 0.0020707 | 0.0014439 | 0.00028026 | 0.0011746 | 2.0315e-05 | 5.5615e-05 | 0.0012141 | 0 | 0.0031204 | 0.0094136
20 | 275kV OHL Tower | R£m | 0.00018595 | 0.12471 | 0.0012618 | 0.0010017 | 0.0019728 | 0.0011226 | 0.0014562 | 0.0016825 | 0.0075054 | 0.014423 | 0.15532
21 | 400kV Circuit Breaker | R£m | 8.8586e-05 | 0.0036958 | 2.9529e-05 | 0 | 0.00023887 | 2.9529e-05 | 3.2358e-05 | 0 | 0.0013834 | 0.00059502 | 0.0060931
22 | 400kV Transformer | R£m | 0.0062064 | 0.20607 | 0.17821 | 0 | 0.061068 | 0 | 0.079823 | 0 | 0 | 0.10333 | 0.6347
23 | 400kV Reactor | R£m | 0 | 0.016109 | 0.015369 | 0.012413 | 0 | 0 | 0 | 0.029202 | 0 | 0.041109 | 0.1142
27 | 400kV Underground Cable | R£m | 2.1296e-09 | 1.5087e-08 | 0 | 0 | 0 | 0.023521 | 0.0010235 | 0.0012029 | 0.0012193 | 0 | 0.026966
28 | 400kV OHL Conductor | R£m | 5.6249e-06 | 0.0006371 | 7.2182e-06 | 2.7202e-05 | 4.229e-05 | 0.00017968 | 0.00028934 | 0.00013443 | 0.00050298 | 0.00012598 | 0.0019518
29 | 400kV OHL Fittings | R£m | 0.00017556 | 0.0066478 | 0.0069451 | 0.0032932 | 0.0014655 | 0.00026337 | 0.00015837 | 0.003429 | 0.0030429 | 0.0079186 | 0.033339
30 | 400kV OHL Tower | R£m | 0.00056749 | 0.028988 | 0.021285 | 0.014837 | 0.012131 | 0.0033832 | 0.014465 | 0.0058161 | 0.096255 | 0.0719 | 0.26963
31 | No entry required | R£m | [10 empty] | 0
32 | No entry required | R£m | [10 empty] | 0
33 | No entry required | R£m | [10 empty] | 0
34 | No entry required | R£m | [10 empty] | 0
35 | No entry required | R£m | [10 empty] | 0
36 | No entry required | R£m | [10 empty] | 0
37 | No entry required | R£m | [10 empty] | 0
38 | No entry required | R£m | [10 empty] | 0
40 | No entry required | R£m | [10 empty] | 0
41 | No entry required | R£m | [10 empty] | 0
42 | No entry required | R£m | [10 empty] | 0
43 | No entry required | R£m | [10 empty] | 0
44 | No entry required | R£m | [10 empty] | 0
45 | No entry required | R£m | [10 empty] | 0
46 | No entry required | R£m | [10 empty] | 0
47 | No entry required | R£m | [10 empty] | 0
| Total | R£m | [10 empty] | 6.7201
Safety Risk
Total Risk |  |  | Risk - Total for population in band R1: Risk - Total for population in band
| Asset Category | Units | R1 | R2 | R3 | R4 | R5 | R6 | R7 | R8 | R9 | R10 | Total
01 | 132kV Circuit Breaker | R£m | 0.013184 | 0.89365 | 0.46677 | 0.31668 | 0.43397 | 0.07615 | 0.22587 | 0.18848 | 0.03294 | 0.32996 | 2.9777
02 | 132kV Transformer | R£m | 0 | 0.84109 | 1.1267 | 0.471 | 0.36672 | 0.28162 | 0.076227 | 0.14581 | 0.097432 | 0.51862 | 3.9253
03 | 132kV Reactor | R£m | 0.024257 | 0 | 0 | 0 | 0 | 0 | 0 | 0 | 0 | 0.038423 | 0.062681
04 | 132kV Underground Cable | R£m | 0.0018506 | 0.99396 | 0.49782 | 2.7373 | 2.3213 | 0.03534 | 0 | 0.0098657 | 4.9199 | 2.0455 | 13.5629
05 | 132kV OHL Conductor | R£m | 5.199e-05 | 0.0023273 | 0.002293 | 0.00072539 | 0.00012225 | 0.00064086 | 0.00036716 | 6.1602e-05 | 0.00020634 | 0.00059462 | 0.0073905
06 | 132kV OHL Fittings | R£m | 0.04188 | 0.18517 | 0.093301 | 0.02642 | 0.016545 | 0.014985 | 0.030048 | 0.043844 | 0.020258 | 0.33142 | 0.80387
13 | 132kV OHL Tower | R£m | 0 | 0.0025061 | 0.00059342 | 0.00015272 | 7.3216e-06 | 1.3492e-05 | 3.9777e-06 | 1.2681e-06 | 4.1734e-05 | 0.00040097 | 0.003721
14 | 275kV Circuit Breaker | R£m | 0.0021973 | 0.58051 | 0.55677 | 0.48178 | 0.48713 | 0.15271 | 0.041625 | 0.2045 | 0.085899 | 0.16474 | 2.7579
15 | 275kV Transformer | R£m | 0 | 0.419 | 0.40043 | 0.40669 | 0.354 | 0.42236 | 0.15819 | 0.046288 | 0.098622 | 0.22492 | 2.5305
16 | 275kV Reactor | R£m | 0 | 0.045743 | 0 | 0.015248 | 0.0076238 | 0.0076238 | 0 | 0.045131 | 0 | 0.091388 | 0.21276
17 | 275kV Underground Cable | R£m | 0.00030845 | 0.56131 | 0.13758 | 0.014207 | 0 | 0 | 0 | 0 | 0.4949 | 1.9941 | 3.2024
18 | 275kV OHL Conductor | R£m | 3.9889e-05 | 0.0023553 | 0.0011898 | 0.00040949 | 0.00032125 | 0.0010015 | 0.00024159 | 0.00010165 | 0 | 0.00042066 | 0.0060811
19 | 275kV OHL Fittings | R£m | 0.0016693 | 0.098547 | 0.048336 | 0.0072826 | 0.034917 | 0.00077331 | 0.0016125 | 0.036331 | 0 | 0.10627 | 0.33574
20 | 275kV OHL Tower | R£m | 3.561e-06 | 0.0025424 | 2.5821e-05 | 2.0567e-05 | 4.0544e-05 | 2.3078e-05 | 2.9951e-05 | 3.4621e-05 | 0.00015462 | 0.00029683 | 0.003172
21 | 400kV Circuit Breaker | R£m | 0.0065919 | 0.6072 | 0.0021973 | 0 | 0.017774 | 0.0043946 | 0.081504 | 0 | 0.1293 | 0.11519 | 0.96415
22 | 400kV Transformer | R£m | 0.0076238 | 0.19596 | 0.17292 | 0 | 0.075014 | 0 | 0.098053 | 0 | 0 | 0.063461 | 0.61303
23 | 400kV Reactor | R£m | 0 | 0.041931 | 0.026683 | 0.011436 | 0 | 0 | 0 | 0.07531 | 0 | 0.10602 | 0.26138
27 | 400kV Underground Cable | R£m | 7.7793e-05 | 0.00031114 | 0 | 0 | 0 | 0.12743 | 0.0079769 | 0.0090091 | 0.009132 | 0 | 0.15394
28 | 400kV OHL Conductor | R£m | 3.5311e-05 | 0.0029282 | 3.1173e-05 | 0.00011854 | 0.00018341 | 0.00079555 | 0.0012569 | 0.00058411 | 0.0021952 | 0.00056202 | 0.0086905
29 | 400kV OHL Fittings | R£m | 0.0047915 | 0.14298 | 0.13378 | 0.061835 | 0.027414 | 0.00492 | 0.0029527 | 0.063771 | 0.056625 | 0.14703 | 0.6461
30 | 400kV OHL Tower | R£m | 1.5806e-05 | 0.00088488 | 0.00066287 | 0.00046256 | 0.00037773 | 0.00010556 | 0.0004516 | 0.00018159 | 0.0030059 | 0.0022459 | 0.0083944
31 | No entry required | R£m | [10 empty] | 0
32 | No entry required | R£m | [10 empty] | 0
33 | No entry required | R£m | [10 empty] | 0
34 | No entry required | R£m | [10 empty] | 0
35 | No entry required | R£m | [10 empty] | 0
36 | No entry required | R£m | [10 empty] | 0
37 | No entry required | R£m | [10 empty] | 0
38 | No entry required | R£m | [10 empty] | 0
40 | No entry required | R£m | [10 empty] | 0
41 | No entry required | R£m | [10 empty] | 0
42 | No entry required | R£m | [10 empty] | 0
43 | No entry required | R£m | [10 empty] | 0
44 | No entry required | R£m | [10 empty] | 0
45 | No entry required | R£m | [10 empty] | 0
46 | No entry required | R£m | [10 empty] | 0
47 | No entry required | R£m | [10 empty] | 0
| Total | R£m | [10 empty] | 33.0477
System Risk
Total Risk |  |  | Risk - Total for population in band R1: Risk - Total for population in band
| Asset Category | Units | R1 | R2 | R3 | R4 | R5 | R6 | R7 | R8 | R9 | R10 | Total
01 | 132kV Circuit Breaker | R£m | 0 | 0.98265 | 0.42907 | 0.69452 | 1.0183 | 0.70039 | 1.4495 | 0.9839 | 0.30784 | 10.8814 | 17.4476
02 | 132kV Transformer | R£m | 0 | 4.7241 | 5.5836 | 3.4564 | 5.3102 | 5.3417 | 1.3873 | 3.0333 | 2.3057 | 10.2521 | 41.3944
03 | 132kV Reactor | R£m | 0.19373 | 0 | 0 | 0 | 0 | 0 | 0 | 0 | 0 | 0.30686 | 0.50059
04 | 132kV Underground Cable | R£m | 0 | 2.2445 | 3.337 | 3.5936 | 1.931 | 0.21949 | 0 | 0.081499 | 9.7117 | 4.0373 | 25.1561
05 | 132kV OHL Conductor | R£m | 0 | 7.4401 | 12.4843 | 4.2301 | 1.2883 | 4.6132 | 5.1546 | 1.3722 | 4.8108 | 11.4782 | 52.872
06 | 132kV OHL Fittings | R£m | 0.027132 | 119.3635 | 115.2334 | 29.1087 | 10.529 | 13.8143 | 18.4878 | 20.9158 | 19.0072 | 349.3997 | 695.8865
13 | 132kV OHL Tower | R£m | 0 | 52.2787 | 76.9709 | 22.3131 | 2.8781 | 9.6888 | 1.5293 | 0.98874 | 10.394 | 166.613 | 343.6546
14 | 275kV Circuit Breaker | R£m | 0 | 0.68705 | 0.31603 | 0.56179 | 0.64891 | 0.25248 | 0.38596 | 1.0354 | 0.77743 | 20.1584 | 24.8234
15 | 275kV Transformer | R£m | 0 | 2.2585 | 2.6945 | 3.9917 | 2.7371 | 5.3576 | 1.3228 | 0.99402 | 5.0066 | 5.9643 | 30.327
16 | 275kV Reactor | R£m | 0 | 0.0087459 | 0 | 0.11017 | 0.066421 | 0.063096 | 0 | 0.00046737 | 0 | 0.051343 | 0.30025
17 | 275kV Underground Cable | R£m | 0 | 3.668 | 0.86231 | 0.10168 | 0 | 0 | 0 | 0 | 5.0657 | 20.4114 | 30.109
18 | 275kV OHL Conductor | R£m | 0 | 9.5901 | 10.959 | 5.7685 | 6.7907 | 21.2141 | 7.1597 | 3.5927 | 0 | 11.7373 | 76.812
19 | 275kV OHL Fittings | R£m | 0 | 74.9164 | 62.6978 | 19.5679 | 21.4541 | 2.7798 | 5.4652 | 46.5082 | 0 | 221.6801 | 455.0695
20 | 275kV OHL Tower | R£m | 0 | 49.3708 | 10.3218 | 6.9303 | 14.9323 | 9.8621 | 11.9268 | 12.1622 | 31.9846 | 254.8124 | 402.3033
21 | 400kV Circuit Breaker | R£m | 0.00017531 | 1.5063 | 0.058762 | 0 | 0.19064 | 0.22774 | 0.52603 | 0 | 1.4594 | 3.9416 | 7.9107
22 | 400kV Transformer | R£m | 0 | 1.6015 | 2.2575 | 0 | 1.3721 | 0 | 2.0179 | 0 | 0 | 3.447 | 10.6959
23 | 400kV Reactor | R£m | 0 | 0.011556 | 0.33102 | 0.20425 | 0 | 0 | 0 | 0.0038994 | 0 | 0.0054894 | 0.55622
27 | 400kV Underground Cable | R£m | 0 | 0 | 0 | 0 | 0 | 0.61158 | 0.028009 | 0.045776 | 0.07041 | 0 | 0.75577
28 | 400kV OHL Conductor | R£m | 0.12156 | 22.5003 | 0.13634 | 2.7541 | 3.1771 | 20.1002 | 29.4301 | 15.8068 | 66.0397 | 13.7588 | 173.8249
29 | 400kV OHL Fittings | R£m | 0.73578 | 326.2552 | 135.6049 | 243.8884 | 101.9325 | 18.2629 | 11.3114 | 201.9414 | 225.0282 | 700.1921 | 1965.1529
30 | 400kV OHL Tower | R£m | 0 | 12.2547 | 9.5678 | 7.981 | 13.0547 | 2.0879 | 7.5852 | 3.2805 | 57.9016 | 38.7811 | 152.4945
31 | No entry required | R£m | [10 empty] | 0
32 | No entry required | R£m | [10 empty] | 0
33 | No entry required | R£m | [10 empty] | 0
34 | No entry required | R£m | [10 empty] | 0
35 | No entry required | R£m | [10 empty] | 0
36 | No entry required | R£m | [10 empty] | 0
37 | No entry required | R£m | [10 empty] | 0
38 | No entry required | R£m | [10 empty] | 0
40 | No entry required | R£m | [10 empty] | 0
41 | No entry required | R£m | [10 empty] | 0
42 | No entry required | R£m | [10 empty] | 0
43 | No entry required | R£m | [10 empty] | 0
44 | No entry required | R£m | [10 empty] | 0
45 | No entry required | R£m | [10 empty] | 0
46 | No entry required | R£m | [10 empty] | 0
47 | No entry required | R£m | [10 empty] | 0
| Total | R£m | [10 empty] | 4508.0471
Financial Risk | [15 empty] | Check | [8 empty] | Overall Result: | OK
Total Risk |  |  | Risk - Total for population in band R1: Risk - Total for population in band |  |  |  | Volumes - Total for population in risk band
| Asset Category | Units | R1 | R2 | R3 | R4 | R5 | R6 | R7 | R8 | R9 | R10 | Total |  |  | R1 | R2 | R3 | R4 | R5 | R6 | R7 | R8 | R9 | R10 | Total
01 | 132kV Circuit Breaker | R£m | 0.00099351 | 0.043666 | 0.02007 | 0.011932 | 0.016352 | 0.0054074 | 0.010911 | 0.0083431 | 0.0024823 | 0.018682 | 0.13884 |  |  | OK | OK | OK | OK | OK | OK | OK | OK | OK | OK | OK
02 | 132kV Transformer | R£m | 0 | 1.5881 | 1.9293 | 0.87325 | 0.65011 | 0.52585 | 0.25142 | 0.24046 | 0.16068 | 0.97105 | 7.1902 |  |  | OK | OK | OK | OK | OK | OK | OK | OK | OK | OK | OK
03 | 132kV Reactor | R£m | 0.040005 | 0 | 0 | 0 | 0 | 0 | 0 | 0 | 0 | 0.063367 | 0.10337 |  |  | OK | OK | OK | OK | OK | OK | OK | OK | OK | OK | OK
04 | 132kV Underground Cable | R£m | 0.00012931 | 0.24331 | 0.12485 | 0.48948 | 0.41393 | 0.0063575 | 0 | 0.0017748 | 0.87458 | 0.36319 | 2.5176 |  |  | OK | OK | OK | OK | OK | OK | OK | OK | OK | OK | OK
05 | 132kV OHL Conductor | R£m | 0.001287 | 0.062103 | 0.064212 | 0.020432 | 0.0030787 | 0.017199 | 0.0092874 | 0.0016639 | 0.0058705 | 0.017383 | 0.20251 |  |  | OK | OK | OK | OK | OK | OK | OK | OK | OK | OK | OK
06 | 132kV OHL Fittings | R£m | 0.10608 | 0.47424 | 0.25964 | 0.078963 | 0.048761 | 0.041081 | 0.088584 | 0.13226 | 0.048379 | 1.0084 | 2.2864 |  |  | OK | OK | OK | OK | OK | OK | OK | OK | OK | OK | OK
13 | 132kV OHL Tower | R£m | 0 | 0.70641 | 0.16704 | 0.042905 | 0.0020584 | 0.0037939 | 0.0011177 | 0.00035657 | 0.011716 | 0.11257 | 1.048 |  |  | OK | OK | OK | OK | OK | OK | OK | OK | OK | OK | OK
14 | 275kV Circuit Breaker | R£m | 0.00032658 | 0.044119 | 0.041376 | 0.035803 | 0.0362 | 0.011349 | 0.0030933 | 0.015197 | 0.0063835 | 0.012243 | 0.20609 |  |  | OK | OK | OK | OK | OK | OK | OK | OK | OK | OK | OK
15 | 275kV Transformer | R£m | 0 | 1.045 | 0.93894 | 0.95364 | 0.83007 | 0.99036 | 0.37093 | 0.10854 | 0.32936 | 0.52741 | 6.0943 |  |  | OK | OK | OK | OK | OK | OK | OK | OK | OK | OK | OK
16 | 275kV Reactor | R£m | 0 | 0.13771 | 0 | 0.025146 | 0.017877 | 0.033563 | 0 | 0.10583 | 0 | 0.21429 | 0.53441 |  |  | OK | OK | OK | OK | OK | OK | OK | OK | OK | OK | OK
17 | 275kV Underground Cable | R£m | 3.6834e-05 | 0.30584 | 0.037679 | 0.0057068 | 0 | 0 | 0 | 0 | 0.19719 | 0.79454 | 1.341 |  |  | OK | OK | OK | OK | OK | OK | OK | OK | OK | OK | OK
18 | 275kV OHL Conductor | R£m | 0.0023765 | 0.15571 | 0.078524 | 0.026523 | 0.022078 | 0.068967 | 0.016767 | 0.0058995 | 0 | 0.028573 | 0.40541 |  |  | OK | OK | OK | OK | OK | OK | OK | OK | OK | OK | OK
19 | 275kV OHL Fittings | R£m | 0.010268 | 0.6009 | 0.33302 | 0.065169 | 0.25365 | 0.0044231 | 0.012063 | 0.26225 | 0 | 0.67349 | 2.2152 |  |  | OK | OK | OK | OK | OK | OK | OK | OK | OK | OK | OK
20 | 275kV OHL Tower | R£m | 0.0012306 | 0.84649 | 0.0085817 | 0.0068221 | 0.013442 | 0.0076498 | 0.0099249 | 0.011469 | 0.051189 | 0.098326 | 1.0551 |  |  | OK | OK | OK | OK | OK | OK | OK | OK | OK | OK | OK
21 | 400kV Circuit Breaker | R£m | 0.0016254 | 0.11125 | 0.00054181 | 0 | 0.0043828 | 0.00054181 | 0.010049 | 0 | 0.031882 | 0.017926 | 0.1782 |  |  | OK | OK | OK | OK | OK | OK | OK | OK | OK | OK | OK
22 | 400kV Transformer | R£m | 0.033563 | 0.94658 | 0.9637 | 0 | 0.33024 | 0 | 0.43166 | 0 | 0 | 0.55876 | 3.2645 |  |  | OK | OK | OK | OK | OK | OK | OK | OK | OK | OK | OK
23 | 400kV Reactor | R£m | 0 | 0.10674 | 0.096397 | 0.067126 | 0 | 0 | 0 | 0.28915 | 0 | 0.40704 | 0.96645 |  |  | OK | OK | OK | OK | OK | OK | OK | OK | OK | OK | OK
27 | 400kV Underground Cable | R£m | 5.4898e-06 | 4.9075e-05 | 0 | 0 | 0 | 0.49421 | 0.022795 | 0.026597 | 0.02696 | 0 | 0.57062 |  |  | OK | OK | OK | OK | OK | OK | OK | OK | OK | OK | OK
28 | 400kV OHL Conductor | R£m | 0.0035525 | 0.33289 | 0.0036571 | 0.013849 | 0.021475 | 0.091277 | 0.14684 | 0.068225 | 0.25527 | 0.063822 | 1.0009 |  |  | OK | OK | OK | OK | OK | OK | OK | OK | OK | OK | OK
29 | 400kV OHL Fittings | R£m | 0.050692 | 1.6677 | 1.6178 | 0.77101 | 0.34233 | 0.061471 | 0.036921 | 0.79819 | 0.70858 | 1.8415 | 7.8961 |  |  | OK | OK | OK | OK | OK | OK | OK | OK | OK | OK | OK
30 | 400kV OHL Tower | R£m | 0.00616 | 0.32615 | 0.24165 | 0.16852 | 0.13771 | 0.038439 | 0.16439 | 0.066098 | 1.094 | 0.8173 | 3.0604 |  |  | OK | OK | OK | OK | OK | OK | OK | OK | OK | OK | OK
31 | No entry required | R£m | [10 empty] | 0 |  |  | OK | OK | OK | OK | OK | OK | OK | OK | OK | OK | OK
32 | No entry required | R£m | [10 empty] | 0 |  |  | OK | OK | OK | OK | OK | OK | OK | OK | OK | OK | OK
33 | No entry required | R£m | [10 empty] | 0 |  |  | OK | OK | OK | OK | OK | OK | OK | OK | OK | OK | OK
34 | No entry required | R£m | [10 empty] | 0 |  |  | OK | OK | OK | OK | OK | OK | OK | OK | OK | OK | OK
35 | No entry required | R£m | [10 empty] | 0 |  |  | OK | OK | OK | OK | OK | OK | OK | OK | OK | OK | OK
36 | No entry required | R£m | [10 empty] | 0 |  |  | OK | OK | OK | OK | OK | OK | OK | OK | OK | OK | OK
37 | No entry required | R£m | [10 empty] | 0 |  |  | OK | OK | OK | OK | OK | OK | OK | OK | OK | OK | OK
38 | No entry required | R£m | [10 empty] | 0 |  |  | OK | OK | OK | OK | OK | OK | OK | OK | OK | OK | OK
40 | No entry required | R£m | [10 empty] | 0 |  |  | OK | OK | OK | OK | OK | OK | OK | OK | OK | OK | OK
41 | No entry required | R£m | [10 empty] | 0 |  |  | OK | OK | OK | OK | OK | OK | OK | OK | OK | OK | OK
42 | No entry required | R£m | [10 empty] | 0 |  |  | OK | OK | OK | OK | OK | OK | OK | OK | OK | OK | OK
43 | No entry required | R£m | [10 empty] | 0 |  |  | OK | OK | OK | OK | OK | OK | OK | OK | OK | OK | OK
44 | No entry required | R£m | [10 empty] | 0 |  |  | OK | OK | OK | OK | OK | OK | OK | OK | OK | OK | OK
45 | No entry required | R£m | [10 empty] | 0 |  |  | OK | OK | OK | OK | OK | OK | OK | OK | OK | OK | OK
46 | No entry required | R£m | [10 empty] | 0 |  |  | OK | OK | OK | OK | OK | OK | OK | OK | OK | OK | OK
47 | No entry required | R£m | [10 empty] | 0 |  |  | OK | OK | OK | OK | OK | OK | OK | OK | OK | OK | OK
| Total | R£m | [10 empty] | 42.2757 |  |  | OK | OK | OK | OK | OK | OK | OK | OK | OK | OK | OK

## N2.4.3_Risk_Comp_W_Int_2026
RIIO-2 Business Plan Data Template
Scottish Power Transmission
Workbook N: NARM
Submission Version 3.0 - Submitted on 09 Dec 2019
Template Version: v3.0
Sheet: N2.4.1 Risk Components With Intervention - End of 2025/26
Prices Base: 2018/19
Error Checks: OK
- | - | - | - | - | - | - | - | - | - | - | - | - | - | - | - | - | - | - | - | - | - | - | - | - | - | -
Risk Component Profiles |  |  | Risk Components With Intervention - End of 2025/26
Total Risk
Total Risk |  |  | Risk - Total for population in band | [12 empty] | Volumes - Total for population in risk band
| Asset Category | Units | R1 | R2 | R3 | R4 | R5 | R6 | R7 | R8 | R9 | R10 | Total |  | Units | R1 | R2 | R3 | R4 | R5 | R6 | R7 | R8 | R9 | R10 | Total
01 | 132kV Circuit Breaker | R£m | 0.016603 | 2.0969 | 0.59303 | 0.71044 | 0.90412 | 0.57475 | 0.73855 | 0.30425 | 0 | 5.7865 | 11.7251 |  | # | 7 | 195 | 9 | 7 | 6 | 3 | 3 | 1 | 0 | 6 | 237
02 | 132kV Transformer | R£m | 0 | 8.092 | 9.5046 | 4.0563 | 6.4099 | 6.2162 | 0.87351 | 3.4502 | 2.5843 | 2.6254 | 43.8123 |  | # | 0 | 100 | 38 | 10 | 11 | 8 | 1 | 3 | 2 | 1 | 174
03 | 132kV Reactor | R£m | 0.26309 | 0 | 0 | 0 | 0 | 0 | 0 | 0 | 0 | 0.41673 | 0.67982 |  | # | 1 | 0 | 0 | 0 | 0 | 0 | 0 | 0 | 0 | 1 | 2
04 | 132kV Underground Cable | R£m | 0.0019717 | 4.4798 | 4.0051 | 3.41 | 0 | 0.26312 | 0 | 0.09368 | 0 | 0 | 12.2537 |  | km | 69.414 | 215.8729 | 16.5152 | 7.2297 | 0 | 0.2597 | 0 | 0.0725 | 0 | 0 | 309.364
05 | 132kV OHL Conductor | R£m | 0.0013848 | 8.4059 | 11.4021 | 1.7552 | 1.2651 | 0.83112 | 4.0961 | 0 | 2.0803 | 2.9017 | 32.7389 |  | km | 36.5304 | 1061.3259 | 339.2292 | 30.1601 | 15.3165 | 7.6868 | 31.2746 | 0 | 11.0154 | 13.1564 | 1545.6953
06 | 132kV OHL Fittings | R£m | 0.17554 | 130.5467 | 105.1535 | 19.3047 | 5.6229 | 8.0204 | 8.3999 | 2.4455 | 12.9076 | 10.6292 | 303.2061 |  | # | 1269 | 4234 | 845 | 90 | 17 | 18 | 16 | 4 | 18 | 9 | 6520
13 | 132kV OHL Tower | R£m | 0 | 44.3134 | 83.0481 | 12.9785 | 2.3946 | 9.694 | 0 | 0 | 9.3157 | 47.1831 | 208.9273 |  | # | 0 | 2290 | 464 | 42 | 5 | 14 | 0 | 0 | 9 | 32 | 2856
14 | 275kV Circuit Breaker | R£m | 0.0025255 | 1.7788 | 0.2162 | 0.30121 | 0.12177 | 0 | 0.21689 | 0.50274 | 0.27293 | 7.5838 | 10.9969 |  | # | 1 | 168 | 4 | 3 | 1 | 0 | 1 | 2 | 1 | 8 | 189
15 | 275kV Transformer | R£m | 0 | 5.6574 | 4.2114 | 3.0616 | 2.4591 | 5.548 | 0 | 1.1852 | 5.5448 | 1.4084 | 29.0759 |  | # | 0 | 63 | 15 | 7 | 4 | 7 | 0 | 1 | 4 | 1 | 102
16 | 275kV Reactor | R£m | 0 | 0.20001 | 0 | 0.28551 | 0.092808 | 0.11049 | 0 | 0.15668 | 0 | 0 | 0.8455 |  | # | 0 | 8 | 0 | 4 | 1 | 1 | 0 | 1 | 0 | 0 | 15
17 | 275kV Underground Cable | R£m | 0.00038099 | 4.4207 | 0.78088 | 7.6506 | 0 | 0 | 0 | 0 | 0 | 0 | 12.8525 |  | km | 9.4967 | 110.0019 | 1.2526 | 8.8238 | 0 | 0 | 0 | 0 | 0 | 0 | 129.575
18 | 275kV OHL Conductor | R£m | 0.0024205 | 12.0985 | 9.2594 | 4.298 | 4.459 | 7.0147 | 7.1767 | 2.8817 | 0 | 11.7664 | 58.9568 |  | km | 27.1335 | 836.0271 | 116.3244 | 36.8622 | 23.4834 | 33.9244 | 24.0675 | 8.5654 | 0 | 28.8812 | 1135.2691
19 | 275kV OHL Fittings | R£m | 0.011971 | 86.1544 | 56.1577 | 14.1799 | 2.4587 | 2.785 | 5.4789 | 9.2988 | 0 | 31.1406 | 207.666 |  | # | 50 | 2910 | 425 | 53 | 7 | 6 | 9 | 14 | 0 | 20 | 3494
20 | 275kV OHL Tower | R£m | 0.0014201 | 52.2684 | 19.7196 | 3.0975 | 4.3385 | 4.2933 | 5.1755 | 4.1346 | 32.0435 | 175.675 | 300.7473 |  | # | 10 | 1695 | 39 | 4 | 4 | 3 | 3 | 2 | 13 | 34 | 1807
21 | 400kV Circuit Breaker | R£m | 0.0084812 | 2.2297 | 0.061531 | 0 | 0 | 0.2327 | 0 | 0 | 0 | 2.8705 | 5.403 |  | # | 3 | 100 | 1 | 0 | 0 | 1 | 0 | 0 | 0 | 4 | 109
22 | 400kV Transformer | R£m | 0.047393 | 3.537 | 3.0986 | 0 | 1.8384 | 0 | 2.6275 | 0 | 0 | 0 | 11.1489 |  | # | 1 | 26 | 8 | 0 | 2 | 0 | 2 | 0 | 0 | 0 | 39
23 | 400kV Reactor | R£m | 0 | 0.21658 | 0.46947 | 0.29523 | 0 | 0 | 0 | 0 | 0 | 0 | 0.98128 |  | # | 0 | 8 | 4 | 2 | 0 | 0 | 0 | 0 | 0 | 0 | 14
27 | 400kV Underground Cable | R£m | 8.3285e-05 | 0.00036023 | 0 | 0 | 0 | 1.2567 | 0 | 0.082585 | 0.10772 | 0 | 1.4475 |  | km | 2.089 | 8.5506 | 0 | 0 | 0 | 4.1998 | 0 | 0.2053 | 0.2081 | 0 | 15.2528
28 | 400kV OHL Conductor | R£m | 0.79097 | 29.7083 | 6.0195 | 2.4925 | 0 | 0 | 0 | 9.0474 | 0 | 0.16645 | 48.2252 |  | km | 155.1011 | 758.9665 | 66.8423 | 17.4457 | 0 | 0 | 0 | 27.1435 | 0 | 0.3973 | 1025.8964
29 | 400kV OHL Fittings | R£m | 5.0677 | 319.122 | 77.782 | 241.4598 | 93.6405 | 15.5037 | 7.4718 | 13.5697 | 10.0078 | 413.2655 | 1196.8903 |  | # | 482 | 2057 | 159 | 284 | 79 | 11 | 4 | 6 | 4 | 88 | 3174
30 | 400kV OHL Tower | R£m | 0.0067433 | 18.3075 | 5.6827 | 3.6083 | 11.8566 | 1.4185 | 1.5112 | 2.3979 | 34.1446 | 2.3262 | 81.2602 |  | # | 31 | 1227 | 125 | 35 | 93 | 8 | 7 | 10 | 117 | 7 | 1660
31 | No entry required | R£m | 0 | 0 | 0 | 0 | 0 | 0 | 0 | 0 | 0 | 0 | 0 |  | - | 0 | 0 | 0 | 0 | 0 | 0 | 0 | 0 | 0 | 0 | 0
32 | No entry required | R£m | 0 | 0 | 0 | 0 | 0 | 0 | 0 | 0 | 0 | 0 | 0 |  | - | 0 | 0 | 0 | 0 | 0 | 0 | 0 | 0 | 0 | 0 | 0
33 | No entry required | R£m | 0 | 0 | 0 | 0 | 0 | 0 | 0 | 0 | 0 | 0 | 0 |  | - | 0 | 0 | 0 | 0 | 0 | 0 | 0 | 0 | 0 | 0 | 0
34 | No entry required | R£m | 0 | 0 | 0 | 0 | 0 | 0 | 0 | 0 | 0 | 0 | 0 |  | - | 0 | 0 | 0 | 0 | 0 | 0 | 0 | 0 | 0 | 0 | 0
35 | No entry required | R£m | 0 | 0 | 0 | 0 | 0 | 0 | 0 | 0 | 0 | 0 | 0 |  | - | 0 | 0 | 0 | 0 | 0 | 0 | 0 | 0 | 0 | 0 | 0
36 | No entry required | R£m | 0 | 0 | 0 | 0 | 0 | 0 | 0 | 0 | 0 | 0 | 0 |  | - | 0 | 0 | 0 | 0 | 0 | 0 | 0 | 0 | 0 | 0 | 0
37 | No entry required | R£m | 0 | 0 | 0 | 0 | 0 | 0 | 0 | 0 | 0 | 0 | 0 |  | - | 0 | 0 | 0 | 0 | 0 | 0 | 0 | 0 | 0 | 0 | 0
38 | No entry required | R£m | 0 | 0 | 0 | 0 | 0 | 0 | 0 | 0 | 0 | 0 | 0 |  | - | 0 | 0 | 0 | 0 | 0 | 0 | 0 | 0 | 0 | 0 | 0
40 | No entry required | R£m | 0 | 0 | 0 | 0 | 0 | 0 | 0 | 0 | 0 | 0 | 0 |  | - | 0 | 0 | 0 | 0 | 0 | 0 | 0 | 0 | 0 | 0 | 0
41 | No entry required | R£m | 0 | 0 | 0 | 0 | 0 | 0 | 0 | 0 | 0 | 0 | 0 |  | - | 0 | 0 | 0 | 0 | 0 | 0 | 0 | 0 | 0 | 0 | 0
42 | No entry required | R£m | 0 | 0 | 0 | 0 | 0 | 0 | 0 | 0 | 0 | 0 | 0 |  | - | 0 | 0 | 0 | 0 | 0 | 0 | 0 | 0 | 0 | 0 | 0
43 | No entry required | R£m | 0 | 0 | 0 | 0 | 0 | 0 | 0 | 0 | 0 | 0 | 0 |  | - | 0 | 0 | 0 | 0 | 0 | 0 | 0 | 0 | 0 | 0 | 0
44 | No entry required | R£m | 0 | 0 | 0 | 0 | 0 | 0 | 0 | 0 | 0 | 0 | 0 |  | - | 0 | 0 | 0 | 0 | 0 | 0 | 0 | 0 | 0 | 0 | 0
45 | No entry required | R£m | 0 | 0 | 0 | 0 | 0 | 0 | 0 | 0 | 0 | 0 | 0 |  | - | 0 | 0 | 0 | 0 | 0 | 0 | 0 | 0 | 0 | 0 | 0
46 | No entry required | R£m | 0 | 0 | 0 | 0 | 0 | 0 | 0 | 0 | 0 | 0 | 0 |  | - | 0 | 0 | 0 | 0 | 0 | 0 | 0 | 0 | 0 | 0 | 0
47 | No entry required | R£m | 0 | 0 | 0 | 0 | 0 | 0 | 0 | 0 | 0 | 0 | 0 |  | - | 0 | 0 | 0 | 0 | 0 | 0 | 0 | 0 | 0 | 0 | 0
| Total | R£m | [10 empty] | 2579.8403
Environmental Risk
Total Risk |  |  | Risk - Total for population in band R1: Risk - Total for population in band
| Asset Category | Units | R1 | R2 | R3 | R4 | R5 | R6 | R7 | R8 | R9 | R10 | Total
01 | 132kV Circuit Breaker | R£m | 6.3083e-05 | 0.0017366 | 0.014089 | 0.02847 | 0.042855 | 2.1517e-05 | 0.01423 | 0.014209 | 0 | 4.3035e-05 | 0.11572
02 | 132kV Transformer | R£m | 0 | 0.26024 | 0.26971 | 0.086042 | 0.082874 | 0.067033 | 0.016025 | 0.030653 | 0.020483 | 0.029513 | 0.86257
03 | 132kV Reactor | R£m | 0.0050996 | 0 | 0 | 0 | 0 | 0 | 0 | 0 | 0 | 0.0080778 | 0.013177
04 | 132kV Underground Cable | R£m | 4.9079e-08 | 0.15498 | 0.062658 | 0.033202 | 0 | 0.0019343 | 0 | 0.00054 | 0 | 0 | 0.25331
05 | 132kV OHL Conductor | R£m | 2.7656e-06 | 0.00017924 | 0.00013484 | 1.9459e-05 | 6.8967e-06 | 5.0528e-06 | 1.7561e-05 | 0 | 5.2403e-06 | 9.7483e-06 | 0.00038081
06 | 132kV OHL Fittings | R£m | 0.00044358 | 0.0023014 | 0.0010973 | 0.00024435 | 8.4769e-05 | 9.0328e-05 | 6.5513e-05 | 6.8588e-05 | 9.6249e-05 | 0.00010345 | 0.0045955
13 | 132kV OHL Tower | R£m | 0 | 0.17058 | 0.059706 | 0.0017249 | 0.00059961 | 0.001379 | 0 | 0 | 0.0038871 | 0.015114 | 0.25299
14 | 275kV Circuit Breaker | R£m | 1.6475e-06 | 0.0032261 | 7.5383e-05 | 0.00021091 | 0.00011269 | 0 | 1.8846e-05 | 0.00025166 | 1.8846e-05 | 0.00029158 | 0.0042076
15 | 275kV Transformer | R£m | 0 | 0.49616 | 0.27901 | 0.17556 | 0.17352 | 0.23754 | 0 | 0.036313 | 0.11019 | 0.038462 | 1.5468
16 | 275kV Reactor | R£m | 0 | 0.0078119 | 0 | 0.0085719 | 0.00088702 | 0.0062064 | 0 | 0.0052509 | 0 | 0 | 0.028728
17 | 275kV Underground Cable | R£m | 1.1874e-08 | 0.03994 | 0.0055829 | 0.03699 | 0 | 0 | 0 | 0 | 0 | 0 | 0.082513
18 | 275kV OHL Conductor | R£m | 4.1177e-06 | 0.00032067 | 8.0093e-05 | 3.5684e-05 | 2.5062e-05 | 5.1004e-05 | 3.5777e-05 | 8.2541e-06 | 0 | 6.1048e-05 | 0.00062171
19 | 275kV OHL Fittings | R£m | 3.363e-05 | 0.0022249 | 0.00037991 | 9.9283e-05 | 0.00010829 | 2.0315e-05 | 5.5615e-05 | 0.00010552 | 0 | 0.00022972 | 0.0032571
20 | 275kV OHL Tower | R£m | 0.00018595 | 0.11238 | 0.001827 | 0.00073141 | 0.0008098 | 0.00073426 | 0.00086945 | 0.00057274 | 0.0075054 | 0.0077438 | 0.13336
21 | 400kV Circuit Breaker | R£m | 8.8586e-05 | 0.0028419 | 2.9529e-05 | 0 | 0 | 2.9529e-05 | 0 | 0 | 0 | 9.0331e-05 | 0.0030799
22 | 400kV Transformer | R£m | 0.0062064 | 0.22061 | 0.15748 | 0 | 0.061068 | 0 | 0.079823 | 0 | 0 | 0 | 0.52518
23 | 400kV Reactor | R£m | 0 | 0.019065 | 0.015369 | 0.012413 | 0 | 0 | 0 | 0 | 0 | 0 | 0.046847
27 | 400kV Underground Cable | R£m | 2.1296e-09 | 1.5087e-08 | 0 | 0 | 0 | 0.023521 | 0 | 0.0012029 | 0.0012193 | 0 | 0.025943
28 | 400kV OHL Conductor | R£m | 3.5115e-05 | 0.00022855 | 5.3295e-05 | 2.4599e-05 | 0 | 0 | 0 | 7.3463e-05 | 0 | 1.3526e-06 | 0.00041638
29 | 400kV OHL Fittings | R£m | 0.00045681 | 0.0039364 | 0.0010683 | 0.0032383 | 0.0012721 | 0.0002226 | 0.00010229 | 0.00019671 | 0.00014121 | 0.0033244 | 0.013959
30 | 400kV OHL Tower | R£m | 0.00056749 | 0.037881 | 0.0086335 | 0.0033127 | 0.0094407 | 0.0020204 | 0.0023833 | 0.0040004 | 0.051944 | 0.003061 | 0.12324
31 | No entry required | R£m | [10 empty] | 0
32 | No entry required | R£m | [10 empty] | 0
33 | No entry required | R£m | [10 empty] | 0
34 | No entry required | R£m | [10 empty] | 0
35 | No entry required | R£m | [10 empty] | 0
36 | No entry required | R£m | [10 empty] | 0
37 | No entry required | R£m | [10 empty] | 0
38 | No entry required | R£m | [10 empty] | 0
40 | No entry required | R£m | [10 empty] | 0
41 | No entry required | R£m | [10 empty] | 0
42 | No entry required | R£m | [10 empty] | 0
43 | No entry required | R£m | [10 empty] | 0
44 | No entry required | R£m | [10 empty] | 0
45 | No entry required | R£m | [10 empty] | 0
46 | No entry required | R£m | [10 empty] | 0
47 | No entry required | R£m | [10 empty] | 0
| Total | R£m | [10 empty] | 4.0409
Safety Risk
Total Risk |  |  | Risk - Total for population in band R1: Risk - Total for population in band
| Asset Category | Units | R1 | R2 | R3 | R4 | R5 | R6 | R7 | R8 | R9 | R10 | Total
01 | 132kV Circuit Breaker | R£m | 0.015381 | 0.77345 | 0.27346 | 0.11746 | 0.15707 | 0.013184 | 0.056531 | 0.047742 | 0 | 0.021973 | 1.4762
02 | 132kV Transformer | R£m | 0 | 0.88538 | 1.1492 | 0.35078 | 0.36672 | 0.28162 | 0.038113 | 0.14581 | 0.097432 | 0.070192 | 3.3852
03 | 132kV Reactor | R£m | 0.024257 | 0 | 0 | 0 | 0 | 0 | 0 | 0 | 0 | 0.038423 | 0.062681
04 | 132kV Underground Cable | R£m | 0.0018431 | 1.5303 | 0.49514 | 0.41237 | 0 | 0.03534 | 0 | 0.0098657 | 0 | 0 | 2.4848
05 | 132kV OHL Conductor | R£m | 5.3573e-05 | 0.0024701 | 0.0017293 | 0.00024769 | 0.00011669 | 8.3384e-05 | 0.00029769 | 0 | 7.5804e-05 | 0.00014062 | 0.0052148
06 | 132kV OHL Fittings | R£m | 0.04188 | 0.19676 | 0.080154 | 0.016166 | 0.005468 | 0.0075344 | 0.0058935 | 0.0054907 | 0.010861 | 0.0070063 | 0.37721
13 | 132kV OHL Tower | R£m | 0 | 0.0017005 | 0.00060065 | 1.7067e-05 | 6.0541e-06 | 1.3492e-05 | 0 | 0 | 3.9341e-05 | 0.00014783 | 0.002525
14 | 275kV Circuit Breaker | R£m | 0.0021973 | 0.74311 | 0.017578 | 0.049182 | 0.026278 | 0 | 0.0043946 | 0.058684 | 0.0043946 | 0.067993 | 0.97381
15 | 275kV Transformer | R£m | 0 | 0.53335 | 0.35184 | 0.22379 | 0.22119 | 0.30279 | 0 | 0.046288 | 0.098622 | 0.049027 | 1.8269
16 | 275kV Reactor | R£m | 0 | 0.045743 | 0 | 0.047596 | 0.0076238 | 0.0076238 | 0 | 0.045131 | 0 | 0 | 0.15372
17 | 275kV Underground Cable | R£m | 0.0003404 | 0.51187 | 0.11254 | 0.65688 | 0 | 0 | 0 | 0 | 0 | 0 | 1.2816
18 | 275kV OHL Conductor | R£m | 3.9889e-05 | 0.0024349 | 0.00056832 | 0.00025033 | 0.0001731 | 0.00034419 | 0.00024159 | 7.1262e-05 | 0 | 0.00042066 | 0.0045443
19 | 275kV OHL Fittings | R£m | 0.0016693 | 0.10824 | 0.017209 | 0.0038798 | 0.0036621 | 0.00077331 | 0.0016125 | 0.0032828 | 0 | 0.0072706 | 0.1476
20 | 275kV OHL Tower | R£m | 3.561e-06 | 0.0022877 | 3.7375e-05 | 1.5035e-05 | 1.6654e-05 | 1.5107e-05 | 1.7895e-05 | 1.1789e-05 | 0.00015462 | 0.00015932 | 0.002719
21 | 400kV Circuit Breaker | R£m | 0.0065919 | 0.42286 | 0.0021973 | 0 | 0 | 0.0043946 | 0 | 0 | 0 | 0.015381 | 0.45142
22 | 400kV Transformer | R£m | 0.0076238 | 0.20488 | 0.16019 | 0 | 0.075014 | 0 | 0.098053 | 0 | 0 | 0 | 0.54577
23 | 400kV Reactor | R£m | 0 | 0.049555 | 0.026683 | 0.011436 | 0 | 0 | 0 | 0 | 0 | 0 | 0.087674
27 | 400kV Underground Cable | R£m | 7.7793e-05 | 0.00031114 | 0 | 0 | 0 | 0.12743 | 0 | 0.0090091 | 0.009132 | 0 | 0.14596
28 | 400kV OHL Conductor | R£m | 0.0002292 | 0.0012631 | 0.00023369 | 0.0001072 | 0 | 0 | 0 | 0.00031842 | 0 | 5.8536e-06 | 0.0021575
29 | 400kV OHL Fittings | R£m | 0.01638 | 0.09627 | 0.020436 | 0.060806 | 0.02381 | 0.0041584 | 0.0019075 | 0.003662 | 0.0026276 | 0.061828 | 0.29189
30 | 400kV OHL Tower | R£m | 1.5806e-05 | 0.0011589 | 0.00026835 | 0.00010308 | 0.00029381 | 6.3021e-05 | 7.4384e-05 | 0.00012489 | 0.0016219 | 9.5575e-05 | 0.0038197
31 | No entry required | R£m | [10 empty] | 0
32 | No entry required | R£m | [10 empty] | 0
33 | No entry required | R£m | [10 empty] | 0
34 | No entry required | R£m | [10 empty] | 0
35 | No entry required | R£m | [10 empty] | 0
36 | No entry required | R£m | [10 empty] | 0
37 | No entry required | R£m | [10 empty] | 0
38 | No entry required | R£m | [10 empty] | 0
40 | No entry required | R£m | [10 empty] | 0
41 | No entry required | R£m | [10 empty] | 0
42 | No entry required | R£m | [10 empty] | 0
43 | No entry required | R£m | [10 empty] | 0
44 | No entry required | R£m | [10 empty] | 0
45 | No entry required | R£m | [10 empty] | 0
46 | No entry required | R£m | [10 empty] | 0
47 | No entry required | R£m | [10 empty] | 0
| Total | R£m | [10 empty] | 13.7135
System Risk
Total Risk |  |  | Risk - Total for population in band R1: Risk - Total for population in band
| Asset Category | Units | R1 | R2 | R3 | R4 | R5 | R6 | R7 | R8 | R9 | R10 | Total
01 | 132kV Circuit Breaker | R£m | 0 | 1.2894 | 0.29518 | 0.56009 | 0.69827 | 0.56105 | 0.66566 | 0.2405 | 0 | 5.7635 | 10.0736
02 | 132kV Transformer | R£m | 0 | 5.2751 | 6.1194 | 2.9445 | 5.3102 | 5.3417 | 0.69366 | 3.0333 | 2.3057 | 2.2941 | 33.3176
03 | 132kV Reactor | R£m | 0.19373 | 0 | 0 | 0 | 0 | 0 | 0 | 0 | 0 | 0.30686 | 0.50059
04 | 132kV Underground Cable | R£m | 0 | 2.4275 | 3.323 | 2.8886 | 0 | 0.21949 | 0 | 0.081499 | 0 | 0 | 8.9401
05 | 132kV OHL Conductor | R£m | 0 | 8.3382 | 11.3527 | 1.7479 | 1.262 | 0.82889 | 4.0884 | 0 | 2.078 | 2.8974 | 32.5935
06 | 132kV OHL Fittings | R£m | 0.027132 | 129.8449 | 104.8499 | 19.2401 | 5.6007 | 7.995 | 8.3811 | 2.4265 | 12.8777 | 10.6018 | 301.8448
13 | 132kV OHL Tower | R£m | 0 | 43.6604 | 82.8187 | 12.9719 | 2.3923 | 9.6888 | 0 | 0 | 9.3007 | 47.1263 | 207.9592
14 | 275kV Circuit Breaker | R£m | 0 | 0.97629 | 0.19724 | 0.24817 | 0.093431 | 0 | 0.21215 | 0.43945 | 0.26819 | 7.5104 | 9.9453
15 | 275kV Transformer | R£m | 0 | 3.3147 | 2.7555 | 2.1375 | 1.5457 | 4.2977 | 0 | 0.99402 | 5.0066 | 1.206 | 21.2578
16 | 275kV Reactor | R£m | 0 | 0.0087459 | 0 | 0.12835 | 0.066421 | 0.063096 | 0 | 0.00046737 | 0 | 0 | 0.26708
17 | 275kV Underground Cable | R£m | 0 | 3.5814 | 0.63525 | 6.6905 | 0 | 0 | 0 | 0 | 0 | 0 | 10.9072
18 | 275kV OHL Conductor | R£m | 0 | 11.9363 | 9.2208 | 4.281 | 4.447 | 6.9904 | 7.1597 | 2.8778 | 0 | 11.7373 | 58.6503
19 | 275kV OHL Fittings | R£m | 0 | 85.3886 | 56.0365 | 14.1531 | 2.4315 | 2.7798 | 5.4652 | 9.2726 | 0 | 31.0834 | 206.6108
20 | 275kV OHL Tower | R£m | 0 | 51.3913 | 19.7053 | 3.0917 | 4.3322 | 4.2875 | 5.1687 | 4.1302 | 31.9846 | 175.6143 | 299.7058
21 | 400kV Circuit Breaker | R£m | 0.00017531 | 1.7409 | 0.058762 | 0 | 0 | 0.22774 | 0 | 0 | 0 | 2.8529 | 4.8805
22 | 400kV Transformer | R£m | 0 | 2.0863 | 1.9294 | 0 | 1.3721 | 0 | 2.0179 | 0 | 0 | 0 | 7.4057
23 | 400kV Reactor | R£m | 0 | 0.011951 | 0.33102 | 0.20425 | 0 | 0 | 0 | 0 | 0 | 0 | 0.54723
27 | 400kV Underground Cable | R£m | 0 | 0 | 0 | 0 | 0 | 0.61158 | 0 | 0.045776 | 0.07041 | 0 | 0.72777
28 | 400kV OHL Conductor | R£m | 0.76806 | 29.5745 | 5.992 | 2.4799 | 0 | 0 | 0 | 9.0098 | 0 | 0.16576 | 47.9899
29 | 400kV OHL Fittings | R£m | 4.8879 | 317.964 | 77.5095 | 240.6376 | 93.3182 | 15.4474 | 7.4459 | 13.52 | 9.9721 | 412.4264 | 1193.1291
30 | 400kV OHL Tower | R£m | 0 | 17.8418 | 5.5758 | 3.5673 | 11.7397 | 1.3934 | 1.4817 | 2.3483 | 33.5006 | 2.2882 | 79.737
31 | No entry required | R£m | [10 empty] | 0
32 | No entry required | R£m | [10 empty] | 0
33 | No entry required | R£m | [10 empty] | 0
34 | No entry required | R£m | [10 empty] | 0
35 | No entry required | R£m | [10 empty] | 0
36 | No entry required | R£m | [10 empty] | 0
37 | No entry required | R£m | [10 empty] | 0
38 | No entry required | R£m | [10 empty] | 0
40 | No entry required | R£m | [10 empty] | 0
41 | No entry required | R£m | [10 empty] | 0
42 | No entry required | R£m | [10 empty] | 0
43 | No entry required | R£m | [10 empty] | 0
44 | No entry required | R£m | [10 empty] | 0
45 | No entry required | R£m | [10 empty] | 0
46 | No entry required | R£m | [10 empty] | 0
47 | No entry required | R£m | [10 empty] | 0
| Total | R£m | [10 empty] | 2536.9907
Financial Risk | [15 empty] | Check | [8 empty] | Overall Result: | OK
Total Risk |  |  | Risk - Total for population in band R1: Risk - Total for population in band |  |  |  | Volumes - Total for population in risk band
| Asset Category | Units | R1 | R2 | R3 | R4 | R5 | R6 | R7 | R8 | R9 | R10 | Total |  |  | R1 | R2 | R3 | R4 | R5 | R6 | R7 | R8 | R9 | R10 | Total
01 | 132kV Circuit Breaker | R£m | 0.0011591 | 0.032289 | 0.010304 | 0.0044257 | 0.0059183 | 0.00049676 | 0.00213 | 0.0017989 | 0 | 0.00099351 | 0.059515 |  |  | OK | OK | OK | OK | OK | OK | OK | OK | OK | OK | OK
02 | 132kV Transformer | R£m | 0 | 1.6713 | 1.9663 | 0.67497 | 0.65011 | 0.52585 | 0.12571 | 0.24046 | 0.16068 | 0.23152 | 6.247 |  |  | OK | OK | OK | OK | OK | OK | OK | OK | OK | OK | OK
03 | 132kV Reactor | R£m | 0.040005 | 0 | 0 | 0 | 0 | 0 | 0 | 0 | 0 | 0.063367 | 0.10337 |  |  | OK | OK | OK | OK | OK | OK | OK | OK | OK | OK | OK
04 | 132kV Underground Cable | R£m | 0.00012855 | 0.36702 | 0.12434 | 0.075845 | 0 | 0.0063575 | 0 | 0.0017748 | 0 | 0 | 0.57547 |  |  | OK | OK | OK | OK | OK | OK | OK | OK | OK | OK | OK
05 | 132kV OHL Conductor | R£m | 0.0013262 | 0.064898 | 0.047525 | 0.0070366 | 0.0029157 | 0.002134 | 0.0074195 | 0 | 0.0022151 | 0.004116 | 0.13959 |  |  | OK | OK | OK | OK | OK | OK | OK | OK | OK | OK | OK
06 | 132kV OHL Fittings | R£m | 0.10608 | 0.50239 | 0.2223 | 0.04818 | 0.016687 | 0.017779 | 0.012904 | 0.013472 | 0.018948 | 0.020332 | 0.97907 |  |  | OK | OK | OK | OK | OK | OK | OK | OK | OK | OK | OK
13 | 132kV OHL Tower | R£m | 0 | 0.48072 | 0.16909 | 0.0048245 | 0.001702 | 0.0037939 | 0 | 0 | 0.011044 | 0.041497 | 0.71268 |  |  | OK | OK | OK | OK | OK | OK | OK | OK | OK | OK | OK
14 | 275kV Circuit Breaker | R£m | 0.00032658 | 0.056203 | 0.0013063 | 0.0036549 | 0.0019529 | 0 | 0.00032658 | 0.004361 | 0.00032658 | 0.0050528 | 0.073511 |  |  | OK | OK | OK | OK | OK | OK | OK | OK | OK | OK | OK
15 | 275kV Transformer | R£m | 0 | 1.3132 | 0.825 | 0.52475 | 0.51865 | 0.71 | 0 | 0.10854 | 0.32936 | 0.11496 | 4.4445 |  |  | OK | OK | OK | OK | OK | OK | OK | OK | OK | OK | OK
16 | 275kV Reactor | R£m | 0 | 0.13771 | 0 | 0.101 | 0.017877 | 0.033563 | 0 | 0.10583 | 0 | 0 | 0.39597 |  |  | OK | OK | OK | OK | OK | OK | OK | OK | OK | OK | OK
17 | 275kV Underground Cable | R£m | 4.058e-05 | 0.28745 | 0.027508 | 0.2662 | 0 | 0 | 0 | 0 | 0 | 0 | 0.5812 |  |  | OK | OK | OK | OK | OK | OK | OK | OK | OK | OK | OK
18 | 275kV OHL Conductor | R£m | 0.0023765 | 0.15922 | 0.037872 | 0.016752 | 0.011761 | 0.023902 | 0.016767 | 0.0038753 | 0 | 0.028573 | 0.3011 |  |  | OK | OK | OK | OK | OK | OK | OK | OK | OK | OK | OK
19 | 275kV OHL Fittings | R£m | 0.010268 | 0.65531 | 0.10354 | 0.022764 | 0.023403 | 0.0044231 | 0.012063 | 0.022882 | 0 | 0.04969 | 0.90434 |  |  | OK | OK | OK | OK | OK | OK | OK | OK | OK | OK | OK
20 | 275kV OHL Tower | R£m | 0.0012306 | 0.76233 | 0.012424 | 0.0049839 | 0.0055191 | 0.0050052 | 0.0059276 | 0.0039049 | 0.051189 | 0.052785 | 0.9053 |  |  | OK | OK | OK | OK | OK | OK | OK | OK | OK | OK | OK
21 | 400kV Circuit Breaker | R£m | 0.0016254 | 0.063091 | 0.00054181 | 0 | 0 | 0.00054181 | 0 | 0 | 0 | 0.0021673 | 0.067967 |  |  | OK | OK | OK | OK | OK | OK | OK | OK | OK | OK | OK
22 | 400kV Transformer | R£m | 0.033563 | 1.0252 | 0.85162 | 0 | 0.33024 | 0 | 0.43166 | 0 | 0 | 0 | 2.6723 |  |  | OK | OK | OK | OK | OK | OK | OK | OK | OK | OK | OK
23 | 400kV Reactor | R£m | 0 | 0.13601 | 0.096397 | 0.067126 | 0 | 0 | 0 | 0 | 0 | 0 | 0.29953 |  |  | OK | OK | OK | OK | OK | OK | OK | OK | OK | OK | OK
27 | 400kV Underground Cable | R£m | 5.4898e-06 | 4.9075e-05 | 0 | 0 | 0 | 0.49421 | 0 | 0.026597 | 0.02696 | 0 | 0.54782 |  |  | OK | OK | OK | OK | OK | OK | OK | OK | OK | OK | OK
28 | 400kV OHL Conductor | R£m | 0.022651 | 0.13228 | 0.027225 | 0.012524 | 0 | 0 | 0 | 0.037294 | 0 | 0.00068607 | 0.23266 |  |  | OK | OK | OK | OK | OK | OK | OK | OK | OK | OK | OK
29 | 400kV OHL Fittings | R£m | 0.16292 | 1.0644 | 0.25099 | 0.75816 | 0.29725 | 0.051955 | 0.02385 | 0.045817 | 0.032881 | 0.77386 | 3.4621 |  |  | OK | OK | OK | OK | OK | OK | OK | OK | OK | OK | OK
30 | 400kV OHL Tower | R£m | 0.00616 | 0.42666 | 0.097937 | 0.037595 | 0.10715 | 0.022953 | 0.027082 | 0.045462 | 0.59035 | 0.034788 | 1.3961 |  |  | OK | OK | OK | OK | OK | OK | OK | OK | OK | OK | OK
31 | No entry required | R£m | [10 empty] | 0 |  |  | OK | OK | OK | OK | OK | OK | OK | OK | OK | OK | OK
32 | No entry required | R£m | [10 empty] | 0 |  |  | OK | OK | OK | OK | OK | OK | OK | OK | OK | OK | OK
33 | No entry required | R£m | [10 empty] | 0 |  |  | OK | OK | OK | OK | OK | OK | OK | OK | OK | OK | OK
34 | No entry required | R£m | [10 empty] | 0 |  |  | OK | OK | OK | OK | OK | OK | OK | OK | OK | OK | OK
35 | No entry required | R£m | [10 empty] | 0 |  |  | OK | OK | OK | OK | OK | OK | OK | OK | OK | OK | OK
36 | No entry required | R£m | [10 empty] | 0 |  |  | OK | OK | OK | OK | OK | OK | OK | OK | OK | OK | OK
37 | No entry required | R£m | [10 empty] | 0 |  |  | OK | OK | OK | OK | OK | OK | OK | OK | OK | OK | OK
38 | No entry required | R£m | [10 empty] | 0 |  |  | OK | OK | OK | OK | OK | OK | OK | OK | OK | OK | OK
40 | No entry required | R£m | [10 empty] | 0 |  |  | OK | OK | OK | OK | OK | OK | OK | OK | OK | OK | OK
41 | No entry required | R£m | [10 empty] | 0 |  |  | OK | OK | OK | OK | OK | OK | OK | OK | OK | OK | OK
42 | No entry required | R£m | [10 empty] | 0 |  |  | OK | OK | OK | OK | OK | OK | OK | OK | OK | OK | OK
43 | No entry required | R£m | [10 empty] | 0 |  |  | OK | OK | OK | OK | OK | OK | OK | OK | OK | OK | OK
44 | No entry required | R£m | [10 empty] | 0 |  |  | OK | OK | OK | OK | OK | OK | OK | OK | OK | OK | OK
45 | No entry required | R£m | [10 empty] | 0 |  |  | OK | OK | OK | OK | OK | OK | OK | OK | OK | OK | OK
46 | No entry required | R£m | [10 empty] | 0 |  |  | OK | OK | OK | OK | OK | OK | OK | OK | OK | OK | OK
47 | No entry required | R£m | [10 empty] | 0 |  |  | OK | OK | OK | OK | OK | OK | OK | OK | OK | OK | OK
| Total | R£m | [10 empty] | 25.101 | 0.973% |  | OK | OK | OK | OK | OK | OK | OK | OK | OK | OK | OK

## N3_Asset_Category_Risk
RIIO-2 Business Plan Data Template
Scottish Power Transmission
Workbook N: NARM
Submission Version 3.0 - Submitted on 09 Dec 2019
Template Version: v3.0
Sheet: N3 Asset Category Risk
Prices Base: 2018/19
Error Checks: OK
- | - | - | - | - | - | - | - | - | - | - | - | - | - | - | - | - | - | - | - | - | - | - | - | - | - | - | - | - | - | - | - | - | -

## N3.00_Asset_Cat_Risk_Summary
RIIO-2 Business Plan Data Template
Scottish Power Transmission
Workbook N: NARM
Submission Version 3.0 - Submitted on 09 Dec 2019
Template Version: v3.0
Sheet: N3.00 Asset Category Risk Summary
Prices Base: 2018/19
Error Checks: OK
- | - | - | - | - | - | - | - | - | - | - | - | - | - | - | - | - | - | - | - | - | - | - | - | - | - | - | - | - | - | - | - | - | - | - | - | - | - | - | - | - | -
Summary: Risk Movements Over RIIO-2
| Asset Category | Units | Long Term Benefit of Interventions During RIIO-2 | Start of RIIO-2 Total Network Risk | Asset Additions (not part of replace or refurb) | Asset Disposals (not part of replace or refurb) | Deterioration | Manual Over-ride on PoF or CoF | Extension of Expected Asset Life | Asset Replacement (PoF Driven) | Asset Replacement (CoF Driven) | Asset Replacement (Other Driven) | Asset Refurbishment (PoF Driven) | Asset Refurbishment (CoF Driven) | Asset Refurbishment (Other Driven) | Indirect Intervention | Changes in Maintenance Programme | Asset Replacement Due To Early Life Failures | Methodological Changes | Data Cleanse | Other Factors | End of RIIO-2 Total Network Risk |  | Replacement | Refurbishment | Other Interventions | Non-Intervention | [13 empty] | Check - Start to End
01 | 132kV Circuit Breaker | R£m | 298.0608 | 15.4623 | 0 | 0 | 5.2203 | 0 | 0 | -8.9575 | 0 | 0 | 0 | 0 | 0 | 0 | 0 | 0 | 0 | 0 | 0 | 11.7251 |  | -8.9575 | 0 | 0 | 5.2203 | [13 empty] | OK
02 | 132kV Transformer | R£m | 280.6306 | 35.3779 | 0 | 0 | 18.1148 | 0 | 0 | -1.2836 | 0 | -0.71162 | -7.685 | 0 | 0 | 0 | 0 | 0 | 0 | 0 | 0 | 43.8123 |  | -1.9953 | -7.685 | 0 | 18.1148 | [13 empty] | OK
03 | 132kV Reactor | R£m | 0 | 0.49899 | 0 | 0 | 0.18083 | 0 | 0 | 0 | 0 | 0 | 0 | 0 | 0 | 0 | 0 | 0 | 0 | 0 | 0 | 0.67982 |  | 0 | 0 | 0 | 0.18083 | [13 empty] | OK
04 | 132kV Underground Cable | R£m | 544.1432 | 30.479 | 0.0015302 | -0.34059 | 12.1298 | 0 | 0 | -22.8631 | 0 | -0.057557 | -7.0954 | 0 | 0 | 0 | 0 | 0 | 0 | 0 | 0 | 12.2537 |  | -22.9206 | -7.0954 | -0.33906 | 12.1298 | [13 empty] | OK
05 | 132kV OHL Conductor | R£m | 1432.3021 | 37.4075 | 0 | -0.35117 | 15.675 | 0 | 0 | -18.9652 | 0 | -1.0273 | 0 | 0 | 0 | 0 | 0 | 0 | 0 | 0 | 0 | 32.7389 |  | -19.9925 | 0 | -0.35117 | 15.675 | [13 empty] | OK
06 | 132kV OHL Fittings | R£m | 2667.7258 | 410.8271 | 0 | -1.5242 | 288.1614 | 0 | 0 | -365.2089 | 0 | -29.0494 | 0 | 0 | 0 | 0 | 0 | 0 | 0 | 0 | 0 | 303.2061 |  | -394.2583 | 0 | -1.5242 | 288.1614 | [13 empty] | OK
13 | 132kV OHL Tower | R£m | 2364.6445 | 223.6785 | 0 | -21.6295 | 121.3987 | 0 | 0 | -7.4107 | 0 | -1.2865 | -105.8233 | 0 | 0 | 0 | 0 | 0 | 0 | 0 | 0 | 208.9273 |  | -8.6972 | -105.8233 | -21.6295 | 121.3987 | [13 empty] | OK
14 | 275kV Circuit Breaker | R£m | 661.2424 | 19.2021 | 0 | 0 | 8.8618 | 0 | 0 | -17.067 | 0 | 0 | 0 | 0 | 0 | 0 | 0 | 0 | 0 | 0 | 0 | 10.9969 |  | -17.067 | 0 | 0 | 8.8618 | [13 empty] | OK
15 | 275kV Transformer | R£m | 338.5987 | 35.3779 | 0 | 0 | 5.6727 | 0 | 0 | -4.3909 | 0 | -4.4729 | -3.1109 | 0 | 0 | 0 | 0 | 0 | 0 | 0 | 0 | 29.0759 |  | -8.8638 | -3.1109 | 0 | 5.6727 | [13 empty] | OK
16 | 275kV Reactor | R£m | 0 | 0.89527 | 0 | 0 | 0.18775 | 0 | 0 | 0 | 0 | 0 | -0.23752 | 0 | 0 | 0 | 0 | 0 | 0 | 0 | 0 | 0.8455 |  | 0 | -0.23752 | 0 | 0.18775 | [13 empty] | OK
17 | 275kV Underground Cable | R£m | 549.2523 | 23.5412 | 0 | 0 | 11.2985 | 0 | 0 | -0.2216 | 0 | -0.072636 | -21.693 | 0 | 0 | 0 | 0 | 0 | 0 | 0 | 0 | 12.8525 |  | -0.29423 | -21.693 | 0 | 11.2985 | [13 empty] | OK
18 | 275kV OHL Conductor | R£m | 776.4188 | 51.9364 | 0 | 0 | 25.2881 | 0 | 0 | -4.1022 | 0 | 0 | -14.1655 | 0 | 0 | 0 | 0 | 0 | 0 | 0 | 0 | 58.9568 |  | -4.1022 | -14.1655 | 0 | 25.2881 | [13 empty] | OK
19 | 275kV OHL Fittings | R£m | 3349.8508 | 293.5196 | 0 | 0 | 164.0431 | 0 | 0 | -249.8175 | 0 | -0.079254 | 0 | 0 | 0 | 0 | 0 | 0 | 0 | 0 | 0 | 207.666 |  | -249.8967 | 0 | 0 | 164.0431 | [13 empty] | OK
20 | 275kV OHL Tower | R£m | 2312.2355 | 229.2605 | 0 | 0 | 174.2564 | 0 | 0 | -0.018077 | 0 | 0 | -102.7516 | 0 | 0 | 0 | 0 | 0 | 0 | 0 | 0 | 300.7473 |  | -0.018077 | -102.7516 | 0 | 174.2564 | [13 empty] | OK
21 | 400kV Circuit Breaker | R£m | 99.6372 | 7.0389 | 0 | 0 | 2.0203 | 0 | 0 | -1.0978 | 0 | 0 | -2.5584 | 0 | 0 | 0 | 0 | 0 | 0 | 0 | 0 | 5.403 |  | -1.0978 | -2.5584 | 0 | 2.0203 | [13 empty] | OK
22 | 400kV Transformer | R£m | 134.9362 | 9.9398 | 0 | 0 | 5.2684 | 0 | 0 | 0 | 0 | 0 | -4.0593 | 0 | 0 | 0 | 0 | 0 | 0 | 0 | 0 | 11.1489 |  | 0 | -4.0593 | 0 | 5.2684 | [13 empty] | OK
23 | 400kV Reactor | R£m | 23.7947 | 0.98128 | 0 | 0 | 0.91697 | 0 | 0 | -0.91697 | 0 | 0 | 0 | 0 | 0 | 0 | 0 | 0 | 0 | 0 | 0 | 0.98128 |  | -0.91697 | 0 | 0 | 0.91697 | [13 empty] | OK
27 | 400kV Underground Cable | R£m | 0 | 1.3785 | 0 | 0 | 0.12877 | 0 | 0 | -0.059805 | 0 | 0 | 0 | 0 | 0 | 0 | 0 | 0 | 0 | 0 | 0 | 1.4475 |  | -0.059805 | 0 | 0 | 0.12877 | [13 empty] | OK
28 | 400kV OHL Conductor | R£m | 2861.4968 | 106.997 | 0 | 0 | 67.8394 | 0 | 0 | -62.6433 | 0 | 0 | -63.9679 | 0 | 0 | 0 | 0 | 0 | 0 | 0 | 0 | 48.2252 |  | -62.6433 | -63.9679 | 0 | 67.8394 | [13 empty] | OK
29 | 400kV OHL Fittings | R£m | 9493.3805 | 1065.2842 | 0 | 0 | 908.4442 | 0 | 0 | -776.8381 | 0 | 0 | 0 | 0 | 0 | 0 | 0 | 0 | 0 | 0 | 0 | 1196.8903 |  | -776.8381 | 0 | 0 | 908.4442 | [13 empty] | OK
30 | 400kV OHL Tower | R£m | 955.4662 | 82.4463 | 0 | 0 | 73.3866 | 0 | 0 | -0.12422 | 0 | 0 | -74.4485 | 0 | 0 | 0 | 0 | 0 | 0 | 0 | 0 | 81.2602 |  | -0.12422 | -74.4485 | 0 | 73.3866 | [13 empty] | OK
31 | No entry required | R£m | 0 | 0 | 0 | 0 | 0 | 0 | 0 | 0 | 0 | 0 | 0 | 0 | 0 | 0 | 0 | 0 | 0 | 0 | 0 | 0 |  | 0 | 0 | 0 | 0 | [13 empty] | OK
32 | No entry required | R£m | 0 | 0 | 0 | 0 | 0 | 0 | 0 | 0 | 0 | 0 | 0 | 0 | 0 | 0 | 0 | 0 | 0 | 0 | 0 | 0 |  | 0 | 0 | 0 | 0 | [13 empty] | OK
33 | No entry required | R£m | 0 | 0 | 0 | 0 | 0 | 0 | 0 | 0 | 0 | 0 | 0 | 0 | 0 | 0 | 0 | 0 | 0 | 0 | 0 | 0 |  | 0 | 0 | 0 | 0 | [13 empty] | OK
34 | No entry required | R£m | 0 | 0 | 0 | 0 | 0 | 0 | 0 | 0 | 0 | 0 | 0 | 0 | 0 | 0 | 0 | 0 | 0 | 0 | 0 | 0 |  | 0 | 0 | 0 | 0 | [13 empty] | OK
35 | No entry required | R£m | 0 | 0 | 0 | 0 | 0 | 0 | 0 | 0 | 0 | 0 | 0 | 0 | 0 | 0 | 0 | 0 | 0 | 0 | 0 | 0 |  | 0 | 0 | 0 | 0 | [13 empty] | OK
36 | No entry required | R£m | 0 | 0 | 0 | 0 | 0 | 0 | 0 | 0 | 0 | 0 | 0 | 0 | 0 | 0 | 0 | 0 | 0 | 0 | 0 | 0 |  | 0 | 0 | 0 | 0 | [13 empty] | OK
37 | No entry required | R£m | 0 | 0 | 0 | 0 | 0 | 0 | 0 | 0 | 0 | 0 | 0 | 0 | 0 | 0 | 0 | 0 | 0 | 0 | 0 | 0 |  | 0 | 0 | 0 | 0 | [13 empty] | OK
38 | No entry required | R£m | 0 | 0 | 0 | 0 | 0 | 0 | 0 | 0 | 0 | 0 | 0 | 0 | 0 | 0 | 0 | 0 | 0 | 0 | 0 | 0 |  | 0 | 0 | 0 | 0 | [13 empty] | OK
40 | No entry required | R£m | 0 | 0 | 0 | 0 | 0 | 0 | 0 | 0 | 0 | 0 | 0 | 0 | 0 | 0 | 0 | 0 | 0 | 0 | 0 | 0 |  | 0 | 0 | 0 | 0 | [13 empty] | OK
41 | No entry required | R£m | 0 | 0 | 0 | 0 | 0 | 0 | 0 | 0 | 0 | 0 | 0 | 0 | 0 | 0 | 0 | 0 | 0 | 0 | 0 | 0 |  | 0 | 0 | 0 | 0 | [13 empty] | OK
42 | No entry required | R£m | 0 | 0 | 0 | 0 | 0 | 0 | 0 | 0 | 0 | 0 | 0 | 0 | 0 | 0 | 0 | 0 | 0 | 0 | 0 | 0 |  | 0 | 0 | 0 | 0 | [13 empty] | OK
43 | No entry required | R£m | 0 | 0 | 0 | 0 | 0 | 0 | 0 | 0 | 0 | 0 | 0 | 0 | 0 | 0 | 0 | 0 | 0 | 0 | 0 | 0 |  | 0 | 0 | 0 | 0 | [13 empty] | OK
44 | No entry required | R£m | 0 | 0 | 0 | 0 | 0 | 0 | 0 | 0 | 0 | 0 | 0 | 0 | 0 | 0 | 0 | 0 | 0 | 0 | 0 | 0 |  | 0 | 0 | 0 | 0 | [13 empty] | OK
45 | No entry required | R£m | 0 | 0 | 0 | 0 | 0 | 0 | 0 | 0 | 0 | 0 | 0 | 0 | 0 | 0 | 0 | 0 | 0 | 0 | 0 | 0 |  | 0 | 0 | 0 | 0 | [13 empty] | OK
46 | No entry required | R£m | 0 | 0 | 0 | 0 | 0 | 0 | 0 | 0 | 0 | 0 | 0 | 0 | 0 | 0 | 0 | 0 | 0 | 0 | 0 | 0 |  | 0 | 0 | 0 | 0 | [13 empty] | OK
47 | No entry required | R£m | 0 | 0 | 0 | 0 | 0 | 0 | 0 | 0 | 0 | 0 | 0 | 0 | 0 | 0 | 0 | 0 | 0 | 0 | 0 | 0 |  | 0 | 0 | 0 | 0 | [13 empty] | OK
| Total | R£m | 29143.8169 | 2681.5304 | 0.0015302 | -23.8454 | 1908.4939 | 0 | 0 | -1541.9865 | 0 | -36.7571 | -407.5965 | 0 | 0 | 0 | 0 | 0 | 0 | 0 | 0 | 2579.8403 |  | -1578.7436 | -407.5965 | -23.8439 | 1908.4939
Summary: Asset Volumes Over RIIO-2
[24 empty] | Intervention volume from each N3.xx category specific tab | [10 empty] | Check against N1.2
| Asset Category | Units | Long Term Benefit of Interventions During RIIO-2 | Start of RIIO-2 Total Network Risk | Asset Additions (not part of replace or refurb) | Asset Disposals (not part of replace or refurb) | Deterioration | Manual Over-ride on PoF or CoF | Extension of Expected Asset Life | Asset Replacement (PoF Driven) | Asset Replacement (CoF Driven) | Asset Replacement (Other Driven) | Asset Refurbishment (PoF Driven) | Asset Refurbishment (CoF Driven) | Asset Refurbishment (Other Driven) | Indirect Intervention | Changes in Maintenance Programme | Asset Replacement Due To Early Life Failures | Methodological Changes | Data Cleanse | Other Factors | End of RIIO-2 Total Network Risk |  | Asset Replacement (PoF Driven) | Asset Replacement (CoF Driven) | Asset Replacement (Other Driven) | Asset Refurbishment (PoF Driven) | Asset Refurbishment (CoF Driven) | Asset Refurbishment (Other Driven) | Replacement | Refurbishment | Other Interventions | Non-Intervention |  | Replacement | Refurbishment | Other Interventions | Replacement | Refurbishment | Other Interventions | Check - Start to End
01 | 132kV Circuit Breaker | # | 0 | 246 | 0 | 0 | 0 | 0 | 0 | -9 | 0 | 0 | 0 | 0 | 0 | 0 | 0 | 0 | 0 | 0 | 0 | 237 |  | 28 | 0 | 0 | 0 | 0 | 0 | 28 | 0 | 0 | 0 |  | 28 | 0 | 0 | OK | OK | OK | OK
02 | 132kV Transformer | # | 0 | 174 | 0 | 0 | 0 | 0 | 0 | 0 | 0 | 0 | 0 | 0 | 0 | 0 | 0 | 0 | 0 | 0 | 0 | 174 |  | 1 | 0 | 3 | 6 | 0 | 0 | 4 | 6 | 0 | 0 |  | 4 | 6 | 0 | OK | OK | OK | OK
03 | 132kV Reactor | # | 0 | 2 | 0 | 0 | 0 | 0 | 0 | 0 | 0 | 0 | 0 | 0 | 0 | 0 | 0 | 0 | 0 | 0 | 0 | 2 |  | 0 | 0 | 0 | 0 | 0 | 0 | 0 | 0 | 0 | 0 |  | 0 | 0 | 0 | OK | OK | OK | OK
04 | 132kV Underground Cable | km | 0 | 299.293 | 7.8 | -0.5022 | 3.9524e-14 | 0 | 0 | 2.7732 | 0 | -6.3838e-16 | -8.8818e-15 | 0 | 0 | 0 | 0 | 0 | 0 | 0 | 0 | 309.364 |  | 21.4901 | 0 | 5.141 | 14.079 | 0 | 0 | 26.6311 | 14.079 | 8.3022 | 3.9524e-14 |  | 26.6311 | 14.079 | 8.3022 | OK | OK | OK | OK
05 | 132kV OHL Conductor | km | 0 | 1551.9815 | 0 | -5.1685 | -5.6843e-13 | 0 | 0 | -11.0651 | 0 | 9.9474 | 0 | 0 | 0 | 0 | 0 | 0 | 0 | 0 | 0 | 1545.6953 |  | 231.3415 | 0 | 48.3912 | 0 | 0 | 0 | 279.7327 | 0 | 5.1685 | 5.6843e-13 |  | 279.7327 | 0 | 5.1685 | OK | OK | OK | OK
06 | 132kV OHL Fittings | # | 0 | 6479 | 0 | -22 | 0 | 0 | 0 | 21 | 0 | 42 | 0 | 0 | 0 | 0 | 0 | 0 | 0 | 0 | 0 | 6520 |  | 422 | 0 | 150 | 0 | 0 | 0 | 572 | 0 | 22 | 0 |  | 572 | 0 | 22 | OK | OK | OK | OK
13 | 132kV OHL Tower | # | 0 | 3093 | 0 | -11 | 0 | 0 | 0 | -226 | 0 | 0 | 0 | 0 | 0 | 0 | 0 | 0 | 0 | 0 | 0 | 2856 |  | 123 | 0 | 46 | 484 | 0 | 0 | 169 | 484 | 11 | 0 |  | 169 | 484 | 11 | OK | OK | OK | OK
14 | 275kV Circuit Breaker | # | 0 | 191 | 0 | 0 | 0 | 0 | 0 | -2 | 0 | 0 | 0 | 0 | 0 | 0 | 0 | 0 | 0 | 0 | 0 | 189 |  | 39 | 0 | 0 | 0 | 0 | 0 | 39 | 0 | 0 | 0 |  | 39 | 0 | 0 | OK | OK | OK | OK
15 | 275kV Transformer | # | 0 | 102 | 0 | 0 | 0 | 0 | 0 | 0 | 0 | 0 | 0 | 0 | 0 | 0 | 0 | 0 | 0 | 0 | 0 | 102 |  | 3 | 0 | 13 | 2 | 0 | 0 | 16 | 2 | 0 | 0 |  | 16 | 2 | 0 | OK | OK | OK | OK
16 | 275kV Reactor | # | 0 | 15 | 0 | 0 | 0 | 0 | 0 | 0 | 0 | 0 | 0 | 0 | 0 | 0 | 0 | 0 | 0 | 0 | 0 | 15 |  | 0 | 0 | 0 | 2 | 0 | 0 | 0 | 2 | 0 | 0 |  | 0 | 2 | 0 | OK | OK | OK | OK
17 | 275kV Underground Cable | km | 0 | 126.8451 | 0 | 0 | -6.2172e-14 | 0 | 0 | 2.7299 | 0 | 0 | 0 | 0 | 0 | 0 | 0 | 0 | 0 | 0 | 0 | 129.575 |  | 3.44 | 0 | 0.272 | 9.0006 | 0 | 0 | 3.712 | 9.0006 | 0 | 6.2172e-14 |  | 3.712 | 9.0006 | 0 | OK | OK | OK | OK
18 | 275kV OHL Conductor | km | 0 | 1134.9136 | 0 | 0 | -4.0501e-13 | 0 | 0 | 0.3555 | 0 | 0 | -5.6843e-14 | 0 | 0 | 0 | 0 | 0 | 0 | 0 | 0 | 1135.2691 |  | 27.9315 | 0 | 0 | 176.3593 | 0 | 0 | 27.9315 | 176.3593 | 0 | 4.0501e-13 |  | 27.9315 | 176.3593 | 0 | OK | OK | OK | OK
19 | 275kV OHL Fittings | # | 0 | 3497 | 0 | 0 | -3 | 0 | 0 | 0 | 0 | 0 | 0 | 0 | 0 | 0 | 0 | 0 | 0 | 0 | 0 | 3494 |  | 302 | 0 | 33 | 0 | 0 | 0 | 335 | 0 | 0 | 3 |  | 335 | 0 | 0 | OK | OK | OK | OK
20 | 275kV OHL Tower | # | 0 | 1808 | 0 | 0 | 0 | 0 | 0 | -1 | 0 | 0 | 0 | 0 | 0 | 0 | 0 | 0 | 0 | 0 | 0 | 1807 |  | 6 | 0 | 0 | 352 | 0 | 0 | 6 | 352 | 0 | 0 |  | 6 | 352 | 0 | OK | OK | OK | OK
21 | 400kV Circuit Breaker | # | 0 | 114 | 0 | 0 | 0 | 0 | 0 | -5 | 0 | 0 | 0 | 0 | 0 | 0 | 0 | 0 | 0 | 0 | 0 | 109 |  | 4 | 0 | 0 | 11 | 0 | 0 | 4 | 11 | 0 | 0 |  | 4 | 11 | 0 | OK | OK | OK | OK
22 | 400kV Transformer | # | 0 | 39 | 0 | 0 | 0 | 0 | 0 | 0 | 0 | 0 | 0 | 0 | 0 | 0 | 0 | 0 | 0 | 0 | 0 | 39 |  | 0 | 0 | 0 | 4 | 0 | 0 | 0 | 4 | 0 | 0 |  | 0 | 4 | 0 | OK | OK | OK | OK
23 | 400kV Reactor | # | 0 | 14 | 0 | 0 | 0 | 0 | 0 | 0 | 0 | 0 | 0 | 0 | 0 | 0 | 0 | 0 | 0 | 0 | 0 | 14 |  | 2 | 0 | 0 | 0 | 0 | 0 | 2 | 0 | 0 | 0 |  | 2 | 0 | 0 | OK | OK | OK | OK
27 | 400kV Underground Cable | km | 0 | 15.4128 | 0 | 0 | 1.6376e-15 | 0 | 0 | -0.16 | 0 | 0 | 0 | 0 | 0 | 0 | 0 | 0 | 0 | 0 | 0 | 15.2528 |  | 0 | 0 | 0 | 0 | 0 | 0 | 0 | 0 | 0 | 1.6376e-15 |  | 0 | 0 | 0 | OK | OK | OK | OK
28 | 400kV OHL Conductor | km | 0 | 1026.0412 | 0 | 0 | 0 | 0 | 0 | -0.1448 | 0 | 0 | 2.8422e-14 | 0 | 0 | 0 | 0 | 0 | 0 | 0 | 0 | 1025.8964 |  | 309.7244 | 0 | 0 | 238.4871 | 0 | 0 | 309.7244 | 238.4871 | 0 | 0 |  | 309.7244 | 238.4871 | 0 | OK | OK | OK | OK
29 | 400kV OHL Fittings | # | 0 | 3177 | 0 | 0 | 0 | 0 | 0 | -3 | 0 | 0 | 0 | 0 | 0 | 0 | 0 | 0 | 0 | 0 | 0 | 3174 |  | 644 | 0 | 0 | 0 | 0 | 0 | 644 | 0 | 0 | 0 |  | 644 | 0 | 0 | OK | OK | OK | OK
30 | 400kV OHL Tower | # | 0 | 1662 | 0 | 0 | 0 | 0 | 0 | -2 | 0 | 0 | 0 | 0 | 0 | 0 | 0 | 0 | 0 | 0 | 0 | 1660 |  | 1 | 0 | 0 | 539 | 0 | 0 | 1 | 539 | 0 | 0 |  | 1 | 539 | 0 | OK | OK | OK | OK
31 | No entry required | - | 0 | 0 | 0 | 0 | 0 | 0 | 0 | 0 | 0 | 0 | 0 | 0 | 0 | 0 | 0 | 0 | 0 | 0 | 0 | 0 |  | 0 | 0 | 0 | 0 | 0 | 0 | 0 | 0 | 0 | 0 |  | 0 | 0 | 0 | OK | OK | OK | OK
32 | No entry required | - | 0 | 0 | 0 | 0 | 0 | 0 | 0 | 0 | 0 | 0 | 0 | 0 | 0 | 0 | 0 | 0 | 0 | 0 | 0 | 0 |  | 0 | 0 | 0 | 0 | 0 | 0 | 0 | 0 | 0 | 0 |  | 0 | 0 | 0 | OK | OK | OK | OK
33 | No entry required | - | 0 | 0 | 0 | 0 | 0 | 0 | 0 | 0 | 0 | 0 | 0 | 0 | 0 | 0 | 0 | 0 | 0 | 0 | 0 | 0 |  | 0 | 0 | 0 | 0 | 0 | 0 | 0 | 0 | 0 | 0 |  | 0 | 0 | 0 | OK | OK | OK | OK
34 | No entry required | - | 0 | 0 | 0 | 0 | 0 | 0 | 0 | 0 | 0 | 0 | 0 | 0 | 0 | 0 | 0 | 0 | 0 | 0 | 0 | 0 |  | 0 | 0 | 0 | 0 | 0 | 0 | 0 | 0 | 0 | 0 |  | 0 | 0 | 0 | OK | OK | OK | OK
35 | No entry required | - | 0 | 0 | 0 | 0 | 0 | 0 | 0 | 0 | 0 | 0 | 0 | 0 | 0 | 0 | 0 | 0 | 0 | 0 | 0 | 0 |  | 0 | 0 | 0 | 0 | 0 | 0 | 0 | 0 | 0 | 0 |  | 0 | 0 | 0 | OK | OK | OK | OK
36 | No entry required | - | 0 | 0 | 0 | 0 | 0 | 0 | 0 | 0 | 0 | 0 | 0 | 0 | 0 | 0 | 0 | 0 | 0 | 0 | 0 | 0 |  | 0 | 0 | 0 | 0 | 0 | 0 | 0 | 0 | 0 | 0 |  | 0 | 0 | 0 | OK | OK | OK | OK
37 | No entry required | - | 0 | 0 | 0 | 0 | 0 | 0 | 0 | 0 | 0 | 0 | 0 | 0 | 0 | 0 | 0 | 0 | 0 | 0 | 0 | 0 |  | 0 | 0 | 0 | 0 | 0 | 0 | 0 | 0 | 0 | 0 |  | 0 | 0 | 0 | OK | OK | OK | OK
38 | No entry required | - | 0 | 0 | 0 | 0 | 0 | 0 | 0 | 0 | 0 | 0 | 0 | 0 | 0 | 0 | 0 | 0 | 0 | 0 | 0 | 0 |  | 0 | 0 | 0 | 0 | 0 | 0 | 0 | 0 | 0 | 0 |  | 0 | 0 | 0 | OK | OK | OK | OK
40 | No entry required | - | 0 | 0 | 0 | 0 | 0 | 0 | 0 | 0 | 0 | 0 | 0 | 0 | 0 | 0 | 0 | 0 | 0 | 0 | 0 | 0 |  | 0 | 0 | 0 | 0 | 0 | 0 | 0 | 0 | 0 | 0 |  | 0 | 0 | 0 | OK | OK | OK | OK
41 | No entry required | - | 0 | 0 | 0 | 0 | 0 | 0 | 0 | 0 | 0 | 0 | 0 | 0 | 0 | 0 | 0 | 0 | 0 | 0 | 0 | 0 |  | 0 | 0 | 0 | 0 | 0 | 0 | 0 | 0 | 0 | 0 |  | 0 | 0 | 0 | OK | OK | OK | OK
42 | No entry required | - | 0 | 0 | 0 | 0 | 0 | 0 | 0 | 0 | 0 | 0 | 0 | 0 | 0 | 0 | 0 | 0 | 0 | 0 | 0 | 0 |  | 0 | 0 | 0 | 0 | 0 | 0 | 0 | 0 | 0 | 0 |  | 0 | 0 | 0 | OK | OK | OK | OK
43 | No entry required | - | 0 | 0 | 0 | 0 | 0 | 0 | 0 | 0 | 0 | 0 | 0 | 0 | 0 | 0 | 0 | 0 | 0 | 0 | 0 | 0 |  | 0 | 0 | 0 | 0 | 0 | 0 | 0 | 0 | 0 | 0 |  | 0 | 0 | 0 | OK | OK | OK | OK
44 | No entry required | - | 0 | 0 | 0 | 0 | 0 | 0 | 0 | 0 | 0 | 0 | 0 | 0 | 0 | 0 | 0 | 0 | 0 | 0 | 0 | 0 |  | 0 | 0 | 0 | 0 | 0 | 0 | 0 | 0 | 0 | 0 |  | 0 | 0 | 0 | OK | OK | OK | OK
45 | No entry required | - | 0 | 0 | 0 | 0 | 0 | 0 | 0 | 0 | 0 | 0 | 0 | 0 | 0 | 0 | 0 | 0 | 0 | 0 | 0 | 0 |  | 0 | 0 | 0 | 0 | 0 | 0 | 0 | 0 | 0 | 0 |  | 0 | 0 | 0 | OK | OK | OK | OK
46 | No entry required | - | 0 | 0 | 0 | 0 | 0 | 0 | 0 | 0 | 0 | 0 | 0 | 0 | 0 | 0 | 0 | 0 | 0 | 0 | 0 | 0 |  | 0 | 0 | 0 | 0 | 0 | 0 | 0 | 0 | 0 | 0 |  | 0 | 0 | 0 | OK | OK | OK | OK
47 | No entry required | - | 0 | 0 | 0 | 0 | 0 | 0 | 0 | 0 | 0 | 0 | 0 | 0 | 0 | 0 | 0 | 0 | 0 | 0 | 0 | 0 |  | 0 | 0 | 0 | 0 | 0 | 0 | 0 | 0 | 0 | 0 |  | 0 | 0 | 0 | OK | OK | OK | OK
|  | Column ref: | 36 | 37 | 38 | 39 | 40 | 41 | 42 | 43 | 44 | 45 | 46 | 47 | 48 | 49 | 50 | 51 | 52 | 53 | 54 | 55 |  | 43 | 44 | 45 | 46 | 47 | 48

## N3.99_Long_Term_Benefit_Summary
RIIO-2 Business Plan Data Template
Scottish Power Transmission
Workbook N: NARM
Submission Version 3.0 - Submitted on 09 Dec 2019
Template Version: v3.0
Sheet: N3.99 Long Term Risk Benefit Summary
Prices Base: 2018/19
Error Checks: OK
- | - | - | - | - | - | - | - | -
Summary: Long Term Risk Benefits Over RIIO-2 By Asset Category
| Asset Category | Units | 2022 | 2023 | 2024 | 2025 | 2026 | RIIO-2 Total
01 | 132kV Circuit Breaker | LR£m | [5 empty] | 298.0608
02 | 132kV Transformer | LR£m | [5 empty] | 280.6306
03 | 132kV Reactor | LR£m | [5 empty] | 0
04 | 132kV Underground Cable | LR£m | [5 empty] | 544.1432
05 | 132kV OHL Conductor | LR£m | [5 empty] | 1432.3021
06 | 132kV OHL Fittings | LR£m | [5 empty] | 2667.7258
13 | 132kV OHL Tower | LR£m | [5 empty] | 2364.6445
14 | 275kV Circuit Breaker | LR£m | [5 empty] | 661.2424
15 | 275kV Transformer | LR£m | [5 empty] | 338.5987
16 | 275kV Reactor | LR£m | [5 empty] | 0
17 | 275kV Underground Cable | LR£m | [5 empty] | 549.2523
18 | 275kV OHL Conductor | LR£m | [5 empty] | 776.4188
19 | 275kV OHL Fittings | LR£m | [5 empty] | 3349.8508
20 | 275kV OHL Tower | LR£m | [5 empty] | 2312.2355
21 | 400kV Circuit Breaker | LR£m | [5 empty] | 99.6372
22 | 400kV Transformer | LR£m | [5 empty] | 134.9362
23 | 400kV Reactor | LR£m | [5 empty] | 23.7947
27 | 400kV Underground Cable | LR£m | [5 empty] | 0
28 | 400kV OHL Conductor | LR£m | [5 empty] | 2861.4968
29 | 400kV OHL Fittings | LR£m | [5 empty] | 9493.3805
30 | 400kV OHL Tower | LR£m | [5 empty] | 955.4662
31 | No entry required | LR£m | [5 empty] | 0
32 | No entry required | LR£m | [5 empty] | 0
33 | No entry required | LR£m | [5 empty] | 0
34 | No entry required | LR£m | [5 empty] | 0
35 | No entry required | LR£m | [5 empty] | 0
36 | No entry required | LR£m | [5 empty] | 0
37 | No entry required | LR£m | [5 empty] | 0
38 | No entry required | LR£m | [5 empty] | 0
40 | No entry required | LR£m | [5 empty] | 0
41 | No entry required | LR£m | [5 empty] | 0
42 | No entry required | LR£m | [5 empty] | 0
43 | No entry required | LR£m | [5 empty] | 0
44 | No entry required | LR£m | [5 empty] | 0
45 | No entry required | LR£m | [5 empty] | 0
46 | No entry required | LR£m | [5 empty] | 0
47 | No entry required | LR£m | [5 empty] | 0
| Total | LR£m | 0 | 0 | 0 | 0 | 0 | 29143.8169

## N3.01
RIIO-2 Business Plan Data Template
Scottish Power Transmission
Workbook Scottish Power Transmission
Submission Version 3.0 - Submitted on 09 Dec 2019
Template Version: v3.0
Sheet: N3.01 132kV Circuit Breaker
Prices Base: 2018/19
Error Checks: OK
- | - | - | - | - | - | - | - | - | - | - | - | - | - | - | - | - | - | - | - | - | - | - | - | - | - | - | - | - | - | - | - | - | - | - | - | - | - | - | - | - | - | - | - | - | - | -
132kV Circuit Breaker |  |  |  |  | Monetised Risk | [12 empty] | Volumes |  |  |  | Units: | #
[18 empty] | Vol. Impacted |  |  | Total Volume: Monetised Risk Banding | [12 empty] | Total Volume: Probability of Failure (PoF) Banding
RIIO-1 | 2019-2021 (3 Years) |  |  |  | Units | R1 | R2 | R3 | R4 | R5 | R6 | R7 | R8 | R9 | R10 | Total |  | Units | No. |  | Units | R1 | R2 | R3 | R4 | R5 | R6 | R7 | R8 | R9 | R10 | Total |  | Units | P1 | P2 | P3 | P4 | P5 | P6 | P7 | P8 | P9 | P10 | Total | Check
|  | Long Term Benefit of Interventions During The Period |  |  | LR£ | [10 empty] | 0 | [15 empty] | 0 | [12 empty] | 0
|  | Start of 2019/20 Total Network Risk |  |  | R£ | 0.016618 | 2.4522 | 1.0863 | 1.6592 | 1.6727 | 0.98927 | 0.46746 | 0 | 0 | 7.4386 | 15.7822 |  | # |  |  | # | 7 | 172 | 18 | 15 | 11 | 5 | 2 | 0 | 0 | 8 | 238 |  | # | 140 | 26 | 0 | 0 | 0 | 0 | 0 | 64 | 8 | 0 | 238 | OK
|  | Drivers of Change in Risk | Asset Additions (not part of replace or refurb) |  | R£ | 0.0023785 | 0.010298 | 0 | 0 | 0 | 0 | 0 | 0 | 0 | 0 | 0.012676 |  | # | 4 |  | # | 1 | 3 | 0 | 0 | 0 | 0 | 0 | 0 | 0 | 0 | 4 |  | # | 4 | 0 | 0 | 0 | 0 | 0 | 0 | 0 | 0 | 0 | 4 | OK
|  |  | Asset Disposals (not part of replace or refurb) |  | R£ | 0 | 0 | 0 | 0 | 0 | 0 | 0 | 0 | 0 | 0 | 0 |  | # | 0 |  | # | 0 | 0 | 0 | 0 | 0 | 0 | 0 | 0 | 0 | 0 | 0 |  | # | 0 | 0 | 0 | 0 | 0 | 0 | 0 | 0 | 0 | 0 | 0 | OK
|  |  | Deterioration |  | R£ | -0.0023785 | -0.62927 | 1.094 | -0.35345 | -0.37267 | 0.77014 | 0.49796 | 0 | 0 | 0.51532 | 1.5197 |  | # |  |  | # | -1 | -15 | 17 | -4 | -3 | 4 | 2 | 0 | 0 | 0 | 0 |  | # | 1 | -2 | 2 | 0 | 0 | 0 | 0 | -47 | 38 | 8 | 0 | OK
|  |  | Manual Over-ride on PoF or CoF |  | R£ | 0 | 0 | 0 | 0 | 0 | 0 | 0 | 0 | 0 | 0 | 0 |  | # | 0 |  | # | 0 | 0 | 0 | 0 | 0 | 0 | 0 | 0 | 0 | 0 | 0 |  | # | 0 | 0 | 0 | 0 | 0 | 0 | 0 | 0 | 0 | 0 | 0 | OK
|  |  | Extension of Expected Asset Life |  | R£ | [10 empty] | 0 |  | # |  |  | # | [10 empty] | 0 |  | # | [10 empty] | 0 | OK
|  |  | Asset Replacement (PoF Driven) |  | R£ | 0 | 0.11587 | -0.81491 | -0.029851 | -0.15795 | -0.20621 | 0 | 0 | 0 | -0.75923 | -1.8523 |  | # | 28 |  | # | 0 | 20 | -13 | 0 | -1 | -1 | 0 | 0 | 0 | -1 | 4 |  | # | 26 | -1 | 0 | 0 | 0 | 0 | 0 | -13 | -8 | 0 | 4 | OK
|  |  | Asset Replacement (CoF Driven) |  | R£ | 0 | 0 | 0 | 0 | 0 | 0 | 0 | 0 | 0 | 0 | 0 |  | # | 0 |  | # | 0 | 0 | 0 | 0 | 0 | 0 | 0 | 0 | 0 | 0 | 0 |  | # | 0 | 0 | 0 | 0 | 0 | 0 | 0 | 0 | 0 | 0 | 0 | OK
|  |  | Asset Replacement (Other Driven) |  | R£ | 0 | 0 | 0 | 0 | 0 | 0 | 0 | 0 | 0 | 0 | 0 |  | # | 0 |  | # | 0 | 0 | 0 | 0 | 0 | 0 | 0 | 0 | 0 | 0 | 0 |  | # | 0 | 0 | 0 | 0 | 0 | 0 | 0 | 0 | 0 | 0 | 0 | OK
|  |  | Asset Refurbishment (PoF Driven) |  | R£ | 0 | 0 | 0 | 0 | 0 | 0 | 0 | 0 | 0 | 0 | 0 |  | # | 0 |  | # | 0 | 0 | 0 | 0 | 0 | 0 | 0 | 0 | 0 | 0 | 0 |  | # | 0 | 0 | 0 | 0 | 0 | 0 | 0 | 0 | 0 | 0 | 0 | OK
|  |  | Asset Refurbishment (CoF Driven) |  | R£ | 0 | 0 | 0 | 0 | 0 | 0 | 0 | 0 | 0 | 0 | 0 |  | # | 0 |  | # | 0 | 0 | 0 | 0 | 0 | 0 | 0 | 0 | 0 | 0 | 0 |  | # | 0 | 0 | 0 | 0 | 0 | 0 | 0 | 0 | 0 | 0 | 0 | OK
|  |  | Asset Refurbishment (Other Driven) |  | R£ | 0 | 0 | 0 | 0 | 0 | 0 | 0 | 0 | 0 | 0 | 0 |  | # | 0 |  | # | 0 | 0 | 0 | 0 | 0 | 0 | 0 | 0 | 0 | 0 | 0 |  | # | 0 | 0 | 0 | 0 | 0 | 0 | 0 | 0 | 0 | 0 | 0 | OK
|  |  | Indirect Intervention |  | R£ | 0 | 0 | 0 | 0 | 0 | 0 | 0 | 0 | 0 | 0 | 0 |  | # | 0 |  | # | 0 | 0 | 0 | 0 | 0 | 0 | 0 | 0 | 0 | 0 | 0 |  | # | 0 | 0 | 0 | 0 | 0 | 0 | 0 | 0 | 0 | 0 | 0 | OK
|  |  | Changes in Maintenance Programme |  | R£ | [10 empty] | 0 |  | # |  |  | # | [10 empty] | 0 |  | # | [10 empty] | 0 | OK
|  |  | Asset Replacement Due To Early Life Failures |  | R£ | [10 empty] | 0 |  | # |  |  | # | [10 empty] | 0 |  | # | [10 empty] | 0 | OK
|  |  | Methodological Changes |  | R£ | [10 empty] | 0 |  | # |  |  | # | [10 empty] | 0 |  | # | [10 empty] | 0 | OK
|  |  | Data Cleanse |  | R£ | [10 empty] | 0 |  | # |  |  | # | [10 empty] | 0 |  | # | [10 empty] | 0 | OK
|  |  | Other Factors |  | R£ | 0 | 0 | 0 | 0 | 0 | 0 | 0 | 0 | 0 | 0 | 0 |  | # | 0 |  | # | 0 | 0 | 0 | 0 | 0 | 0 | 0 | 0 | 0 | 0 | 0 |  | # | 0 | 0 | 0 | 0 | 0 | 0 | 0 | 0 | 0 | 0 | 0 | OK
|  | End of RIIO-1 Total Network Risk |  |  | R£ | 0.016618 | 1.949 | 1.3655 | 1.2759 | 1.1421 | 1.5532 | 0.96542 | 0 | 0 | 7.1947 | 15.4623 |  | # |  |  | # | 7 | 180 | 22 | 11 | 7 | 8 | 4 | 0 | 0 | 7 | 246 |  | # | 171 | 23 | 2 | 0 | 0 | 0 | 0 | 4 | 38 | 8 | 246 | OK
RIIO-2 | 2022-2026 (5 Years) |  |  |  | Units | R1 | R2 | R3 | R4 | R5 | R6 | R7 | R8 | R9 | R10 | Total |  | Units | No. |  | Units | R1 | R2 | R3 | R4 | R5 | R6 | R7 | R8 | R9 | R10 | Total |  | Units | P1 | P2 | P3 | P4 | P5 | P6 | P7 | P8 | P9 | P10 | Total | Check
|  | Long Term Benefit of Interventions During RIIO-2 |  |  | LR£ | R10: 298.0608 | 298.0608 | [15 empty] | 0 | [12 empty] | 0
|  | Start of RIIO-2 Total Network Risk |  |  | R£ | 0.016618 | 1.949 | 1.3655 | 1.2759 | 1.1421 | 1.5532 | 0.96542 | 0 | 0 | 7.1947 | 15.4623 |  | # |  |  | # | 7 | 180 | 22 | 11 | 7 | 8 | 4 | 0 | 0 | 7 | 246 |  | # | 171 | 23 | 2 | 0 | 0 | 0 | 0 | 4 | 38 | 8 | 246 | OK
|  | Drivers of Change in Risk | Asset Additions (not part of replace or refurb) |  | R£ | 0 | 0 | 0 | 0 | 0 | 0 | 0 | 0 | 0 | 0 | 0 |  | # | 0 |  | # | 0 | 0 | 0 | 0 | 0 | 0 | 0 | 0 | 0 | 0 | 0 |  | # | 0 | 0 | 0 | 0 | 0 | 0 | 0 | 0 | 0 | 0 | 0 | OK
|  |  | Asset Disposals (not part of replace or refurb) |  | R£ | 0 | 0 | 0 | 0 | 0 | 0 | 0 | 0 | 0 | 0 | 0 |  | # | 0 |  | # | 0 | 0 | 0 | 0 | 0 | 0 | 0 | 0 | 0 | 0 | 0 |  | # | 0 | 0 | 0 | 0 | 0 | 0 | 0 | 0 | 0 | 0 | 0 | OK
|  |  | Deterioration |  | R£ | -0.0023785 | -0.027151 | -0.43514 | -0.2238 | 0.37012 | -0.77121 | 0.73537 | 1.195 | 0.34328 | 4.0362 | 5.2203 |  | # |  |  | # | -1 | -2 | -9 | -1 | 3 | -4 | 3 | 4 | 1 | 6 | 0 |  | # | -23 | 8 | 13 | 2 | 0 | 0 | 0 | -4 | -38 | 42 | 0 | OK
|  |  | Manual Over-ride on PoF or CoF |  | R£ | 0 | 0 | 0 | 0 | 0 | 0 | 0 | 0 | 0 | 0 | 0 |  | # | 0 |  | # | 0 | 0 | 0 | 0 | 0 | 0 | 0 | 0 | 0 | 0 | 0 |  | # | 0 | 0 | 0 | 0 | 0 | 0 | 0 | 0 | 0 | 0 | 0 | OK
|  |  | Extension of Expected Asset Life |  | R£ | [10 empty] | 0 |  | # |  |  | # | [10 empty] | 0 |  | # | [10 empty] | 0 | OK
|  |  | Asset Replacement (PoF Driven) |  | R£ | 0.0023636 | 0.17497 | -0.33728 | -0.34163 | -0.60806 | -0.20724 | -0.96224 | -0.89071 | -0.34328 | -5.4444 | -8.9575 |  | # | 28 |  | # | 1 | 17 | -4 | -3 | -4 | -1 | -4 | -3 | -1 | -7 | -9 |  | # | 28 | 0 | 0 | 0 | 0 | 0 | 0 | 0 | 0 | -37 | -9 | OK
|  |  | Asset Replacement (CoF Driven) |  | R£ | 0 | 0 | 0 | 0 | 0 | 0 | 0 | 0 | 0 | 0 | 0 |  | # | 0 |  | # | 0 | 0 | 0 | 0 | 0 | 0 | 0 | 0 | 0 | 0 | 0 |  | # | 0 | 0 | 0 | 0 | 0 | 0 | 0 | 0 | 0 | 0 | 0 | OK
|  |  | Asset Replacement (Other Driven) |  | R£ | 0 | 0 | 0 | 0 | 0 | 0 | 0 | 0 | 0 | 0 | 0 |  | # | 0 |  | # | 0 | 0 | 0 | 0 | 0 | 0 | 0 | 0 | 0 | 0 | 0 |  | # | 0 | 0 | 0 | 0 | 0 | 0 | 0 | 0 | 0 | 0 | 0 | OK
|  |  | Asset Refurbishment (PoF Driven) |  | R£ | 0 | 0 | 0 | 0 | 0 | 0 | 0 | 0 | 0 | 0 | 0 |  | # | 0 |  | # | 0 | 0 | 0 | 0 | 0 | 0 | 0 | 0 | 0 | 0 | 0 |  | # | 0 | 0 | 0 | 0 | 0 | 0 | 0 | 0 | 0 | 0 | 0 | OK
|  |  | Asset Refurbishment (CoF Driven) |  | R£ | 0 | 0 | 0 | 0 | 0 | 0 | 0 | 0 | 0 | 0 | 0 |  | # | 0 |  | # | 0 | 0 | 0 | 0 | 0 | 0 | 0 | 0 | 0 | 0 | 0 |  | # | 0 | 0 | 0 | 0 | 0 | 0 | 0 | 0 | 0 | 0 | 0 | OK
|  |  | Asset Refurbishment (Other Driven) |  | R£ | 0 | 0 | 0 | 0 | 0 | 0 | 0 | 0 | 0 | 0 | 0 |  | # | 0 |  | # | 0 | 0 | 0 | 0 | 0 | 0 | 0 | 0 | 0 | 0 | 0 |  | # | 0 | 0 | 0 | 0 | 0 | 0 | 0 | 0 | 0 | 0 | 0 | OK
|  |  | Indirect Intervention |  | R£ | 0 | 0 | 0 | 0 | 0 | 0 | 0 | 0 | 0 | 0 | 0 |  | # | 0 |  | # | 0 | 0 | 0 | 0 | 0 | 0 | 0 | 0 | 0 | 0 | 0 |  | # | 0 | 0 | 0 | 0 | 0 | 0 | 0 | 0 | 0 | 0 | 0 | OK
|  |  | Changes in Maintenance Programme |  | R£ | [10 empty] | 0 |  | # |  |  | # | [10 empty] | 0 |  | # | [10 empty] | 0 | OK
|  |  | Asset Replacement Due To Early Life Failures |  | R£ | [10 empty] | 0 |  | # |  |  | # | [10 empty] | 0 |  | # | [10 empty] | 0 | OK
|  |  | Methodological Changes |  | R£ | [10 empty] | 0 |  | # |  |  | # | [10 empty] | 0 |  | # | [10 empty] | 0 | OK
|  |  | Data Cleanse |  | R£ | [10 empty] | 0 |  | # |  |  | # | [10 empty] | 0 |  | # | [10 empty] | 0 | OK
|  |  | Other Factors |  | R£ | 0 | 0 | 0 | 0 | 0 | 0 | 0 | 0 | 0 | 0 | 0 |  | # | 0 |  | # | 0 | 0 | 0 | 0 | 0 | 0 | 0 | 0 | 0 | 0 | 0 |  | # | 0 | 0 | 0 | 0 | 0 | 0 | 0 | 0 | 0 | 0 | 0 | OK
|  | End of RIIO-2 Total Network Risk |  |  | R£ | 0.016603 | 2.0969 | 0.59303 | 0.71044 | 0.90412 | 0.57475 | 0.73855 | 0.30425 | 0 | 5.7865 | 11.7251 |  | # |  |  | # | 7 | 195 | 9 | 7 | 6 | 3 | 3 | 1 | 0 | 6 | 237 |  | # | 176 | 31 | 15 | 2 | 0 | 0 | 0 | 0 | 0 | 13 | 237 | OK

## N3.02
RIIO-2 Business Plan Data Template
Scottish Power Transmission
Workbook Scottish Power Transmission
Submission Version 3.0 - Submitted on 09 Dec 2019
Template Version: v3.0
Sheet: N3.02 132kV Transformer
Prices Base: 2018/19
Error Checks: OK
- | - | - | - | - | - | - | - | - | - | - | - | - | - | - | - | - | - | - | - | - | - | - | - | - | - | - | - | - | - | - | - | - | - | - | - | - | - | - | - | - | - | - | - | - | - | -
132kV Transformer |  |  |  |  | Monetised Risk | [12 empty] | Volumes |  |  |  | Units: | #
[18 empty] | Vol. Impacted |  |  | Total Volume: Monetised Risk Banding | [12 empty] | Total Volume: Probability of Failure (PoF) Banding
RIIO-1 | 2019-2021 (3 Years) |  |  |  | Units | R1 | R2 | R3 | R4 | R5 | R6 | R7 | R8 | R9 | R10 | Total |  | Units | No. |  | Units | R1 | R2 | R3 | R4 | R5 | R6 | R7 | R8 | R9 | R10 | Total |  | Units | P1 | P2 | P3 | P4 | P5 | P6 | P7 | P8 | P9 | P10 | Total | Check
|  | Long Term Benefit of Interventions During The Period |  |  | LR£ | [10 empty] | 0 | [15 empty] | 0 | [12 empty] | 0
|  | Start of 2019/20 Total Network Risk |  |  | R£ | 0 | 9.8502 | 7.6879 | 4.2836 | 3.0674 | 4.6015 | 0.91941 | 0 | 1.2261 | 0 | 31.6362 |  | # |  |  | # | 0 | 113 | 31 | 10 | 5 | 6 | 1 | 0 | 1 | 0 | 167 |  | # | 59 | 11 | 6 | 6 | 2 | 39 | 33 | 10 | 0 | 1 | 167 | OK
|  | Drivers of Change in Risk | Asset Additions (not part of replace or refurb) |  | R£ | 0 | 0.5273 | 0 | 0 | 0 | 0 | 0 | 0 | 0 | 0 | 0.5273 |  | # | 7 |  | # | 0 | 7 | 0 | 0 | 0 | 0 | 0 | 0 | 0 | 0 | 7 |  | # | 7 | 0 | 0 | 0 | 0 | 0 | 0 | 0 | 0 | 0 | 7 | OK
|  |  | Asset Disposals (not part of replace or refurb) |  | R£ | 0 | 0 | 0 | 0 | 0 | 0 | 0 | 0 | 0 | 0 | 0 |  | # | 0 |  | # | 0 | 0 | 0 | 0 | 0 | 0 | 0 | 0 | 0 | 0 | 0 |  | # | 0 | 0 | 0 | 0 | 0 | 0 | 0 | 0 | 0 | 0 | 0 | OK
|  |  | Deterioration |  | R£ | 0 | -1.1292 | -1.0369 | 3.0304 | -0.80063 | -0.73059 | 2.7605 | 2.1902 | -1.2261 | 1.65 | 4.7076 |  | # |  |  | # | 0 | -10 | -1 | 8 | -1 | -1 | 3 | 2 | -1 | 1 | 0 |  | # | -4 | 3 | -2 | 1 | 1 | 0 | 0 | -7 | 9 | -1 | 0 | OK
|  |  | Manual Over-ride on PoF or CoF |  | R£ | 0 | 0 | 0 | 0 | 0 | 0 | 0 | 0 | 0 | 0 | 0 |  | # | 0 |  | # | 0 | 0 | 0 | 0 | 0 | 0 | 0 | 0 | 0 | 0 | 0 |  | # | 0 | 0 | 0 | 0 | 0 | 0 | 0 | 0 | 0 | 0 | 0 | OK
|  |  | Extension of Expected Asset Life |  | R£ | [10 empty] | 0 |  | # |  |  | # | [10 empty] | 0 |  | # | [10 empty] | 0 | OK
|  |  | Asset Replacement (PoF Driven) |  | R£ | 0 | 0.38154 | 0 | -0.78684 | 0 | 0 | 0 | -1.088 | 0 | 0 | -1.4933 |  | # | 4 |  | # | 0 | 3 | 0 | -2 | 0 | 0 | 0 | -1 | 0 | 0 | 0 |  | # | 4 | 0 | 0 | 0 | 0 | -2 | -1 | 0 | -1 | 0 | 0 | OK
|  |  | Asset Replacement (CoF Driven) |  | R£ | 0 | 0 | 0 | 0 | 0 | 0 | 0 | 0 | 0 | 0 | 0 |  | # | 0 |  | # | 0 | 0 | 0 | 0 | 0 | 0 | 0 | 0 | 0 | 0 | 0 |  | # | 0 | 0 | 0 | 0 | 0 | 0 | 0 | 0 | 0 | 0 | 0 | OK
|  |  | Asset Replacement (Other Driven) |  | R£ | 0 | 0 | 0 | 0 | 0 | 0 | 0 | 0 | 0 | 0 | 0 |  | # | 0 |  | # | 0 | 0 | 0 | 0 | 0 | 0 | 0 | 0 | 0 | 0 | 0 |  | # | 0 | 0 | 0 | 0 | 0 | 0 | 0 | 0 | 0 | 0 | 0 | OK
|  |  | Asset Refurbishment (PoF Driven) |  | R£ | 0 | 0 | 0 | 0 | 0 | 0 | 0 | 0 | 0 | 0 | 0 |  | # | 0 |  | # | 0 | 0 | 0 | 0 | 0 | 0 | 0 | 0 | 0 | 0 | 0 |  | # | 0 | 0 | 0 | 0 | 0 | 0 | 0 | 0 | 0 | 0 | 0 | OK
|  |  | Asset Refurbishment (CoF Driven) |  | R£ | 0 | 0 | 0 | 0 | 0 | 0 | 0 | 0 | 0 | 0 | 0 |  | # | 0 |  | # | 0 | 0 | 0 | 0 | 0 | 0 | 0 | 0 | 0 | 0 | 0 |  | # | 0 | 0 | 0 | 0 | 0 | 0 | 0 | 0 | 0 | 0 | 0 | OK
|  |  | Asset Refurbishment (Other Driven) |  | R£ | 0 | 0 | 0 | 0 | 0 | 0 | 0 | 0 | 0 | 0 | 0 |  | # | 0 |  | # | 0 | 0 | 0 | 0 | 0 | 0 | 0 | 0 | 0 | 0 | 0 |  | # | 0 | 0 | 0 | 0 | 0 | 0 | 0 | 0 | 0 | 0 | 0 | OK
|  |  | Indirect Intervention |  | R£ | 0 | 0 | 0 | 0 | 0 | 0 | 0 | 0 | 0 | 0 | 0 |  | # | 0 |  | # | 0 | 0 | 0 | 0 | 0 | 0 | 0 | 0 | 0 | 0 | 0 |  | # | 0 | 0 | 0 | 0 | 0 | 0 | 0 | 0 | 0 | 0 | 0 | OK
|  |  | Changes in Maintenance Programme |  | R£ | [10 empty] | 0 |  | # |  |  | # | [10 empty] | 0 |  | # | [10 empty] | 0 | OK
|  |  | Asset Replacement Due To Early Life Failures |  | R£ | [10 empty] | 0 |  | # |  |  | # | [10 empty] | 0 |  | # | [10 empty] | 0 | OK
|  |  | Methodological Changes |  | R£ | [10 empty] | 0 |  | # |  |  | # | [10 empty] | 0 |  | # | [10 empty] | 0 | OK
|  |  | Data Cleanse |  | R£ | [10 empty] | 0 |  | # |  |  | # | [10 empty] | 0 |  | # | [10 empty] | 0 | OK
|  |  | Other Factors |  | R£ | 0 | 0 | 0 | 0 | 0 | 0 | 0 | 0 | 0 | 0 | 0 |  | # | 0 |  | # | 0 | 0 | 0 | 0 | 0 | 0 | 0 | 0 | 0 | 0 | 0 |  | # | 0 | 0 | 0 | 0 | 0 | 0 | 0 | 0 | 0 | 0 | 0 | OK
|  | End of RIIO-1 Total Network Risk |  |  | R£ | 0 | 9.6299 | 6.6511 | 6.5271 | 2.2668 | 3.8709 | 3.6799 | 1.1022 | 0 | 1.65 | 35.3779 |  | # |  |  | # | 0 | 113 | 30 | 16 | 4 | 5 | 4 | 1 | 0 | 1 | 174 |  | # | 66 | 14 | 4 | 7 | 3 | 37 | 32 | 3 | 8 | 0 | 174 | OK
RIIO-2 | 2022-2026 (5 Years) |  |  |  | Units | R1 | R2 | R3 | R4 | R5 | R6 | R7 | R8 | R9 | R10 | Total |  | Units | No. |  | Units | R1 | R2 | R3 | R4 | R5 | R6 | R7 | R8 | R9 | R10 | Total |  | Units | P1 | P2 | P3 | P4 | P5 | P6 | P7 | P8 | P9 | P10 | Total | Check
|  | Long Term Benefit of Interventions During RIIO-2 |  |  | LR£ | R10: 280.6306 | 280.6306 | [15 empty] | 0 | [12 empty] | 0
|  | Start of RIIO-2 Total Network Risk |  |  | R£ | 0 | 9.6299 | 6.6511 | 6.5271 | 2.2668 | 3.8709 | 3.6799 | 1.1022 | 0 | 1.65 | 35.3779 |  | # |  |  | # | 0 | 113 | 30 | 16 | 4 | 5 | 4 | 1 | 0 | 1 | 174 |  | # | 66 | 14 | 4 | 7 | 3 | 37 | 32 | 3 | 8 | 0 | 174 | OK
|  | Drivers of Change in Risk | Asset Additions (not part of replace or refurb) |  | R£ | 0 | 0 | 0 | 0 | 0 | 0 | 0 | 0 | 0 | 0 | 0 |  | # | 0 |  | # | 0 | 0 | 0 | 0 | 0 | 0 | 0 | 0 | 0 | 0 | 0 |  | # | 0 | 0 | 0 | 0 | 0 | 0 | 0 | 0 | 0 | 0 | 0 | OK
|  |  | Asset Disposals (not part of replace or refurb) |  | R£ | 0 | 0 | 0 | 0 | 0 | 0 | 0 | 0 | 0 | 0 | 0 |  | # | 0 |  | # | 0 | 0 | 0 | 0 | 0 | 0 | 0 | 0 | 0 | 0 | 0 |  | # | 0 | 0 | 0 | 0 | 0 | 0 | 0 | 0 | 0 | 0 | 0 | OK
|  |  | Deterioration |  | R£ | 0 | -2.2269 | 2.2535 | -1.6152 | 4.1431 | 2.3452 | -1.9329 | 2.348 | 2.5843 | 10.2156 | 18.1148 |  | # |  |  | # | 0 | -19 | 6 | -4 | 7 | 3 | -2 | 2 | 2 | 5 | 0 |  | # | -10 | 3 | 4 | -2 | 2 | -33 | -1 | 32 | -4 | 9 | 0 | OK
|  |  | Manual Over-ride on PoF or CoF |  | R£ | 0 | 0 | 0 | 0 | 0 | 0 | 0 | 0 | 0 | 0 | 0 |  | # | 0 |  | # | 0 | 0 | 0 | 0 | 0 | 0 | 0 | 0 | 0 | 0 | 0 |  | # | 0 | 0 | 0 | 0 | 0 | 0 | 0 | 0 | 0 | 0 | 0 | OK
|  |  | Extension of Expected Asset Life |  | R£ | [10 empty] | 0 |  | # |  |  | # | [10 empty] | 0 |  | # | [10 empty] | 0 | OK
|  |  | Asset Replacement (PoF Driven) |  | R£ | 0 | 0.15046 | 0 | 0 | 0 | 0 | 0 | 0 | 0 | -1.4341 | -1.2836 |  | # | 1 |  | # | 0 | 1 | 0 | 0 | 0 | 0 | 0 | 0 | 0 | -1 | 0 |  | # | 1 | 0 | 0 | 0 | 0 | 0 | 0 | 0 | 0 | -1 | 0 | OK
|  |  | Asset Replacement (CoF Driven) |  | R£ | 0 | 0 | 0 | 0 | 0 | 0 | 0 | 0 | 0 | 0 | 0 |  | # | 0 |  | # | 0 | 0 | 0 | 0 | 0 | 0 | 0 | 0 | 0 | 0 | 0 |  | # | 0 | 0 | 0 | 0 | 0 | 0 | 0 | 0 | 0 | 0 | 0 | OK
|  |  | Asset Replacement (Other Driven) |  | R£ | 0 | 0.35861 | -0.22975 | -0.84048 | 0 | 0 | 0 | 0 | 0 | 0 | -0.71162 |  | # | 3 |  | # | 0 | 3 | -1 | -2 | 0 | 0 | 0 | 0 | 0 | 0 | 0 |  | # | 3 | 0 | 0 | 0 | 0 | -3 | 0 | 0 | 0 | 0 | 0 | OK
|  |  | Asset Refurbishment (PoF Driven) |  | R£ | 0 | 0.17995 | 0.82975 | -0.015175 | 0 | 0 | -0.87351 | 0 | 0 | -7.8061 | -7.685 |  | # | 6 |  | # | 0 | 2 | 3 | 0 | 0 | 0 | -1 | 0 | 0 | -4 | 0 |  | # | 0 | 0 | 0 | 1 | 3 | 2 | 0 | 0 | 0 | -6 | 0 | OK
|  |  | Asset Refurbishment (CoF Driven) |  | R£ | 0 | 0 | 0 | 0 | 0 | 0 | 0 | 0 | 0 | 0 | 0 |  | # | 0 |  | # | 0 | 0 | 0 | 0 | 0 | 0 | 0 | 0 | 0 | 0 | 0 |  | # | 0 | 0 | 0 | 0 | 0 | 0 | 0 | 0 | 0 | 0 | 0 | OK
|  |  | Asset Refurbishment (Other Driven) |  | R£ | 0 | 0 | 0 | 0 | 0 | 0 | 0 | 0 | 0 | 0 | 0 |  | # | 0 |  | # | 0 | 0 | 0 | 0 | 0 | 0 | 0 | 0 | 0 | 0 | 0 |  | # | 0 | 0 | 0 | 0 | 0 | 0 | 0 | 0 | 0 | 0 | 0 | OK
|  |  | Indirect Intervention |  | R£ | 0 | 0 | 0 | 0 | 0 | 0 | 0 | 0 | 0 | 0 | 0 |  | # | 0 |  | # | 0 | 0 | 0 | 0 | 0 | 0 | 0 | 0 | 0 | 0 | 0 |  | # | 0 | 0 | 0 | 0 | 0 | 0 | 0 | 0 | 0 | 0 | 0 | OK
|  |  | Changes in Maintenance Programme |  | R£ | [10 empty] | 0 |  | # |  |  | # | [10 empty] | 0 |  | # | [10 empty] | 0 | OK
|  |  | Asset Replacement Due To Early Life Failures |  | R£ | [10 empty] | 0 |  | # |  |  | # | [10 empty] | 0 |  | # | [10 empty] | 0 | OK
|  |  | Methodological Changes |  | R£ | [10 empty] | 0 |  | # |  |  | # | [10 empty] | 0 |  | # | [10 empty] | 0 | OK
|  |  | Data Cleanse |  | R£ | [10 empty] | 0 |  | # |  |  | # | [10 empty] | 0 |  | # | [10 empty] | 0 | OK
|  |  | Other Factors |  | R£ | 0 | 0 | 0 | 0 | 0 | 0 | 0 | 0 | 0 | 0 | 0 |  | # | 0 |  | # | 0 | 0 | 0 | 0 | 0 | 0 | 0 | 0 | 0 | 0 | 0 |  | # | 0 | 0 | 0 | 0 | 0 | 0 | 0 | 0 | 0 | 0 | 0 | OK
|  | End of RIIO-2 Total Network Risk |  |  | R£ | 0 | 8.092 | 9.5046 | 4.0563 | 6.4099 | 6.2162 | 0.87351 | 3.4502 | 2.5843 | 2.6254 | 43.8123 |  | # |  |  | # | 0 | 100 | 38 | 10 | 11 | 8 | 1 | 3 | 2 | 1 | 174 |  | # | 60 | 17 | 8 | 6 | 8 | 3 | 31 | 35 | 4 | 2 | 174 | OK
`

## N3.03
RIIO-2 Business Plan Data Template
Scottish Power Transmission
Workbook Scottish Power Transmission
Submission Version 3.0 - Submitted on 09 Dec 2019
Template Version: v3.0
Sheet: N3.03 132kV Reactor
Prices Base: 2018/19
Error Checks: OK
- | - | - | - | - | - | - | - | - | - | - | - | - | - | - | - | - | - | - | - | - | - | - | - | - | - | - | - | - | - | - | - | - | - | - | - | - | - | - | - | - | - | - | - | - | - | -
132kV Reactor |  |  |  |  | Monetised Risk | [12 empty] | Volumes |  |  |  | Units: | #
[18 empty] | Vol. Impacted |  |  | Total Volume: Monetised Risk Banding | [12 empty] | Total Volume: Probability of Failure (PoF) Banding
RIIO-1 | 2019-2021 (3 Years) |  |  |  | Units | R1 | R2 | R3 | R4 | R5 | R6 | R7 | R8 | R9 | R10 | Total |  | Units | No. |  | Units | R1 | R2 | R3 | R4 | R5 | R6 | R7 | R8 | R9 | R10 | Total |  | Units | P1 | P2 | P3 | P4 | P5 | P6 | P7 | P8 | P9 | P10 | Total | Check
|  | Long Term Benefit of Interventions During The Period |  |  | LR£ | [10 empty] | 0 | [15 empty] | 0 | [12 empty] | 0
|  | Start of 2019/20 Total Network Risk |  |  | R£ | 0.44179 | 0 | 0 | 0 | 0 | 0 | 0 | 0 | 0 | 0 | 0.44179 |  | # |  |  | # | 2 | 0 | 0 | 0 | 0 | 0 | 0 | 0 | 0 | 0 | 2 |  | # | 0 | 0 | 0 | 0 | 0 | 1 | 1 | 0 | 0 | 0 | 2 | OK
|  | Drivers of Change in Risk | Asset Additions (not part of replace or refurb) |  | R£ | 0 | 0 | 0 | 0 | 0 | 0 | 0 | 0 | 0 | 0 | 0 |  | # | 0 |  | # | 0 | 0 | 0 | 0 | 0 | 0 | 0 | 0 | 0 | 0 | 0 |  | # | 0 | 0 | 0 | 0 | 0 | 0 | 0 | 0 | 0 | 0 | 0 | OK
|  |  | Asset Disposals (not part of replace or refurb) |  | R£ | 0 | 0 | 0 | 0 | 0 | 0 | 0 | 0 | 0 | 0 | 0 |  | # | 0 |  | # | 0 | 0 | 0 | 0 | 0 | 0 | 0 | 0 | 0 | 0 | 0 |  | # | 0 | 0 | 0 | 0 | 0 | 0 | 0 | 0 | 0 | 0 | 0 | OK
|  |  | Deterioration |  | R£ | -0.2451 | 0 | 0.3023 | 0 | 0 | 0 | 0 | 0 | 0 | 0 | 0.057197 |  | # |  |  | # | -1 | 0 | 1 | 0 | 0 | 0 | 0 | 0 | 0 | 0 | 0 |  | # | 0 | 0 | 0 | 0 | 0 | 0 | 0 | 0 | 0 | 0 | 0 | OK
|  |  | Manual Over-ride on PoF or CoF |  | R£ | 0 | 0 | 0 | 0 | 0 | 0 | 0 | 0 | 0 | 0 | 0 |  | # | 0 |  | # | 0 | 0 | 0 | 0 | 0 | 0 | 0 | 0 | 0 | 0 | 0 |  | # | 0 | 0 | 0 | 0 | 0 | 0 | 0 | 0 | 0 | 0 | 0 | OK
|  |  | Extension of Expected Asset Life |  | R£ | [10 empty] | 0 |  | # |  |  | # | [10 empty] | 0 |  | # | [10 empty] | 0 | OK
|  |  | Asset Replacement (PoF Driven) |  | R£ | 0 | 0 | 0 | 0 | 0 | 0 | 0 | 0 | 0 | 0 | 0 |  | # | 0 |  | # | 0 | 0 | 0 | 0 | 0 | 0 | 0 | 0 | 0 | 0 | 0 |  | # | 0 | 0 | 0 | 0 | 0 | 0 | 0 | 0 | 0 | 0 | 0 | OK
|  |  | Asset Replacement (CoF Driven) |  | R£ | 0 | 0 | 0 | 0 | 0 | 0 | 0 | 0 | 0 | 0 | 0 |  | # | 0 |  | # | 0 | 0 | 0 | 0 | 0 | 0 | 0 | 0 | 0 | 0 | 0 |  | # | 0 | 0 | 0 | 0 | 0 | 0 | 0 | 0 | 0 | 0 | 0 | OK
|  |  | Asset Replacement (Other Driven) |  | R£ | 0 | 0 | 0 | 0 | 0 | 0 | 0 | 0 | 0 | 0 | 0 |  | # | 0 |  | # | 0 | 0 | 0 | 0 | 0 | 0 | 0 | 0 | 0 | 0 | 0 |  | # | 0 | 0 | 0 | 0 | 0 | 0 | 0 | 0 | 0 | 0 | 0 | OK
|  |  | Asset Refurbishment (PoF Driven) |  | R£ | 0 | 0 | 0 | 0 | 0 | 0 | 0 | 0 | 0 | 0 | 0 |  | # | 0 |  | # | 0 | 0 | 0 | 0 | 0 | 0 | 0 | 0 | 0 | 0 | 0 |  | # | 0 | 0 | 0 | 0 | 0 | 0 | 0 | 0 | 0 | 0 | 0 | OK
|  |  | Asset Refurbishment (CoF Driven) |  | R£ | 0 | 0 | 0 | 0 | 0 | 0 | 0 | 0 | 0 | 0 | 0 |  | # | 0 |  | # | 0 | 0 | 0 | 0 | 0 | 0 | 0 | 0 | 0 | 0 | 0 |  | # | 0 | 0 | 0 | 0 | 0 | 0 | 0 | 0 | 0 | 0 | 0 | OK
|  |  | Asset Refurbishment (Other Driven) |  | R£ | 0 | 0 | 0 | 0 | 0 | 0 | 0 | 0 | 0 | 0 | 0 |  | # | 0 |  | # | 0 | 0 | 0 | 0 | 0 | 0 | 0 | 0 | 0 | 0 | 0 |  | # | 0 | 0 | 0 | 0 | 0 | 0 | 0 | 0 | 0 | 0 | 0 | OK
|  |  | Indirect Intervention |  | R£ | 0 | 0 | 0 | 0 | 0 | 0 | 0 | 0 | 0 | 0 | 0 |  | # | 0 |  | # | 0 | 0 | 0 | 0 | 0 | 0 | 0 | 0 | 0 | 0 | 0 |  | # | 0 | 0 | 0 | 0 | 0 | 0 | 0 | 0 | 0 | 0 | 0 | OK
|  |  | Changes in Maintenance Programme |  | R£ | [10 empty] | 0 |  | # |  |  | # | [10 empty] | 0 |  | # | [10 empty] | 0 | OK
|  |  | Asset Replacement Due To Early Life Failures |  | R£ | [10 empty] | 0 |  | # |  |  | # | [10 empty] | 0 |  | # | [10 empty] | 0 | OK
|  |  | Methodological Changes |  | R£ | [10 empty] | 0 |  | # |  |  | # | [10 empty] | 0 |  | # | [10 empty] | 0 | OK
|  |  | Data Cleanse |  | R£ | [10 empty] | 0 |  | # |  |  | # | [10 empty] | 0 |  | # | [10 empty] | 0 | OK
|  |  | Other Factors |  | R£ | 0 | 0 | 0 | 0 | 0 | 0 | 0 | 0 | 0 | 0 | 0 |  | # | 0 |  | # | 0 | 0 | 0 | 0 | 0 | 0 | 0 | 0 | 0 | 0 | 0 |  | # | 0 | 0 | 0 | 0 | 0 | 0 | 0 | 0 | 0 | 0 | 0 | OK
|  | End of RIIO-1 Total Network Risk |  |  | R£ | 0.19669 | 0 | 0.3023 | 0 | 0 | 0 | 0 | 0 | 0 | 0 | 0.49899 |  | # |  |  | # | 1 | 0 | 1 | 0 | 0 | 0 | 0 | 0 | 0 | 0 | 2 |  | # | 0 | 0 | 0 | 0 | 0 | 1 | 1 | 0 | 0 | 0 | 2 | OK
RIIO-2 | 2022-2026 (5 Years) |  |  |  | Units | R1 | R2 | R3 | R4 | R5 | R6 | R7 | R8 | R9 | R10 | Total |  | Units | No. |  | Units | R1 | R2 | R3 | R4 | R5 | R6 | R7 | R8 | R9 | R10 | Total |  | Units | P1 | P2 | P3 | P4 | P5 | P6 | P7 | P8 | P9 | P10 | Total | Check
|  | Long Term Benefit of Interventions During RIIO-2 |  |  | LR£ | R10: 0 | 0 | [15 empty] | 0 | [12 empty] | 0
|  | Start of RIIO-2 Total Network Risk |  |  | R£ | 0.19669 | 0 | 0.3023 | 0 | 0 | 0 | 0 | 0 | 0 | 0 | 0.49899 |  | # |  |  | # | 1 | 0 | 1 | 0 | 0 | 0 | 0 | 0 | 0 | 0 | 2 |  | # | 0 | 0 | 0 | 0 | 0 | 1 | 1 | 0 | 0 | 0 | 2 | OK
|  | Drivers of Change in Risk | Asset Additions (not part of replace or refurb) |  | R£ | 0 | 0 | 0 | 0 | 0 | 0 | 0 | 0 | 0 | 0 | 0 |  | # | 0 |  | # | 0 | 0 | 0 | 0 | 0 | 0 | 0 | 0 | 0 | 0 | 0 |  | # | 0 | 0 | 0 | 0 | 0 | 0 | 0 | 0 | 0 | 0 | 0 | OK
|  |  | Asset Disposals (not part of replace or refurb) |  | R£ | 0 | 0 | 0 | 0 | 0 | 0 | 0 | 0 | 0 | 0 | 0 |  | # | 0 |  | # | 0 | 0 | 0 | 0 | 0 | 0 | 0 | 0 | 0 | 0 | 0 |  | # | 0 | 0 | 0 | 0 | 0 | 0 | 0 | 0 | 0 | 0 | 0 | OK
|  |  | Deterioration |  | R£ | 0.066403 | 0 | -0.3023 | 0 | 0 | 0 | 0 | 0 | 0 | 0.41673 | 0.18083 |  | # |  |  | # | 0 | 0 | -1 | 0 | 0 | 0 | 0 | 0 | 0 | 1 | 0 |  | # | 0 | 0 | 0 | 0 | 0 | 0 | -1 | 1 | 0 | 0 | 0 | OK
|  |  | Manual Over-ride on PoF or CoF |  | R£ | 0 | 0 | 0 | 0 | 0 | 0 | 0 | 0 | 0 | 0 | 0 |  | # | 0 |  | # | 0 | 0 | 0 | 0 | 0 | 0 | 0 | 0 | 0 | 0 | 0 |  | # | 0 | 0 | 0 | 0 | 0 | 0 | 0 | 0 | 0 | 0 | 0 | OK
|  |  | Extension of Expected Asset Life |  | R£ | [10 empty] | 0 |  | # |  |  | # | [10 empty] | 0 |  | # | [10 empty] | 0 | OK
|  |  | Asset Replacement (PoF Driven) |  | R£ | 0 | 0 | 0 | 0 | 0 | 0 | 0 | 0 | 0 | 0 | 0 |  | # | 0 |  | # | 0 | 0 | 0 | 0 | 0 | 0 | 0 | 0 | 0 | 0 | 0 |  | # | 0 | 0 | 0 | 0 | 0 | 0 | 0 | 0 | 0 | 0 | 0 | OK
|  |  | Asset Replacement (CoF Driven) |  | R£ | 0 | 0 | 0 | 0 | 0 | 0 | 0 | 0 | 0 | 0 | 0 |  | # | 0 |  | # | 0 | 0 | 0 | 0 | 0 | 0 | 0 | 0 | 0 | 0 | 0 |  | # | 0 | 0 | 0 | 0 | 0 | 0 | 0 | 0 | 0 | 0 | 0 | OK
|  |  | Asset Replacement (Other Driven) |  | R£ | 0 | 0 | 0 | 0 | 0 | 0 | 0 | 0 | 0 | 0 | 0 |  | # | 0 |  | # | 0 | 0 | 0 | 0 | 0 | 0 | 0 | 0 | 0 | 0 | 0 |  | # | 0 | 0 | 0 | 0 | 0 | 0 | 0 | 0 | 0 | 0 | 0 | OK
|  |  | Asset Refurbishment (PoF Driven) |  | R£ | 0 | 0 | 0 | 0 | 0 | 0 | 0 | 0 | 0 | 0 | 0 |  | # | 0 |  | # | 0 | 0 | 0 | 0 | 0 | 0 | 0 | 0 | 0 | 0 | 0 |  | # | 0 | 0 | 0 | 0 | 0 | 0 | 0 | 0 | 0 | 0 | 0 | OK
|  |  | Asset Refurbishment (CoF Driven) |  | R£ | 0 | 0 | 0 | 0 | 0 | 0 | 0 | 0 | 0 | 0 | 0 |  | # | 0 |  | # | 0 | 0 | 0 | 0 | 0 | 0 | 0 | 0 | 0 | 0 | 0 |  | # | 0 | 0 | 0 | 0 | 0 | 0 | 0 | 0 | 0 | 0 | 0 | OK
|  |  | Asset Refurbishment (Other Driven) |  | R£ | 0 | 0 | 0 | 0 | 0 | 0 | 0 | 0 | 0 | 0 | 0 |  | # | 0 |  | # | 0 | 0 | 0 | 0 | 0 | 0 | 0 | 0 | 0 | 0 | 0 |  | # | 0 | 0 | 0 | 0 | 0 | 0 | 0 | 0 | 0 | 0 | 0 | OK
|  |  | Indirect Intervention |  | R£ | 0 | 0 | 0 | 0 | 0 | 0 | 0 | 0 | 0 | 0 | 0 |  | # | 0 |  | # | 0 | 0 | 0 | 0 | 0 | 0 | 0 | 0 | 0 | 0 | 0 |  | # | 0 | 0 | 0 | 0 | 0 | 0 | 0 | 0 | 0 | 0 | 0 | OK
|  |  | Changes in Maintenance Programme |  | R£ | [10 empty] | 0 |  | # |  |  | # | [10 empty] | 0 |  | # | [10 empty] | 0 | OK
|  |  | Asset Replacement Due To Early Life Failures |  | R£ | [10 empty] | 0 |  | # |  |  | # | [10 empty] | 0 |  | # | [10 empty] | 0 | OK
|  |  | Methodological Changes |  | R£ | [10 empty] | 0 |  | # |  |  | # | [10 empty] | 0 |  | # | [10 empty] | 0 | OK
|  |  | Data Cleanse |  | R£ | [10 empty] | 0 |  | # |  |  | # | [10 empty] | 0 |  | # | [10 empty] | 0 | OK
|  |  | Other Factors |  | R£ | 0 | 0 | 0 | 0 | 0 | 0 | 0 | 0 | 0 | 0 | 0 |  | # | 0 |  | # | 0 | 0 | 0 | 0 | 0 | 0 | 0 | 0 | 0 | 0 | 0 |  | # | 0 | 0 | 0 | 0 | 0 | 0 | 0 | 0 | 0 | 0 | 0 | OK
|  | End of RIIO-2 Total Network Risk |  |  | R£ | 0.26309 | 0 | 0 | 0 | 0 | 0 | 0 | 0 | 0 | 0.41673 | 0.67982 |  | # |  |  | # | 1 | 0 | 0 | 0 | 0 | 0 | 0 | 0 | 0 | 1 | 2 |  | # | 0 | 0 | 0 | 0 | 0 | 1 | 0 | 1 | 0 | 0 | 2 | OK

## N3.04
RIIO-2 Business Plan Data Template
Scottish Power Transmission
Workbook Scottish Power Transmission
Submission Version 3.0 - Submitted on 09 Dec 2019
Template Version: v3.0
Sheet: N3.04 132kV Underground Cable
Prices Base: 2018/19
Error Checks: OK
- | - | - | - | - | - | - | - | - | - | - | - | - | - | - | - | - | - | - | - | - | - | - | - | - | - | - | - | - | - | - | - | - | - | - | - | - | - | - | - | - | - | - | - | - | - | -
132kV Underground Cable |  |  |  |  | Monetised Risk | [12 empty] | Volumes |  |  |  | Units: | km
[18 empty] | Vol. Impacted |  |  | Total Volume: Monetised Risk Banding | [12 empty] | Total Volume: Probability of Failure (PoF) Banding
RIIO-1 | 2019-2021 (3 Years) |  |  |  | Units | R1 | R2 | R3 | R4 | R5 | R6 | R7 | R8 | R9 | R10 | Total |  | Units | No. |  | Units | R1 | R2 | R3 | R4 | R5 | R6 | R7 | R8 | R9 | R10 | Total |  | Units | P1 | P2 | P3 | P4 | P5 | P6 | P7 | P8 | P9 | P10 | Total | Check
|  | Long Term Benefit of Interventions During The Period |  |  | LR£ | [10 empty] | 0 | [15 empty] | 0 | [12 empty] | 0
|  | Start of 2019/20 Total Network Risk |  |  | R£ | 0.0030085 | 3.2311 | 10.4299 | 0.21028 | 0.19195 | 12.9657 | 0 | 0 | 0 | 0 | 27.0319 |  | km |  |  | km | 81.1582 | 132.5875 | 36.6489 | 0.5022 | 0.2597 | 15.0889 | 0 | 0 | 0 | 0 | 266.2454 |  | km | 203.3655 | 15.2453 | 6.2164 | 7.2498 | 0.5022 | 1.1071 | 11.1239 | 21.4352 | 0 | 0 | 266.2454 | OK
|  | Drivers of Change in Risk | Asset Additions (not part of replace or refurb) |  | R£ | 2.7963e-05 | 0 | 0 | 0 | 0 | 0 | 0 | 0 | 0 | 0 | 2.7963e-05 |  | km | 0.76 |  | km | 0.76 | 0 | 0 | 0 | 0 | 0 | 0 | 0 | 0 | 0 | 0.76 |  | km | 0.76 | 0 | 0 | 0 | 0 | 0 | 0 | 0 | 0 | 0 | 0.76 | OK
|  |  | Asset Disposals (not part of replace or refurb) |  | R£ | 0 | 0 | 0 | 0 | 0 | 0 | 0 | 0 | 0 | 0 | 0 |  | km | 0 |  | km | 0 | 0 | 0 | 0 | 0 | 0 | 0 | 0 | 0 | 0 | 0 |  | km | 0 | 0 | 0 | 0 | 0 | 0 | 0 | 0 | 0 | 0 | 0 | OK
|  |  | Deterioration |  | R£ | -5.604e-05 | 0.026167 | -0.46309 | 1.6129 | 0.017941 | 0.35354 | 1.8996 | 0 | 0 | 0 | 3.447 |  | km |  |  | km | -2.6519 | 2.4434 | -3.3555 | 3.564 | 0 | -1.8151 | 1.8151 | 0 | 0 | 0 | -2.0361e-13 |  | km | 0 | 0 | -2.1329 | 1.4813 | 0.1494 | 0.5022 | -3.5139 | -7.4062 | 10.9201 | 0 | 1.4211e-14 | OK
|  |  | Manual Over-ride on PoF or CoF |  | R£ | 0 | 0 | 0 | 0 | 0 | 0 | 0 | 0 | 0 | 0 | 0 |  | km | 0 |  | km | 0 | 0 | 0 | 0 | 0 | 0 | 0 | 0 | 0 | 0 | 0 |  | km | 0 | 0 | 0 | 0 | 0 | 0 | 0 | 0 | 0 | 0 | 0 | OK
|  |  | Extension of Expected Asset Life |  | R£ | [10 empty] | 0 |  | km |  |  | km | [10 empty] | 0 |  | km | [10 empty] | 0 | OK
|  |  | Asset Replacement (PoF Driven) |  | R£ | 0 | 0 | 0 | 0 | 0 | 0 | 0 | 0 | 0 | 0 | 0 |  | km | 0 |  | km | 0 | 0 | 0 | 0 | 0 | 0 | 0 | 0 | 0 | 0 | 0 |  | km | 0 | 0 | 0 | 0 | 0 | 0 | 0 | 0 | 0 | 0 | 0 | OK
|  |  | Asset Replacement (CoF Driven) |  | R£ | 0 | 0 | 0 | 0 | 0 | 0 | 0 | 0 | 0 | 0 | 0 |  | km | 0 |  | km | 0 | 0 | 0 | 0 | 0 | 0 | 0 | 0 | 0 | 0 | 0 |  | km | 0 | 0 | 0 | 0 | 0 | 0 | 0 | 0 | 0 | 0 | 0 | OK
|  |  | Asset Replacement (Other Driven) |  | R£ | 0.00064388 | -0.000617 | 0 | 0 | 0 | 0 | 0 | 0 | 0 | 0 | 2.6883e-05 |  | km | 38.6 |  | km | 35.4 | -3.1124 | 0 | 0 | 0 | 0 | 0 | 0 | 0 | 0 | 32.2876 |  | km | 32.2876 | 0 | 0 | 0 | 0 | 0 | 0 | 0 | 0 | 0 | 32.2876 | OK
|  |  | Asset Refurbishment (PoF Driven) |  | R£ | 0 | 0 | 0 | 0 | 0 | 0 | 0 | 0 | 0 | 0 | 0 |  | km | 0 |  | km | 0 | 0 | 0 | 0 | 0 | 0 | 0 | 0 | 0 | 0 | 0 |  | km | 0 | 0 | 0 | 0 | 0 | 0 | 0 | 0 | 0 | 0 | 0 | OK
|  |  | Asset Refurbishment (CoF Driven) |  | R£ | 0 | 0 | 0 | 0 | 0 | 0 | 0 | 0 | 0 | 0 | 0 |  | km | 0 |  | km | 0 | 0 | 0 | 0 | 0 | 0 | 0 | 0 | 0 | 0 | 0 |  | km | 0 | 0 | 0 | 0 | 0 | 0 | 0 | 0 | 0 | 0 | 0 | OK
|  |  | Asset Refurbishment (Other Driven) |  | R£ | 0 | 0 | 0 | 0 | 0 | 0 | 0 | 0 | 0 | 0 | 0 |  | km | 0 |  | km | 0 | 0 | 0 | 0 | 0 | 0 | 0 | 0 | 0 | 0 | 0 |  | km | 0 | 0 | 0 | 0 | 0 | 0 | 0 | 0 | 0 | 0 | 0 | OK
|  |  | Indirect Intervention |  | R£ | 0 | 0 | 0 | 0 | 0 | 0 | 0 | 0 | 0 | 0 | 0 |  | km | 0 |  | km | 0 | 0 | 0 | 0 | 0 | 0 | 0 | 0 | 0 | 0 | 0 |  | km | 0 | 0 | 0 | 0 | 0 | 0 | 0 | 0 | 0 | 0 | 0 | OK
|  |  | Changes in Maintenance Programme |  | R£ | [10 empty] | 0 |  | km |  |  | km | [10 empty] | 0 |  | km | [10 empty] | 0 | OK
|  |  | Asset Replacement Due To Early Life Failures |  | R£ | [10 empty] | 0 |  | km |  |  | km | [10 empty] | 0 |  | km | [10 empty] | 0 | OK
|  |  | Methodological Changes |  | R£ | [10 empty] | 0 |  | km |  |  | km | [10 empty] | 0 |  | km | [10 empty] | 0 | OK
|  |  | Data Cleanse |  | R£ | [10 empty] | 0 |  | km |  |  | km | [10 empty] | 0 |  | km | [10 empty] | 0 | OK
|  |  | Other Factors |  | R£ | 0 | 0 | 0 | 0 | 0 | 0 | 0 | 0 | 0 | 0 | 0 |  | km | 0 |  | km | 0 | 0 | 0 | 0 | 0 | 0 | 0 | 0 | 0 | 0 | 0 |  | km | 0 | 0 | 0 | 0 | 0 | 0 | 0 | 0 | 0 | 0 | 0 | OK
|  | End of RIIO-1 Total Network Risk |  |  | R£ | 0.0036243 | 3.2566 | 9.9668 | 1.8232 | 0.20989 | 13.3193 | 1.8996 | 0 | 0 | 0 | 30.479 |  | km |  |  | km | 114.6663 | 131.9185 | 33.2934 | 4.0662 | 0.2597 | 13.2738 | 1.8151 | 0 | 0 | 0 | 299.293 |  | km | 236.4131 | 15.2453 | 4.0835 | 8.7311 | 0.6516 | 1.6093 | 7.61 | 14.029 | 10.9201 | 0 | 299.293 | OK
RIIO-2 | 2022-2026 (5 Years) |  |  |  | Units | R1 | R2 | R3 | R4 | R5 | R6 | R7 | R8 | R9 | R10 | Total |  | Units | No. |  | Units | R1 | R2 | R3 | R4 | R5 | R6 | R7 | R8 | R9 | R10 | Total |  | Units | P1 | P2 | P3 | P4 | P5 | P6 | P7 | P8 | P9 | P10 | Total | Check
|  | Long Term Benefit of Interventions During RIIO-2 |  |  | LR£ | R10: 544.1432 | 544.1432 | [15 empty] | 0 | [12 empty] | 0
|  | Start of RIIO-2 Total Network Risk |  |  | R£ | 0.0036243 | 3.2566 | 9.9668 | 1.8232 | 0.20989 | 13.3193 | 1.8996 | 0 | 0 | 0 | 30.479 |  | km |  |  | km | 114.6663 | 131.9185 | 33.2934 | 4.0662 | 0.2597 | 13.2738 | 1.8151 | 0 | 0 | 0 | 299.293 |  | km | 236.4131 | 15.2453 | 4.0835 | 8.7311 | 0.6516 | 1.6093 | 7.61 | 14.029 | 10.9201 | 0 | 299.293 | OK
|  | Drivers of Change in Risk | Asset Additions (not part of replace or refurb) |  | R£ | 0 | 0.0015302 | 0 | 0 | 0 | 0 | 0 | 0 | 0 | 0 | 0.0015302 |  | km | 7.8 |  | km | 0 | 7.8 | 0 | 0 | 0 | 0 | 0 | 0 | 0 | 0 | 7.8 |  | km | 7.8 | 0 | 0 | 0 | 0 | 0 | 0 | 0 | 0 | 0 | 7.8 | OK
|  |  | Asset Disposals (not part of replace or refurb) |  | R£ | 0 | 0 | 0 | 0 | -0.34059 | 0 | 0 | 0 | 0 | 0 | -0.34059 |  | km | 0.5022 |  | km | 0 | 0 | 0 | 0 | -0.5022 | 0 | 0 | 0 | 0 | 0 | -0.5022 |  | km | 0 | 0 | 0 | 0 | 0 | -0.5022 | 0 | 0 | 0 | 0 | -0.5022 | OK
|  |  | Deterioration |  | R£ | -0.0016444 | 0.32847 | -5.9443 | 5.1636 | 4.6593 | -13.0561 | -1.8996 | 0.09368 | 16.1472 | 6.6393 | 12.1298 |  | km |  |  | km | -45.3589 | 45.3589 | -16.7163 | 9.103 | 7.3536 | -13.0141 | -1.8151 | 0.0725 | 11.0799 | 3.9365 | 3.9524e-14 |  | km | -18.9542 | 7.2395 | 7.7515 | 3.034 | 0.9292 | 0 | -7.61 | -9.1862 | -4.639 | 21.4352 | -6.7502e-14 | OK
|  |  | Manual Over-ride on PoF or CoF |  | R£ | 0 | 0 | 0 | 0 | 0 | 0 | 0 | 0 | 0 | 0 | 0 |  | km | 0 |  | km | 0 | 0 | 0 | 0 | 0 | 0 | 0 | 0 | 0 | 0 | 0 |  | km | 0 | 0 | 0 | 0 | 0 | 0 | 0 | 0 | 0 | 0 | 0 | OK
|  |  | Extension of Expected Asset Life |  | R£ | [10 empty] | 0 |  | km |  |  | km | [10 empty] | 0 |  | km | [10 empty] | 0 | OK
|  |  | Asset Replacement (PoF Driven) |  | R£ | 0 | -0.028716 | -0.017385 | -0.030499 | 0 | 0 | 0 | 0 | -16.1472 | -6.6393 | -22.8631 |  | km | 21.4901 |  | km | 0 | 17.9243 | -0.0619 | -0.0728 | 0 | 0 | 0 | 0 | -11.0799 | -3.9365 | 2.7732 |  | km | 21.4901 | 0 | 0 | -0.2368 | 0 | 0 | 0 | 0 | 0 | -18.4801 | 2.7732 | OK
|  |  | Asset Replacement (CoF Driven) |  | R£ | 0 | 0 | 0 | 0 | 0 | 0 | 0 | 0 | 0 | 0 | 0 |  | km | 0 |  | km | 0 | 0 | 0 | 0 | 0 | 0 | 0 | 0 | 0 | 0 | 0 |  | km | 0 | 0 | 0 | 0 | 0 | 0 | 0 | 0 | 0 | 0 | 0 | OK
|  |  | Asset Replacement (Other Driven) |  | R£ | -8.2562e-06 | 2.7352e-05 | 0 | -0.057576 | 0 | 0 | 0 | 0 | 0 | 0 | -0.057557 |  | km | 5.141 |  | km | 0.1066 | -0.0022 | 0 | -0.1044 | 0 | 0 | 0 | 0 | 0 | 0 | -6.3838e-16 |  | km | 0.1044 | 0 | 0 | 0 | -0.1044 | 0 | 0 | 0 | 0 | 0 | -8.4655e-16 | OK
|  |  | Asset Refurbishment (PoF Driven) |  | R£ | 0 | 0.92184 | 0 | -3.4886 | -4.5286 | 0 | 0 | 0 | 0 | 0 | -7.0954 |  | km | 14.079 |  | km | 0 | 12.8734 | 0 | -5.7623 | -7.1111 | 0 | 0 | 0 | 0 | 0 | -8.8818e-15 |  | km | 11.0006 | 0 | 0 | 0.1233 | 0 | 2.9551 | 0 | -4.8428 | -6.2811 | -2.9551 | 0 | OK
|  |  | Asset Refurbishment (CoF Driven) |  | R£ | 0 | 0 | 0 | 0 | 0 | 0 | 0 | 0 | 0 | 0 | 0 |  | km | 0 |  | km | 0 | 0 | 0 | 0 | 0 | 0 | 0 | 0 | 0 | 0 | 0 |  | km | 0 | 0 | 0 | 0 | 0 | 0 | 0 | 0 | 0 | 0 | 0 | OK
|  |  | Asset Refurbishment (Other Driven) |  | R£ | 0 | 0 | 0 | 0 | 0 | 0 | 0 | 0 | 0 | 0 | 0 |  | km | 0 |  | km | 0 | 0 | 0 | 0 | 0 | 0 | 0 | 0 | 0 | 0 | 0 |  | km | 0 | 0 | 0 | 0 | 0 | 0 | 0 | 0 | 0 | 0 | 0 | OK
|  |  | Indirect Intervention |  | R£ | 0 | 0 | 0 | 0 | 0 | 0 | 0 | 0 | 0 | 0 | 0 |  | km | 0 |  | km | 0 | 0 | 0 | 0 | 0 | 0 | 0 | 0 | 0 | 0 | 0 |  | km | 0 | 0 | 0 | 0 | 0 | 0 | 0 | 0 | 0 | 0 | 0 | OK
|  |  | Changes in Maintenance Programme |  | R£ | [10 empty] | 0 |  | km |  |  | km | [10 empty] | 0 |  | km | [10 empty] | 0 | OK
|  |  | Asset Replacement Due To Early Life Failures |  | R£ | [10 empty] | 0 |  | km |  |  | km | [10 empty] | 0 |  | km | [10 empty] | 0 | OK
|  |  | Methodological Changes |  | R£ | [10 empty] | 0 |  | km |  |  | km | [10 empty] | 0 |  | km | [10 empty] | 0 | OK
|  |  | Data Cleanse |  | R£ | [10 empty] | 0 |  | km |  |  | km | [10 empty] | 0 |  | km | [10 empty] | 0 | OK
|  |  | Other Factors |  | R£ | 0 | 0 | 0 | 0 | 0 | 0 | 0 | 0 | 0 | 0 | 0 |  | km | 0 |  | km | 0 | 0 | 0 | 0 | 0 | 0 | 0 | 0 | 0 | 0 | 0 |  | km | 0 | 0 | 0 | 0 | 0 | 0 | 0 | 0 | 0 | 0 | 0 | OK
|  | End of RIIO-2 Total Network Risk |  |  | R£ | 0.0019717 | 4.4798 | 4.0051 | 3.41 | 0 | 0.26312 | 0 | 0.09368 | 0 | 0 | 12.2537 |  | km |  |  | km | 69.414 | 215.8729 | 16.5152 | 7.2297 | 0 | 0.2597 | 0 | 0.0725 | 0 | 0 | 309.364 |  | km | 257.854 | 22.4848 | 11.835 | 11.6516 | 1.4764 | 4.0622 | 0 | 0 | 0 | 1.3323e-15 | 309.364 | OK

## N3.05
RIIO-2 Business Plan Data Template
Scottish Power Transmission
Workbook Scottish Power Transmission
Submission Version 3.0 - Submitted on 09 Dec 2019
Template Version: v3.0
Sheet: N3.05 132kV OHL Conductor
Prices Base: 2018/19
Error Checks: OK
- | - | - | - | - | - | - | - | - | - | - | - | - | - | - | - | - | - | - | - | - | - | - | - | - | - | - | - | - | - | - | - | - | - | - | - | - | - | - | - | - | - | - | - | - | - | -
132kV OHL Conductor |  |  |  |  | Monetised Risk | [12 empty] | Volumes |  |  |  | Units: | km
[18 empty] | Vol. Impacted |  |  | Total Volume: Monetised Risk Banding | [12 empty] | Total Volume: Probability of Failure (PoF) Banding
RIIO-1 | 2019-2021 (3 Years) |  |  |  | Units | R1 | R2 | R3 | R4 | R5 | R6 | R7 | R8 | R9 | R10 | Total |  | Units | No. |  | Units | R1 | R2 | R3 | R4 | R5 | R6 | R7 | R8 | R9 | R10 | Total |  | Units | P1 | P2 | P3 | P4 | P5 | P6 | P7 | P8 | P9 | P10 | Total | Check
|  | Long Term Benefit of Interventions During The Period |  |  | LR£ | [10 empty] | 0 | [15 empty] | 0 | [12 empty] | 0
|  | Start of 2019/20 Total Network Risk |  |  | R£ | 0.00091577 | 11.6488 | 7.4701 | 3.1481 | 3.0798 | 5.2981 | 0.039538 | 0 | 3.3212 | 0 | 34.0066 |  | km |  |  | km | 24.2473 | 1176.7705 | 219.9575 | 49.9121 | 39.549 | 49.762 | 0.2937 | 0 | 18.3087 | 0 | 1578.8008 |  | km | 445.1706 | 258.4178 | 43.6309 | 83.8135 | 57.7176 | 457.6639 | 161.6827 | 70.7038 | 0 | 0 | 1578.8008 | OK
|  | Drivers of Change in Risk | Asset Additions (not part of replace or refurb) |  | R£ | 0 | 0 | 0 | 0 | 0 | 0 | 0 | 0 | 0 | 0 | 0 |  | km | 0 |  | km | 0 | 0 | 0 | 0 | 0 | 0 | 0 | 0 | 0 | 0 | 0 |  | km | 0 | 0 | 0 | 0 | 0 | 0 | 0 | 0 | 0 | 0 | 0 | OK
|  |  | Asset Disposals (not part of replace or refurb) |  | R£ | 0 | -0.35396 | -0.081188 | -0.15716 | 0 | 0 | 0 | 0 | 0 | 0 | -0.59231 |  | km | 0 |  | km | 0 | 0 | 0 | 0 | 0 | 0 | 0 | 0 | 0 | 0 | 0 |  | km | 0 | 0 | 0 | 0 | 0 | 0 | 0 | 0 | 0 | 0 | 0 | OK
|  |  | Deterioration |  | R£ | -4.8155e-06 | -0.40766 | 1.4825 | -1.3333 | 2.6912 | -4.3642 | 6.2676 | 0.048066 | -3.3212 | 3.9959 | 5.059 |  | km |  |  | km | 0 | -100.0553 | 52.9968 | -20.6089 | 31.9813 | -40.8952 | 49.4683 | 0.2937 | -18.3087 | 18.3087 | -26.8193 |  | km | -65.2078 | 35.5755 | 0.4379 | -16.4504 | -10.6628 | 29.4883 | 0 | -67.0925 | 67.0925 | 0 | -26.8193 | OK
|  |  | Manual Over-ride on PoF or CoF |  | R£ | 0 | 0 | 0 | 0 | 0 | 0 | 0 | 0 | 0 | 0 | 0 |  | km | 0 |  | km | 0 | 0 | 0 | 0 | 0 | 0 | 0 | 0 | 0 | 0 | 0 |  | km | 0 | 0 | 0 | 0 | 0 | 0 | 0 | 0 | 0 | 0 | 0 | OK
|  |  | Extension of Expected Asset Life |  | R£ | [10 empty] | 0 |  | km |  |  | km | [10 empty] | 0 |  | km | [10 empty] | 0 | OK
|  |  | Asset Replacement (PoF Driven) |  | R£ | 0.0015508 | -1.0672 | 0 | 0 | 0 | 0 | 0 | 0 | 0 | 0 | -1.0657 |  | km | 137.542 |  | km | 40.8999 | -40.8999 | 0 | 0 | 0 | 0 | 0 | 0 | 0 | 0 | 1.35e-13 |  | km | 137.542 | 0 | 0 | -8.0536 | 0 | -129.4884 | 0 | 0 | 0 | 0 | -8.5265e-14 | OK
|  |  | Asset Replacement (CoF Driven) |  | R£ | 0 | 0 | 0 | 0 | 0 | 0 | 0 | 0 | 0 | 0 | 0 |  | km | 0 |  | km | 0 | 0 | 0 | 0 | 0 | 0 | 0 | 0 | 0 | 0 | 0 |  | km | 0 | 0 | 0 | 0 | 0 | 0 | 0 | 0 | 0 | 0 | 0 | OK
|  |  | Asset Replacement (Other Driven) |  | R£ | 0 | 0 | 0 | 0 | 0 | 0 | 0 | 0 | 0 | 0 | 0 |  | km | 0 |  | km | 0 | 0 | 0 | 0 | 0 | 0 | 0 | 0 | 0 | 0 | 0 |  | km | 0 | 0 | 0 | 0 | 0 | 0 | 0 | 0 | 0 | 0 | 0 | OK
|  |  | Asset Refurbishment (PoF Driven) |  | R£ | 0 | 0 | 0 | 0 | 0 | 0 | 0 | 0 | 0 | 0 | 0 |  | km | 0 |  | km | 0 | 0 | 0 | 0 | 0 | 0 | 0 | 0 | 0 | 0 | 0 |  | km | 0 | 0 | 0 | 0 | 0 | 0 | 0 | 0 | 0 | 0 | 0 | OK
|  |  | Asset Refurbishment (CoF Driven) |  | R£ | 0 | 0 | 0 | 0 | 0 | 0 | 0 | 0 | 0 | 0 | 0 |  | km | 0 |  | km | 0 | 0 | 0 | 0 | 0 | 0 | 0 | 0 | 0 | 0 | 0 |  | km | 0 | 0 | 0 | 0 | 0 | 0 | 0 | 0 | 0 | 0 | 0 | OK
|  |  | Asset Refurbishment (Other Driven) |  | R£ | 0 | 0 | 0 | 0 | 0 | 0 | 0 | 0 | 0 | 0 | 0 |  | km | 0 |  | km | 0 | 0 | 0 | 0 | 0 | 0 | 0 | 0 | 0 | 0 | 0 |  | km | 0 | 0 | 0 | 0 | 0 | 0 | 0 | 0 | 0 | 0 | 0 | OK
|  |  | Indirect Intervention |  | R£ | 0 | 0 | 0 | 0 | 0 | 0 | 0 | 0 | 0 | 0 | 0 |  | km | 0 |  | km | 0 | 0 | 0 | 0 | 0 | 0 | 0 | 0 | 0 | 0 | 0 |  | km | 0 | 0 | 0 | 0 | 0 | 0 | 0 | 0 | 0 | 0 | 0 | OK
|  |  | Changes in Maintenance Programme |  | R£ | [10 empty] | 0 |  | km |  |  | km | [10 empty] | 0 |  | km | [10 empty] | 0 | OK
|  |  | Asset Replacement Due To Early Life Failures |  | R£ | [10 empty] | 0 |  | km |  |  | km | [10 empty] | 0 |  | km | [10 empty] | 0 | OK
|  |  | Methodological Changes |  | R£ | [10 empty] | 0 |  | km |  |  | km | [10 empty] | 0 |  | km | [10 empty] | 0 | OK
|  |  | Data Cleanse |  | R£ | [10 empty] | 0 |  | km |  |  | km | [10 empty] | 0 |  | km | [10 empty] | 0 | OK
|  |  | Other Factors |  | R£ | 0 | 0 | 0 | 0 | 0 | 0 | 0 | 0 | 0 | 0 | 0 |  | km | 0 |  | km | 0 | 0 | 0 | 0 | 0 | 0 | 0 | 0 | 0 | 0 | 0 |  | km | 0 | 0 | 0 | 0 | 0 | 0 | 0 | 0 | 0 | 0 | 0 | OK
|  | End of RIIO-1 Total Network Risk |  |  | R£ | 0.0024617 | 9.8199 | 8.8714 | 1.6577 | 5.771 | 0.93388 | 6.3071 | 0.048066 | 0 | 3.9959 | 37.4075 |  | km |  |  | km | 65.1472 | 1035.8153 | 272.9543 | 29.3032 | 71.5303 | 8.8668 | 49.762 | 0.2937 | 0 | 18.3087 | 1551.9815 |  | km | 517.5048 | 293.9933 | 44.0688 | 59.3095 | 47.0548 | 357.6638 | 161.6827 | 3.6113 | 67.0925 | 0 | 1551.9815 | OK
RIIO-2 | 2022-2026 (5 Years) |  |  |  | Units | R1 | R2 | R3 | R4 | R5 | R6 | R7 | R8 | R9 | R10 | Total |  | Units | No. |  | Units | R1 | R2 | R3 | R4 | R5 | R6 | R7 | R8 | R9 | R10 | Total |  | Units | P1 | P2 | P3 | P4 | P5 | P6 | P7 | P8 | P9 | P10 | Total | Check
|  | Long Term Benefit of Interventions During RIIO-2 |  |  | LR£ | R10: 1432.3021 | 1432.3021 | [15 empty] | 0 | [12 empty] | 0
|  | Start of RIIO-2 Total Network Risk |  |  | R£ | 0.0024617 | 9.8199 | 8.8714 | 1.6577 | 5.771 | 0.93388 | 6.3071 | 0.048066 | 0 | 3.9959 | 37.4075 |  | km |  |  | km | 65.1472 | 1035.8153 | 272.9543 | 29.3032 | 71.5303 | 8.8668 | 49.762 | 0.2937 | 0 | 18.3087 | 1551.9815 |  | km | 517.5048 | 293.9933 | 44.0688 | 59.3095 | 47.0548 | 357.6638 | 161.6827 | 3.6113 | 67.0925 | 0 | 1551.9815 | OK
|  | Drivers of Change in Risk | Asset Additions (not part of replace or refurb) |  | R£ | 0 | 0 | 0 | 0 | 0 | 0 | 0 | 0 | 0 | 0 | 0 |  | km | 0 |  | km | 0 | 0 | 0 | 0 | 0 | 0 | 0 | 0 | 0 | 0 | 0 |  | km | 0 | 0 | 0 | 0 | 0 | 0 | 0 | 0 | 0 | 0 | 0 | OK
|  |  | Asset Disposals (not part of replace or refurb) |  | R£ | 0 | 0 | 0 | -0.35117 | 0 | 0 | 0 | 0 | 0 | 0 | -0.35117 |  | km | 5.1685 |  | km | 0 | 0 | 0 | -5.1685 | 0 | 0 | 0 | 0 | 0 | 0 | -5.1685 |  | km | 0 | 0 | 0 | 0 | 0 | 0 | -5.1685 | 0 | 0 | 0 | -5.1685 | OK
|  |  | Deterioration |  | R£ | -0.0011177 | -2.315 | 3.6795 | 2.5936 | -4.4794 | 3.6972 | -1.1428 | 1.3259 | 4.8169 | 7.5003 | 15.675 |  | km |  |  | km | -29.6984 | -132.7302 | 93.2055 | 45.3245 | -55.8846 | 31.9813 | -10.2345 | 7.9807 | 25.4418 | 24.6139 | -5.6843e-13 |  | km | -0.6944 | -195.0209 | 158.4797 | -15.6786 | 5.8594 | -314.3202 | 199.4453 | 158.3184 | -66.8365 | 70.4478 | -1.819e-12 | OK
|  |  | Manual Over-ride on PoF or CoF |  | R£ | 0 | 0 | 0 | 0 | 0 | 0 | 0 | 0 | 0 | 0 | 0 |  | km | 0 |  | km | 0 | 0 | 0 | 0 | 0 | 0 | 0 | 0 | 0 | 0 | 0 |  | km | 0 | 0 | 0 | 0 | 0 | 0 | 0 | 0 | 0 | 0 | 0 | OK
|  |  | Extension of Expected Asset Life |  | R£ | [10 empty] | 0 |  | km |  |  | km | [10 empty] | 0 |  | km | [10 empty] | 0 | OK
|  |  | Asset Replacement (PoF Driven) |  | R£ | 4.0804e-05 | 0.68767 | -1.1729 | -1.9485 | -0.026493 | -3.8 | 0 | -1.374 | -2.7366 | -8.5946 | -18.9652 |  | km | 231.3415 |  | km | 1.0816 | 139.1032 | -27.9329 | -37.3595 | -0.3292 | -33.1613 | 0 | -8.2744 | -14.4264 | -29.7662 | -11.0651 |  | km | 231.3415 | -2.5613 | 0 | 0 | -22.5991 | -12.3445 | -79.6336 | -62.604 | -0.256 | -62.4081 | -11.0651 | OK
|  |  | Asset Replacement (CoF Driven) |  | R£ | 0 | 0 | 0 | 0 | 0 | 0 | 0 | 0 | 0 | 0 | 0 |  | km | 0 |  | km | 0 | 0 | 0 | 0 | 0 | 0 | 0 | 0 | 0 | 0 | 0 |  | km | 0 | 0 | 0 | 0 | 0 | 0 | 0 | 0 | 0 | 0 | 0 | OK
|  |  | Asset Replacement (Other Driven) |  | R£ | 0 | 0.21332 | 0.024043 | -0.19644 | 0 | 0 | -1.0682 | 0 | 0 | 0 | -1.0273 |  | km | 48.3912 |  | km | 0 | 19.1376 | 1.0023 | -1.9396 | 0 | 0 | -8.2529 | 0 | 0 | 0 | 9.9474 |  | km | 32.6897 | 0 | -0.2361 | 0 | -0.4366 | -8.2529 | -13.8167 | 0 | 0 | 0 | 9.9474 | OK
|  |  | Asset Refurbishment (PoF Driven) |  | R£ | 0 | 0 | 0 | 0 | 0 | 0 | 0 | 0 | 0 | 0 | 0 |  | km | 0 |  | km | 0 | 0 | 0 | 0 | 0 | 0 | 0 | 0 | 0 | 0 | 0 |  | km | 0 | 0 | 0 | 0 | 0 | 0 | 0 | 0 | 0 | 0 | 0 | OK
|  |  | Asset Refurbishment (CoF Driven) |  | R£ | 0 | 0 | 0 | 0 | 0 | 0 | 0 | 0 | 0 | 0 | 0 |  | km | 0 |  | km | 0 | 0 | 0 | 0 | 0 | 0 | 0 | 0 | 0 | 0 | 0 |  | km | 0 | 0 | 0 | 0 | 0 | 0 | 0 | 0 | 0 | 0 | 0 | OK
|  |  | Asset Refurbishment (Other Driven) |  | R£ | 0 | 0 | 0 | 0 | 0 | 0 | 0 | 0 | 0 | 0 | 0 |  | km | 0 |  | km | 0 | 0 | 0 | 0 | 0 | 0 | 0 | 0 | 0 | 0 | 0 |  | km | 0 | 0 | 0 | 0 | 0 | 0 | 0 | 0 | 0 | 0 | 0 | OK
|  |  | Indirect Intervention |  | R£ | 0 | 0 | 0 | 0 | 0 | 0 | 0 | 0 | 0 | 0 | 0 |  | km | 0 |  | km | 0 | 0 | 0 | 0 | 0 | 0 | 0 | 0 | 0 | 0 | 0 |  | km | 0 | 0 | 0 | 0 | 0 | 0 | 0 | 0 | 0 | 0 | 0 | OK
|  |  | Changes in Maintenance Programme |  | R£ | [10 empty] | 0 |  | km |  |  | km | [10 empty] | 0 |  | km | [10 empty] | 0 | OK
|  |  | Asset Replacement Due To Early Life Failures |  | R£ | [10 empty] | 0 |  | km |  |  | km | [10 empty] | 0 |  | km | [10 empty] | 0 | OK
|  |  | Methodological Changes |  | R£ | [10 empty] | 0 |  | km |  |  | km | [10 empty] | 0 |  | km | [10 empty] | 0 | OK
|  |  | Data Cleanse |  | R£ | [10 empty] | 0 |  | km |  |  | km | [10 empty] | 0 |  | km | [10 empty] | 0 | OK
|  |  | Other Factors |  | R£ | 0 | 0 | 0 | 0 | 0 | 0 | 0 | 0 | 0 | 0 | 0 |  | km | 0 |  | km | 0 | 0 | 0 | 0 | 0 | 0 | 0 | 0 | 0 | 0 | 0 |  | km | 0 | 0 | 0 | 0 | 0 | 0 | 0 | 0 | 0 | 0 | 0 | OK
|  | End of RIIO-2 Total Network Risk |  |  | R£ | 0.0013848 | 8.4059 | 11.4021 | 1.7552 | 1.2651 | 0.83112 | 4.0961 | 0 | 2.0803 | 2.9017 | 32.7389 |  | km |  |  | km | 36.5304 | 1061.3259 | 339.2292 | 30.1601 | 15.3165 | 7.6868 | 31.2746 | 0 | 11.0154 | 13.1564 | 1545.6953 |  | km | 780.8416 | 96.4111 | 202.3124 | 43.6309 | 29.8785 | 22.7462 | 262.5092 | 99.3257 | 2.2204e-16 | 8.0397 | 1545.6953 | OK

## N3.06
RIIO-2 Business Plan Data Template
Scottish Power Transmission
Workbook Scottish Power Transmission
Submission Version 3.0 - Submitted on 09 Dec 2019
Template Version: v3.0
Sheet: N3.06 132kV OHL Fittings
Prices Base: 2018/19
Error Checks: OK
- | - | - | - | - | - | - | - | - | - | - | - | - | - | - | - | - | - | - | - | - | - | - | - | - | - | - | - | - | - | - | - | - | - | - | - | - | - | - | - | - | - | - | - | - | - | -
132kV OHL Fittings |  |  |  |  | Monetised Risk | [12 empty] | Volumes |  |  |  | Units: | #
[18 empty] | Vol. Impacted |  |  | Total Volume: Monetised Risk Banding | [12 empty] | Total Volume: Probability of Failure (PoF) Banding
RIIO-1 | 2019-2021 (3 Years) |  |  |  | Units | R1 | R2 | R3 | R4 | R5 | R6 | R7 | R8 | R9 | R10 | Total |  | Units | No. |  | Units | R1 | R2 | R3 | R4 | R5 | R6 | R7 | R8 | R9 | R10 | Total |  | Units | P1 | P2 | P3 | P4 | P5 | P6 | P7 | P8 | P9 | P10 | Total | Check
|  | Long Term Benefit of Interventions During The Period |  |  | LR£ | [10 empty] | 0 | [15 empty] | 0 | [12 empty] | 0
|  | Start of 2019/20 Total Network Risk |  |  | R£ | 0.15667 | 160.7733 | 73.132 | 45.9486 | 5.8566 | 5.1126 | 2.547 | 6.6412 | 77.82 | 0 | 377.9877 |  | # |  |  | # | 1131 | 4492 | 598 | 192 | 18 | 12 | 5 | 11 | 114 | 0 | 6573 |  | # | 3284 | 1103 | 458 | 421 | 184 | 458 | 141 | 141 | 52 | 331 | 6573 | OK
|  | Drivers of Change in Risk | Asset Additions (not part of replace or refurb) |  | R£ | 0 | 0 | 0 | 0 | 0 | 0 | 0 | 0 | 0 | 0 | 0 |  | # | 0 |  | # | 0 | 0 | 0 | 0 | 0 | 0 | 0 | 0 | 0 | 0 | 0 |  | # | 0 | 0 | 0 | 0 | 0 | 0 | 0 | 0 | 0 | 0 | 0 | OK
|  |  | Asset Disposals (not part of replace or refurb) |  | R£ | 0 | -3.9609 | -4.3082 | 0 | 0 | 0 | 0 | 0 | 0 | 0 | -8.2691 |  | # | 94 |  | # | 0 | -64 | -30 | 0 | 0 | 0 | 0 | 0 | 0 | 0 | -94 |  | # | -6 | -16 | -12 | 0 | -60 | 0 | 0 | 0 | 0 | 0 | -94 | OK
|  |  | Deterioration |  | R£ | -5.4635 | -0.07573 | 10.0321 | -13.7648 | 40.0323 | 0.89064 | 0.56291 | -2.5448 | -74.3095 | 114.2723 | 69.632 |  | # |  |  | # | 0 | -170 | 99 | -56 | 112 | 2 | 1 | -4 | -109 | 125 | 0 |  | # | 0 | 0 | 0 | 0 | 0 | 0 | 0 | 0 | 0 | 0 | 0 | OK
|  |  | Manual Over-ride on PoF or CoF |  | R£ | 0 | 0 | 0 | 0 | 0 | 0 | 0 | 0 | 0 | 0 | 0 |  | # | 0 |  | # | 0 | 0 | 0 | 0 | 0 | 0 | 0 | 0 | 0 | 0 | 0 |  | # | 0 | 0 | 0 | 0 | 0 | 0 | 0 | 0 | 0 | 0 | 0 | OK
|  |  | Extension of Expected Asset Life |  | R£ | [10 empty] | 0 |  | # |  |  | # | [10 empty] | 0 |  | # | [10 empty] | 0 | OK
|  |  | Asset Replacement (PoF Driven) |  | R£ | 5.4781 | -10.5757 | -10.3167 | -13.129 | 0 | 0.019674 | 0 | 0 | 0 | 0 | -28.5236 |  | # | 579 |  | # | 138 | 9 | -91 | -56 | 0 | 0 | 0 | 0 | 0 | 0 | 0 |  | # | 579 | -18 | -31 | -63 | -54 | -221 | -55 | -79 | -14 | -44 | 0 | OK
|  |  | Asset Replacement (CoF Driven) |  | R£ | 0 | 0 | 0 | 0 | 0 | 0 | 0 | 0 | 0 | 0 | 0 |  | # | 0 |  | # | 0 | 0 | 0 | 0 | 0 | 0 | 0 | 0 | 0 | 0 | 0 |  | # | 0 | 0 | 0 | 0 | 0 | 0 | 0 | 0 | 0 | 0 | 0 | OK
|  |  | Asset Replacement (Other Driven) |  | R£ | 0 | 0 | 0 | 0 | 0 | 0 | 0 | 0 | 0 | 0 | 0 |  | # | 0 |  | # | 0 | 0 | 0 | 0 | 0 | 0 | 0 | 0 | 0 | 0 | 0 |  | # | 0 | 0 | 0 | 0 | 0 | 0 | 0 | 0 | 0 | 0 | 0 | OK
|  |  | Asset Refurbishment (PoF Driven) |  | R£ | 0 | 0 | 0 | 0 | 0 | 0 | 0 | 0 | 0 | 0 | 0 |  | # | 0 |  | # | 0 | 0 | 0 | 0 | 0 | 0 | 0 | 0 | 0 | 0 | 0 |  | # | 0 | 0 | 0 | 0 | 0 | 0 | 0 | 0 | 0 | 0 | 0 | OK
|  |  | Asset Refurbishment (CoF Driven) |  | R£ | 0 | 0 | 0 | 0 | 0 | 0 | 0 | 0 | 0 | 0 | 0 |  | # | 0 |  | # | 0 | 0 | 0 | 0 | 0 | 0 | 0 | 0 | 0 | 0 | 0 |  | # | 0 | 0 | 0 | 0 | 0 | 0 | 0 | 0 | 0 | 0 | 0 | OK
|  |  | Asset Refurbishment (Other Driven) |  | R£ | 0 | 0 | 0 | 0 | 0 | 0 | 0 | 0 | 0 | 0 | 0 |  | # | 0 |  | # | 0 | 0 | 0 | 0 | 0 | 0 | 0 | 0 | 0 | 0 | 0 |  | # | 0 | 0 | 0 | 0 | 0 | 0 | 0 | 0 | 0 | 0 | 0 | OK
|  |  | Indirect Intervention |  | R£ | 0 | 0 | 0 | 0 | 0 | 0 | 0 | 0 | 0 | 0 | 0 |  | # | 0 |  | # | 0 | 0 | 0 | 0 | 0 | 0 | 0 | 0 | 0 | 0 | 0 |  | # | 0 | 0 | 0 | 0 | 0 | 0 | 0 | 0 | 0 | 0 | 0 | OK
|  |  | Changes in Maintenance Programme |  | R£ | [10 empty] | 0 |  | # |  |  | # | [10 empty] | 0 |  | # | [10 empty] | 0 | OK
|  |  | Asset Replacement Due To Early Life Failures |  | R£ | [10 empty] | 0 |  | # |  |  | # | [10 empty] | 0 |  | # | [10 empty] | 0 | OK
|  |  | Methodological Changes |  | R£ | [10 empty] | 0 |  | # |  |  | # | [10 empty] | 0 |  | # | [10 empty] | 0 | OK
|  |  | Data Cleanse |  | R£ | [10 empty] | 0 |  | # |  |  | # | [10 empty] | 0 |  | # | [10 empty] | 0 | OK
|  |  | Other Factors |  | R£ | 0 | 0 | 0 | 0 | 0 | 0 | 0 | 0 | 0 | 0 | 0 |  | # | 0 |  | # | 0 | 0 | 0 | 0 | 0 | 0 | 0 | 0 | 0 | 0 | 0 |  | # | 0 | 0 | 0 | 0 | 0 | 0 | 0 | 0 | 0 | 0 | 0 | OK
|  | End of RIIO-1 Total Network Risk |  |  | R£ | 0.17131 | 146.161 | 68.5391 | 19.0548 | 45.8889 | 6.0229 | 3.1099 | 4.0964 | 3.5105 | 114.2723 | 410.8271 |  | # |  |  | # | 1269 | 4267 | 576 | 80 | 130 | 14 | 6 | 7 | 5 | 125 | 6479 |  | # | 3857 | 1069 | 415 | 358 | 70 | 237 | 86 | 62 | 38 | 287 | 6479 | OK
RIIO-2 | 2022-2026 (5 Years) |  |  |  | Units | R1 | R2 | R3 | R4 | R5 | R6 | R7 | R8 | R9 | R10 | Total |  | Units | No. |  | Units | R1 | R2 | R3 | R4 | R5 | R6 | R7 | R8 | R9 | R10 | Total |  | Units | P1 | P2 | P3 | P4 | P5 | P6 | P7 | P8 | P9 | P10 | Total | Check
|  | Long Term Benefit of Interventions During RIIO-2 |  |  | LR£ | R10: 2667.7258 | 2667.7258 | [15 empty] | 0 | [12 empty] | 0
|  | Start of RIIO-2 Total Network Risk |  |  | R£ | 0.17131 | 146.161 | 68.5391 | 19.0548 | 45.8889 | 6.0229 | 3.1099 | 4.0964 | 3.5105 | 114.2723 | 410.8271 |  | # |  |  | # | 1269 | 4267 | 576 | 80 | 130 | 14 | 6 | 7 | 5 | 125 | 6479 |  | # | 3857 | 1069 | 415 | 358 | 70 | 237 | 86 | 62 | 38 | 287 | 6479 | OK
|  | Drivers of Change in Risk | Asset Additions (not part of replace or refurb) |  | R£ | 0 | 0 | 0 | 0 | 0 | 0 | 0 | 0 | 0 | 0 | 0 |  | # | 0 |  | # | 0 | 0 | 0 | 0 | 0 | 0 | 0 | 0 | 0 | 0 | 0 |  | # | 0 | 0 | 0 | 0 | 0 | 0 | 0 | 0 | 0 | 0 | 0 | OK
|  |  | Asset Disposals (not part of replace or refurb) |  | R£ | 0 | -1.1278 | -0.39636 | 0 | 0 | 0 | 0 | 0 | 0 | 0 | -1.5242 |  | # | 22 |  | # | 0 | -18 | -4 | 0 | 0 | 0 | 0 | 0 | 0 | 0 | -22 |  | # | 0 | -11 | -7 | -4 | 0 | 0 | 0 | 0 | 0 | 0 | -22 | OK
|  |  | Deterioration |  | R£ | 0.0042296 | -26.1355 | 47.0485 | 10.1597 | -35.2943 | 7.8477 | 15.497 | 16.9962 | 15.5655 | 236.4724 | 288.1614 |  | # |  |  | # | 0 | -526 | 355 | 48 | -98 | 18 | 29 | 29 | 22 | 123 | 0 |  | # | -1161 | 320 | 370 | 44 | 197 | 90 | 15 | 34 | 4 | 87 | 0 | OK
|  |  | Manual Over-ride on PoF or CoF |  | R£ | 0 | 0 | 0 | 0 | 0 | 0 | 0 | 0 | 0 | 0 | 0 |  | # | 0 |  | # | 0 | 0 | 0 | 0 | 0 | 0 | 0 | 0 | 0 | 0 | 0 |  | # | 0 | 0 | 0 | 0 | 0 | 0 | 0 | 0 | 0 | 0 | 0 | OK
|  |  | Extension of Expected Asset Life |  | R£ | [10 empty] | 0 |  | # |  |  | # | [10 empty] | 0 |  | # | [10 empty] | 0 | OK
|  |  | Asset Replacement (PoF Driven) |  | R£ | 0 | 4.1713 | -3.4628 | -2.0226 | -2.1575 | -5.8502 | -10.2069 | -16.7905 | -6.1685 | -322.7211 | -365.2089 |  | # | 422 |  | # | 0 | 361 | -25 | -8 | -7 | -14 | -19 | -29 | -9 | -229 | 21 |  | # | 422 | -18 | -22 | -1 | -2 | -7 | -14 | -22 | -11 | -304 | 21 | OK
|  |  | Asset Replacement (CoF Driven) |  | R£ | 0 | 0 | 0 | 0 | 0 | 0 | 0 | 0 | 0 | 0 | 0 |  | # | 0 |  | # | 0 | 0 | 0 | 0 | 0 | 0 | 0 | 0 | 0 | 0 | 0 |  | # | 0 | 0 | 0 | 0 | 0 | 0 | 0 | 0 | 0 | 0 | 0 | OK
|  |  | Asset Replacement (Other Driven) |  | R£ | 0 | 7.4778 | -6.5751 | -7.8871 | -2.8141 | 0 | 0 | -1.8566 | 0 | -17.3943 | -29.0494 |  | # | 150 |  | # | 0 | 150 | -57 | -30 | -8 | 0 | 0 | -3 | 0 | -10 | 42 |  | # | 150 | -2 | -46 | 0 | 0 | -1 | -35 | 0 | -2 | -22 | 42 | OK
|  |  | Asset Refurbishment (PoF Driven) |  | R£ | 0 | 0 | 0 | 0 | 0 | 0 | 0 | 0 | 0 | 0 | 0 |  | # | 0 |  | # | 0 | 0 | 0 | 0 | 0 | 0 | 0 | 0 | 0 | 0 | 0 |  | # | 0 | 0 | 0 | 0 | 0 | 0 | 0 | 0 | 0 | 0 | 0 | OK
|  |  | Asset Refurbishment (CoF Driven) |  | R£ | 0 | 0 | 0 | 0 | 0 | 0 | 0 | 0 | 0 | 0 | 0 |  | # | 0 |  | # | 0 | 0 | 0 | 0 | 0 | 0 | 0 | 0 | 0 | 0 | 0 |  | # | 0 | 0 | 0 | 0 | 0 | 0 | 0 | 0 | 0 | 0 | 0 | OK
|  |  | Asset Refurbishment (Other Driven) |  | R£ | 0 | 0 | 0 | 0 | 0 | 0 | 0 | 0 | 0 | 0 | 0 |  | # | 0 |  | # | 0 | 0 | 0 | 0 | 0 | 0 | 0 | 0 | 0 | 0 | 0 |  | # | 0 | 0 | 0 | 0 | 0 | 0 | 0 | 0 | 0 | 0 | 0 | OK
|  |  | Indirect Intervention |  | R£ | 0 | 0 | 0 | 0 | 0 | 0 | 0 | 0 | 0 | 0 | 0 |  | # | 0 |  | # | 0 | 0 | 0 | 0 | 0 | 0 | 0 | 0 | 0 | 0 | 0 |  | # | 0 | 0 | 0 | 0 | 0 | 0 | 0 | 0 | 0 | 0 | 0 | OK
|  |  | Changes in Maintenance Programme |  | R£ | [10 empty] | 0 |  | # |  |  | # | [10 empty] | 0 |  | # | [10 empty] | 0 | OK
|  |  | Asset Replacement Due To Early Life Failures |  | R£ | [10 empty] | 0 |  | # |  |  | # | [10 empty] | 0 |  | # | [10 empty] | 0 | OK
|  |  | Methodological Changes |  | R£ | [10 empty] | 0 |  | # |  |  | # | [10 empty] | 0 |  | # | [10 empty] | 0 | OK
|  |  | Data Cleanse |  | R£ | [10 empty] | 0 |  | # |  |  | # | [10 empty] | 0 |  | # | [10 empty] | 0 | OK
|  |  | Other Factors |  | R£ | 0 | 0 | 0 | 0 | 0 | 0 | 0 | 0 | 0 | 0 | 0 |  | # | 0 |  | # | 0 | 0 | 0 | 0 | 0 | 0 | 0 | 0 | 0 | 0 | 0 |  | # | 0 | 0 | 0 | 0 | 0 | 0 | 0 | 0 | 0 | 0 | 0 | OK
|  | End of RIIO-2 Total Network Risk |  |  | R£ | 0.17554 | 130.5467 | 105.1535 | 19.3047 | 5.6229 | 8.0204 | 8.3999 | 2.4455 | 12.9076 | 10.6292 | 303.2061 |  | # |  |  | # | 1269 | 4234 | 845 | 90 | 17 | 18 | 16 | 4 | 18 | 9 | 6520 |  | # | 3268 | 1358 | 710 | 397 | 265 | 319 | 52 | 74 | 29 | 48 | 6520 | OK

## N3.13
RIIO-2 Business Plan Data Template
Scottish Power Transmission
Workbook Scottish Power Transmission
Submission Version 3.0 - Submitted on 09 Dec 2019
Template Version: v3.0
Sheet: N3.13 132kV OHL Tower
Prices Base: 2018/19
Error Checks: OK
- | - | - | - | - | - | - | - | - | - | - | - | - | - | - | - | - | - | - | - | - | - | - | - | - | - | - | - | - | - | - | - | - | - | - | - | - | - | - | - | - | - | - | - | - | - | -
132kV OHL Tower |  |  |  |  | Monetised Risk | [12 empty] | Volumes |  |  |  | Units: | #
[18 empty] | Vol. Impacted |  |  | Total Volume: Monetised Risk Banding | [12 empty] | Total Volume: Probability of Failure (PoF) Banding
RIIO-1 | 2019-2021 (3 Years) |  |  |  | Units | R1 | R2 | R3 | R4 | R5 | R6 | R7 | R8 | R9 | R10 | Total |  | Units | No. |  | Units | R1 | R2 | R3 | R4 | R5 | R6 | R7 | R8 | R9 | R10 | Total |  | Units | P1 | P2 | P3 | P4 | P5 | P6 | P7 | P8 | P9 | P10 | Total | Check
|  | Long Term Benefit of Interventions During The Period |  |  | LR£ | [10 empty] | 0 | [15 empty] | 0 | [12 empty] | 0
|  | Start of 2019/20 Total Network Risk |  |  | R£ | 0.0067909 | 57.2962 | 52.1889 | 2.3718 | 16.8207 | 13.8515 | 11.8727 | 24.7615 | 0 | 13.3725 | 192.5425 |  | # |  |  | # | 100 | 2644 | 280 | 7 | 35 | 21 | 16 | 28 | 0 | 9 | 3140 |  | # | 307 | 518 | 351 | 225 | 189 | 595 | 138 | 73 | 99 | 645 | 3140 | OK
|  | Drivers of Change in Risk | Asset Additions (not part of replace or refurb) |  | R£ | 0 | 0 | 0 | 0 | 0 | 0 | 0 | 0 | 0 | 0 | 0 |  | # | 0 |  | # | 0 | 0 | 0 | 0 | 0 | 0 | 0 | 0 | 0 | 0 | 0 |  | # | 0 | 0 | 0 | 0 | 0 | 0 | 0 | 0 | 0 | 0 | 0 | OK
|  |  | Asset Disposals (not part of replace or refurb) |  | R£ | 0 | 0 | -0.53724 | 0 | 0 | 0 | 0 | 0 | 0 | 0 | -0.53724 |  | # | 47 |  | # | 0 | -47 | 0 | 0 | 0 | 0 | 0 | 0 | 0 | 0 | -47 |  | # | -3 | 0 | 0 | 0 | 0 | -44 | 0 | 0 | 0 | 0 | -47 | OK
|  |  | Deterioration |  | R£ | 2.9954e-06 | 5.4065 | 2.5832 | 2.4115 | -11.3578 | 2.8954 | -4.0564 | -0.27963 | 30.9665 | 3.1038 | 31.6733 |  | # |  |  | # | 0 | -10 | 0 | 8 | -25 | 6 | -6 | -1 | 28 | 0 | 0 |  | # | 118 | -91 | -33 | -38 | 14 | -85 | 71 | 10 | -32 | 66 | 0 | OK
|  |  | Manual Over-ride on PoF or CoF |  | R£ | 0 | 0 | 0 | 0 | 0 | 0 | 0 | 0 | 0 | 0 | 0 |  | # | 0 |  | # | 0 | 0 | 0 | 0 | 0 | 0 | 0 | 0 | 0 | 0 | 0 |  | # | 0 | 0 | 0 | 0 | 0 | 0 | 0 | 0 | 0 | 0 | 0 | OK
|  |  | Extension of Expected Asset Life |  | R£ | [10 empty] | 0 |  | # |  |  | # | [10 empty] | 0 |  | # | [10 empty] | 0 | OK
|  |  | Asset Replacement (PoF Driven) |  | R£ | 0 | 0 | 0 | 0 | 0 | 0 | 0 | 0 | 0 | 0 | 0 |  | # | 0 |  | # | 0 | 0 | 0 | 0 | 0 | 0 | 0 | 0 | 0 | 0 | 0 |  | # | 0 | 0 | 0 | 0 | 0 | 0 | 0 | 0 | 0 | 0 | 0 | OK
|  |  | Asset Replacement (CoF Driven) |  | R£ | 0 | 0 | 0 | 0 | 0 | 0 | 0 | 0 | 0 | 0 | 0 |  | # | 0 |  | # | 0 | 0 | 0 | 0 | 0 | 0 | 0 | 0 | 0 | 0 | 0 |  | # | 0 | 0 | 0 | 0 | 0 | 0 | 0 | 0 | 0 | 0 | 0 | OK
|  |  | Asset Replacement (Other Driven) |  | R£ | 0 | 0 | 0 | 0 | 0 | 0 | 0 | 0 | 0 | 0 | 0 |  | # | 0 |  | # | 0 | 0 | 0 | 0 | 0 | 0 | 0 | 0 | 0 | 0 | 0 |  | # | 0 | 0 | 0 | 0 | 0 | 0 | 0 | 0 | 0 | 0 | 0 | OK
|  |  | Asset Refurbishment (PoF Driven) |  | R£ | 0 | 0 | 0 | 0 | 0 | 0 | 0 | 0 | 0 | 0 | 0 |  | # | 0 |  | # | 0 | 0 | 0 | 0 | 0 | 0 | 0 | 0 | 0 | 0 | 0 |  | # | 0 | 0 | 0 | 0 | 0 | 0 | 0 | 0 | 0 | 0 | 0 | OK
|  |  | Asset Refurbishment (CoF Driven) |  | R£ | 0 | 0 | 0 | 0 | 0 | 0 | 0 | 0 | 0 | 0 | 0 |  | # | 0 |  | # | 0 | 0 | 0 | 0 | 0 | 0 | 0 | 0 | 0 | 0 | 0 |  | # | 0 | 0 | 0 | 0 | 0 | 0 | 0 | 0 | 0 | 0 | 0 | OK
|  |  | Asset Refurbishment (Other Driven) |  | R£ | 0 | 0 | 0 | 0 | 0 | 0 | 0 | 0 | 0 | 0 | 0 |  | # | 0 |  | # | 0 | 0 | 0 | 0 | 0 | 0 | 0 | 0 | 0 | 0 | 0 |  | # | 0 | 0 | 0 | 0 | 0 | 0 | 0 | 0 | 0 | 0 | 0 | OK
|  |  | Indirect Intervention |  | R£ | 0 | 0 | 0 | 0 | 0 | 0 | 0 | 0 | 0 | 0 | 0 |  | # | 0 |  | # | 0 | 0 | 0 | 0 | 0 | 0 | 0 | 0 | 0 | 0 | 0 |  | # | 0 | 0 | 0 | 0 | 0 | 0 | 0 | 0 | 0 | 0 | 0 | OK
|  |  | Changes in Maintenance Programme |  | R£ | [10 empty] | 0 |  | # |  |  | # | [10 empty] | 0 |  | # | [10 empty] | 0 | OK
|  |  | Asset Replacement Due To Early Life Failures |  | R£ | [10 empty] | 0 |  | # |  |  | # | [10 empty] | 0 |  | # | [10 empty] | 0 | OK
|  |  | Methodological Changes |  | R£ | [10 empty] | 0 |  | # |  |  | # | [10 empty] | 0 |  | # | [10 empty] | 0 | OK
|  |  | Data Cleanse |  | R£ | [10 empty] | 0 |  | # |  |  | # | [10 empty] | 0 |  | # | [10 empty] | 0 | OK
|  |  | Other Factors |  | R£ | 0 | 0 | 0 | 0 | 0 | 0 | 0 | 0 | 0 | 0 | 0 |  | # | 0 |  | # | 0 | 0 | 0 | 0 | 0 | 0 | 0 | 0 | 0 | 0 | 0 |  | # | 0 | 0 | 0 | 0 | 0 | 0 | 0 | 0 | 0 | 0 | 0 | OK
|  | End of RIIO-1 Total Network Risk |  |  | R£ | 0.0067939 | 62.7027 | 54.2349 | 4.7833 | 5.4629 | 16.7469 | 7.8163 | 24.4819 | 30.9665 | 16.4763 | 223.6785 |  | # |  |  | # | 100 | 2587 | 280 | 15 | 10 | 27 | 10 | 27 | 28 | 9 | 3093 |  | # | 422 | 427 | 318 | 187 | 203 | 466 | 209 | 83 | 67 | 711 | 3093 | OK
RIIO-2 | 2022-2026 (5 Years) |  |  |  | Units | R1 | R2 | R3 | R4 | R5 | R6 | R7 | R8 | R9 | R10 | Total |  | Units | No. |  | Units | R1 | R2 | R3 | R4 | R5 | R6 | R7 | R8 | R9 | R10 | Total |  | Units | P1 | P2 | P3 | P4 | P5 | P6 | P7 | P8 | P9 | P10 | Total | Check
|  | Long Term Benefit of Interventions During RIIO-2 |  |  | LR£ | R10: 2364.6445 | 2364.6445 | [15 empty] | 0 | [12 empty] | 0
|  | Start of RIIO-2 Total Network Risk |  |  | R£ | 0.0067939 | 62.7027 | 54.2349 | 4.7833 | 5.4629 | 16.7469 | 7.8163 | 24.4819 | 30.9665 | 16.4763 | 223.6785 |  | # |  |  | # | 100 | 2587 | 280 | 15 | 10 | 27 | 10 | 27 | 28 | 9 | 3093 |  | # | 422 | 427 | 318 | 187 | 203 | 466 | 209 | 83 | 67 | 711 | 3093 | OK
|  | Drivers of Change in Risk | Asset Additions (not part of replace or refurb) |  | R£ | 0 | 0 | 0 | 0 | 0 | 0 | 0 | 0 | 0 | 0 | 0 |  | # | 0 |  | # | 0 | 0 | 0 | 0 | 0 | 0 | 0 | 0 | 0 | 0 | 0 |  | # | 0 | 0 | 0 | 0 | 0 | 0 | 0 | 0 | 0 | 0 | 0 | OK
|  |  | Asset Disposals (not part of replace or refurb) |  | R£ | 0 | 0 | -0.45502 | -0.29812 | 0 | 0 | 0 | -0.98922 | 0 | -19.8871 | -21.6295 |  | # | 11 |  | # | 0 | 0 | -2 | -1 | 0 | 0 | 0 | -1 | 0 | -7 | -11 |  | # | 0 | 0 | 0 | -1 | -2 | 0 | 0 | 0 | -1 | -7 | -11 | OK
|  |  | Deterioration |  | R£ | -0.0067939 | -9.4652 | 22.9626 | 17.588 | -2.582 | -7.053 | -6.2855 | -23.4927 | -20.5566 | 150.2898 | 121.3987 |  | # |  |  | # | -100 | -103 | 126 | 58 | -4 | -13 | -8 | -26 | -18 | 88 | 0 |  | # | -13 | -81 | -108 | 84 | -22 | -85 | 72 | 66 | -1 | 88 | 0 | OK
|  |  | Manual Over-ride on PoF or CoF |  | R£ | 0 | 0 | 0 | 0 | 0 | 0 | 0 | 0 | 0 | 0 | 0 |  | # | 0 |  | # | 0 | 0 | 0 | 0 | 0 | 0 | 0 | 0 | 0 | 0 | 0 |  | # | 0 | 0 | 0 | 0 | 0 | 0 | 0 | 0 | 0 | 0 | 0 | OK
|  |  | Extension of Expected Asset Life |  | R£ | [10 empty] | 0 |  | # |  |  | # | [10 empty] | 0 |  | # | [10 empty] | 0 | OK
|  |  | Asset Replacement (PoF Driven) |  | R£ | 0 | -7.4107 | 0 | 0 | 0 | 0 | 0 | 0 | 0 | 0 | -7.4107 |  | # | 123 |  | # | 0 | -226 | 0 | 0 | 0 | 0 | 0 | 0 | 0 | 0 | -226 |  | # | 122 | 0 | 0 | -8 | -30 | -28 | -49 | -58 | -21 | -154 | -226 | OK
|  |  | Asset Replacement (CoF Driven) |  | R£ | 0 | 0 | 0 | 0 | 0 | 0 | 0 | 0 | 0 | 0 | 0 |  | # | 0 |  | # | 0 | 0 | 0 | 0 | 0 | 0 | 0 | 0 | 0 | 0 | 0 |  | # | 0 | 0 | 0 | 0 | 0 | 0 | 0 | 0 | 0 | 0 | 0 | OK
|  |  | Asset Replacement (Other Driven) |  | R£ | 0 | -1.2865 | 0 | 0 | 0 | 0 | 0 | 0 | 0 | 0 | -1.2865 |  | # | 46 |  | # | 0 | 0 | 0 | 0 | 0 | 0 | 0 | 0 | 0 | 0 | 0 |  | # | 46 | 0 | 0 | 0 | -2 | -3 | -5 | -9 | -3 | -24 | 0 | OK
|  |  | Asset Refurbishment (PoF Driven) |  | R£ | 0 | -0.22691 | 6.3057 | -9.0947 | -0.48631 | 0 | -1.5309 | 0 | -1.0943 | -99.6959 | -105.8233 |  | # | 484 |  | # | 0 | 32 | 60 | -30 | -1 | 0 | -2 | 0 | -1 | -58 | 0 |  | # | 3 | -4 | 17 | 5 | 4 | 168 | -53 | -14 | -4 | -122 | 0 | OK
|  |  | Asset Refurbishment (CoF Driven) |  | R£ | 0 | 0 | 0 | 0 | 0 | 0 | 0 | 0 | 0 | 0 | 0 |  | # | 0 |  | # | 0 | 0 | 0 | 0 | 0 | 0 | 0 | 0 | 0 | 0 | 0 |  | # | 0 | 0 | 0 | 0 | 0 | 0 | 0 | 0 | 0 | 0 | 0 | OK
|  |  | Asset Refurbishment (Other Driven) |  | R£ | 0 | 0 | 0 | 0 | 0 | 0 | 0 | 0 | 0 | 0 | 0 |  | # | 0 |  | # | 0 | 0 | 0 | 0 | 0 | 0 | 0 | 0 | 0 | 0 | 0 |  | # | 0 | 0 | 0 | 0 | 0 | 0 | 0 | 0 | 0 | 0 | 0 | OK
|  |  | Indirect Intervention |  | R£ | 0 | 0 | 0 | 0 | 0 | 0 | 0 | 0 | 0 | 0 | 0 |  | # | 0 |  | # | 0 | 0 | 0 | 0 | 0 | 0 | 0 | 0 | 0 | 0 | 0 |  | # | 0 | 0 | 0 | 0 | 0 | 0 | 0 | 0 | 0 | 0 | 0 | OK
|  |  | Changes in Maintenance Programme |  | R£ | [10 empty] | 0 |  | # |  |  | # | [10 empty] | 0 |  | # | [10 empty] | 0 | OK
|  |  | Asset Replacement Due To Early Life Failures |  | R£ | [10 empty] | 0 |  | # |  |  | # | [10 empty] | 0 |  | # | [10 empty] | 0 | OK
|  |  | Methodological Changes |  | R£ | [10 empty] | 0 |  | # |  |  | # | [10 empty] | 0 |  | # | [10 empty] | 0 | OK
|  |  | Data Cleanse |  | R£ | [10 empty] | 0 |  | # |  |  | # | [10 empty] | 0 |  | # | [10 empty] | 0 | OK
|  |  | Other Factors |  | R£ | 0 | 0 | 0 | 0 | 0 | 0 | 0 | 0 | 0 | 0 | 0 |  | # | 0 |  | # | 0 | 0 | 0 | 0 | 0 | 0 | 0 | 0 | 0 | 0 | 0 |  | # | 0 | 0 | 0 | 0 | 0 | 0 | 0 | 0 | 0 | 0 | 0 | OK
|  | End of RIIO-2 Total Network Risk |  |  | R£ | 0 | 44.3134 | 83.0481 | 12.9785 | 2.3946 | 9.694 | 2.2204e-16 | 0 | 9.3157 | 47.1831 | 208.9273 |  | # |  |  | # | 0 | 2290 | 464 | 42 | 5 | 14 | 0 | 0 | 9 | 32 | 2856 |  | # | 580 | 342 | 227 | 267 | 151 | 518 | 174 | 68 | 37 | 492 | 2856 | OK

## N3.14
RIIO-2 Business Plan Data Template
Scottish Power Transmission
Workbook Scottish Power Transmission
Submission Version 3.0 - Submitted on 09 Dec 2019
Template Version: v3.0
Sheet: N3.14 275kV Circuit Breaker
Prices Base: 2018/19
Error Checks: OK
- | - | - | - | - | - | - | - | - | - | - | - | - | - | - | - | - | - | - | - | - | - | - | - | - | - | - | - | - | - | - | - | - | - | - | - | - | - | - | - | - | - | - | - | - | - | -
275kV Circuit Breaker |  |  |  |  | Monetised Risk | [12 empty] | Volumes |  |  |  | Units: | #
[18 empty] | Vol. Impacted |  |  | Total Volume: Monetised Risk Banding | [12 empty] | Total Volume: Probability of Failure (PoF) Banding
RIIO-1 | 2019-2021 (3 Years) |  |  |  | Units | R1 | R2 | R3 | R4 | R5 | R6 | R7 | R8 | R9 | R10 | Total |  | Units | No. |  | Units | R1 | R2 | R3 | R4 | R5 | R6 | R7 | R8 | R9 | R10 | Total |  | Units | P1 | P2 | P3 | P4 | P5 | P6 | P7 | P8 | P9 | P10 | Total | Check
|  | Long Term Benefit of Interventions During The Period |  |  | LR£ | [10 empty] | 0 | [15 empty] | 0 | [12 empty] | 0
|  | Start of 2019/20 Total Network Risk |  |  | R£ | 0.015239 | 1.5893 | 1.5498 | 1.1301 | 0.81052 | 0.51563 | 0.21689 | 0 | 0.86256 | 12.6536 | 19.3436 |  | # |  |  | # | 6 | 128 | 27 | 12 | 6 | 3 | 1 | 0 | 3 | 9 | 195 |  | # | 109 | 21 | 0 | 0 | 0 | 5 | 6 | 49 | 3 | 2 | 195 | OK
|  | Drivers of Change in Risk | Asset Additions (not part of replace or refurb) |  | R£ | 0 | 0 | 0 | 0 | 0 | 0 | 0 | 0 | 0 | 0 | 0 |  | # | 0 |  | # | 0 | 0 | 0 | 0 | 0 | 0 | 0 | 0 | 0 | 0 | 0 |  | # | 0 | 0 | 0 | 0 | 0 | 0 | 0 | 0 | 0 | 0 | 0 | OK
|  |  | Asset Disposals (not part of replace or refurb) |  | R£ | 0 | 0 | 0 | 0 | 0 | 0 | 0 | 0 | 0 | 0 | 0 |  | # | 0 |  | # | 0 | 0 | 0 | 0 | 0 | 0 | 0 | 0 | 0 | 0 | 0 |  | # | 0 | 0 | 0 | 0 | 0 | 0 | 0 | 0 | 0 | 0 | 0 | OK
|  |  | Deterioration |  | R£ | -0.012714 | -0.15685 | -0.096937 | 0.04567 | 0.1084 | 0.47494 | 0.61369 | 0 | -0.58963 | 2.7571 | 3.1437 |  | # |  |  | # | -5 | -1 | -2 | 1 | 1 | 3 | 3 | 0 | -2 | 2 | 0 |  | # | -7 | 7 | 0 | 0 | 0 | 0 | 0 | -49 | 49 | 0 | 0 | OK
|  |  | Manual Over-ride on PoF or CoF |  | R£ | 0 | 0 | 0 | 0 | 0 | 0 | 0 | 0 | 0 | 0 | 0 |  | # | 0 |  | # | 0 | 0 | 0 | 0 | 0 | 0 | 0 | 0 | 0 | 0 | 0 |  | # | 0 | 0 | 0 | 0 | 0 | 0 | 0 | 0 | 0 | 0 | 0 | OK
|  |  | Extension of Expected Asset Life |  | R£ | [10 empty] | 0 |  | # |  |  | # | [10 empty] | 0 |  | # | [10 empty] | 0 | OK
|  |  | Asset Replacement (PoF Driven) |  | R£ | 0 | 0.098617 | -0.12066 | -0.27545 | -0.3744 | -0.52157 | -0.61369 | 0 | 0 | -1.4781 | -3.2852 |  | # | 23 |  | # | 0 | 11 | -2 | -3 | -3 | -3 | -3 | 0 | 0 | -1 | -4 |  | # | 22 | -8 | 0 | 0 | 0 | 0 | 0 | 0 | -16 | -2 | -4 | OK
|  |  | Asset Replacement (CoF Driven) |  | R£ | 0 | 0 | 0 | 0 | 0 | 0 | 0 | 0 | 0 | 0 | 0 |  | # | 0 |  | # | 0 | 0 | 0 | 0 | 0 | 0 | 0 | 0 | 0 | 0 | 0 |  | # | 0 | 0 | 0 | 0 | 0 | 0 | 0 | 0 | 0 | 0 | 0 | OK
|  |  | Asset Replacement (Other Driven) |  | R£ | 0 | 0 | 0 | 0 | 0 | 0 | 0 | 0 | 0 | 0 | 0 |  | # | 0 |  | # | 0 | 0 | 0 | 0 | 0 | 0 | 0 | 0 | 0 | 0 | 0 |  | # | 0 | 0 | 0 | 0 | 0 | 0 | 0 | 0 | 0 | 0 | 0 | OK
|  |  | Asset Refurbishment (PoF Driven) |  | R£ | 0 | 0 | 0 | 0 | 0 | 0 | 0 | 0 | 0 | 0 | 0 |  | # | 0 |  | # | 0 | 0 | 0 | 0 | 0 | 0 | 0 | 0 | 0 | 0 | 0 |  | # | 0 | 0 | 0 | 0 | 0 | 0 | 0 | 0 | 0 | 0 | 0 | OK
|  |  | Asset Refurbishment (CoF Driven) |  | R£ | 0 | 0 | 0 | 0 | 0 | 0 | 0 | 0 | 0 | 0 | 0 |  | # | 0 |  | # | 0 | 0 | 0 | 0 | 0 | 0 | 0 | 0 | 0 | 0 | 0 |  | # | 0 | 0 | 0 | 0 | 0 | 0 | 0 | 0 | 0 | 0 | 0 | OK
|  |  | Asset Refurbishment (Other Driven) |  | R£ | 0 | 0 | 0 | 0 | 0 | 0 | 0 | 0 | 0 | 0 | 0 |  | # | 0 |  | # | 0 | 0 | 0 | 0 | 0 | 0 | 0 | 0 | 0 | 0 | 0 |  | # | 0 | 0 | 0 | 0 | 0 | 0 | 0 | 0 | 0 | 0 | 0 | OK
|  |  | Indirect Intervention |  | R£ | 0 | 0 | 0 | 0 | 0 | 0 | 0 | 0 | 0 | 0 | 0 |  | # | 0 |  | # | 0 | 0 | 0 | 0 | 0 | 0 | 0 | 0 | 0 | 0 | 0 |  | # | 0 | 0 | 0 | 0 | 0 | 0 | 0 | 0 | 0 | 0 | 0 | OK
|  |  | Changes in Maintenance Programme |  | R£ | [10 empty] | 0 |  | # |  |  | # | [10 empty] | 0 |  | # | [10 empty] | 0 | OK
|  |  | Asset Replacement Due To Early Life Failures |  | R£ | [10 empty] | 0 |  | # |  |  | # | [10 empty] | 0 |  | # | [10 empty] | 0 | OK
|  |  | Methodological Changes |  | R£ | [10 empty] | 0 |  | # |  |  | # | [10 empty] | 0 |  | # | [10 empty] | 0 | OK
|  |  | Data Cleanse |  | R£ | [10 empty] | 0 |  | # |  |  | # | [10 empty] | 0 |  | # | [10 empty] | 0 | OK
|  |  | Other Factors |  | R£ | 0 | 0 | 0 | 0 | 0 | 0 | 0 | 0 | 0 | 0 | 0 |  | # | 0 |  | # | 0 | 0 | 0 | 0 | 0 | 0 | 0 | 0 | 0 | 0 | 0 |  | # | 0 | 0 | 0 | 0 | 0 | 0 | 0 | 0 | 0 | 0 | 0 | OK
|  | End of RIIO-1 Total Network Risk |  |  | R£ | 0.0025255 | 1.531 | 1.3322 | 0.90032 | 0.54452 | 0.469 | 0.21689 | 0 | 0.27293 | 13.9326 | 19.2021 |  | # |  |  | # | 1 | 138 | 23 | 10 | 4 | 3 | 1 | 0 | 1 | 10 | 191 |  | # | 124 | 20 | 0 | 0 | 0 | 5 | 6 | 0 | 36 | 0 | 191 | OK
RIIO-2 | 2022-2026 (5 Years) |  |  |  | Units | R1 | R2 | R3 | R4 | R5 | R6 | R7 | R8 | R9 | R10 | Total |  | Units | No. |  | Units | R1 | R2 | R3 | R4 | R5 | R6 | R7 | R8 | R9 | R10 | Total |  | Units | P1 | P2 | P3 | P4 | P5 | P6 | P7 | P8 | P9 | P10 | Total | Check
|  | Long Term Benefit of Interventions During RIIO-2 |  |  | LR£ | R10: 661.2424 | 661.2424 | [15 empty] | 0 | [12 empty] | 0
|  | Start of RIIO-2 Total Network Risk |  |  | R£ | 0.0025255 | 1.531 | 1.3322 | 0.90032 | 0.54452 | 0.469 | 0.21689 | 0 | 0.27293 | 13.9326 | 19.2021 |  | # |  |  | # | 1 | 138 | 23 | 10 | 4 | 3 | 1 | 0 | 1 | 10 | 191 |  | # | 124 | 20 | 0 | 0 | 0 | 5 | 6 | 0 | 36 | 0 | 191 | OK
|  | Drivers of Change in Risk | Asset Additions (not part of replace or refurb) |  | R£ | 0 | 0 | 0 | 0 | 0 | 0 | 0 | 0 | 0 | 0 | 0 |  | # | 0 |  | # | 0 | 0 | 0 | 0 | 0 | 0 | 0 | 0 | 0 | 0 | 0 |  | # | 0 | 0 | 0 | 0 | 0 | 0 | 0 | 0 | 0 | 0 | 0 | OK
|  |  | Asset Disposals (not part of replace or refurb) |  | R£ | 0 | 0 | 0 | 0 | 0 | 0 | 0 | 0 | 0 | 0 | 0 |  | # | 0 |  | # | 0 | 0 | 0 | 0 | 0 | 0 | 0 | 0 | 0 | 0 | 0 |  | # | 0 | 0 | 0 | 0 | 0 | 0 | 0 | 0 | 0 | 0 | 0 | OK
|  |  | Deterioration |  | R£ | 0 | -0.21684 | -0.41763 | 0.17941 | 0.75599 | 0.042559 | 0.21382 | 1.2554 | 0.59715 | 6.4519 | 8.8618 |  | # |  |  | # | 0 | -7 | -8 | 1 | 6 | 0 | 1 | 5 | 2 | 0 | 0 |  | # | -5 | 0 | 5 | 0 | 0 | -5 | -6 | 5 | -33 | 39 | 0 | OK
|  |  | Manual Over-ride on PoF or CoF |  | R£ | 0 | 0 | 0 | 0 | 0 | 0 | 0 | 0 | 0 | 0 | 0 |  | # | 0 |  | # | 0 | 0 | 0 | 0 | 0 | 0 | 0 | 0 | 0 | 0 | 0 |  | # | 0 | 0 | 0 | 0 | 0 | 0 | 0 | 0 | 0 | 0 | 0 | OK
|  |  | Extension of Expected Asset Life |  | R£ | [10 empty] | 0 |  | # |  |  | # | [10 empty] | 0 |  | # | [10 empty] | 0 | OK
|  |  | Asset Replacement (PoF Driven) |  | R£ | 0 | 0.46462 | -0.69842 | -0.77852 | -1.1787 | -0.51156 | -0.21382 | -0.75262 | -0.59715 | -12.8008 | -17.067 |  | # | 39 |  | # | 0 | 37 | -11 | -8 | -9 | -3 | -1 | -3 | -2 | -2 | -2 |  | # | 38 | 0 | 0 | 0 | 0 | 0 | 0 | 0 | -1 | -39 | -2 | OK
|  |  | Asset Replacement (CoF Driven) |  | R£ | 0 | 0 | 0 | 0 | 0 | 0 | 0 | 0 | 0 | 0 | 0 |  | # | 0 |  | # | 0 | 0 | 0 | 0 | 0 | 0 | 0 | 0 | 0 | 0 | 0 |  | # | 0 | 0 | 0 | 0 | 0 | 0 | 0 | 0 | 0 | 0 | 0 | OK
|  |  | Asset Replacement (Other Driven) |  | R£ | 0 | 0 | 0 | 0 | 0 | 0 | 0 | 0 | 0 | 0 | 0 |  | # | 0 |  | # | 0 | 0 | 0 | 0 | 0 | 0 | 0 | 0 | 0 | 0 | 0 |  | # | 0 | 0 | 0 | 0 | 0 | 0 | 0 | 0 | 0 | 0 | 0 | OK
|  |  | Asset Refurbishment (PoF Driven) |  | R£ | 0 | 0 | 0 | 0 | 0 | 0 | 0 | 0 | 0 | 0 | 0 |  | # | 0 |  | # | 0 | 0 | 0 | 0 | 0 | 0 | 0 | 0 | 0 | 0 | 0 |  | # | 0 | 0 | 0 | 0 | 0 | 0 | 0 | 0 | 0 | 0 | 0 | OK
|  |  | Asset Refurbishment (CoF Driven) |  | R£ | 0 | 0 | 0 | 0 | 0 | 0 | 0 | 0 | 0 | 0 | 0 |  | # | 0 |  | # | 0 | 0 | 0 | 0 | 0 | 0 | 0 | 0 | 0 | 0 | 0 |  | # | 0 | 0 | 0 | 0 | 0 | 0 | 0 | 0 | 0 | 0 | 0 | OK
|  |  | Asset Refurbishment (Other Driven) |  | R£ | 0 | 0 | 0 | 0 | 0 | 0 | 0 | 0 | 0 | 0 | 0 |  | # | 0 |  | # | 0 | 0 | 0 | 0 | 0 | 0 | 0 | 0 | 0 | 0 | 0 |  | # | 0 | 0 | 0 | 0 | 0 | 0 | 0 | 0 | 0 | 0 | 0 | OK
|  |  | Indirect Intervention |  | R£ | 0 | 0 | 0 | 0 | 0 | 0 | 0 | 0 | 0 | 0 | 0 |  | # | 0 |  | # | 0 | 0 | 0 | 0 | 0 | 0 | 0 | 0 | 0 | 0 | 0 |  | # | 0 | 0 | 0 | 0 | 0 | 0 | 0 | 0 | 0 | 0 | 0 | OK
|  |  | Changes in Maintenance Programme |  | R£ | [10 empty] | 0 |  | # |  |  | # | [10 empty] | 0 |  | # | [10 empty] | 0 | OK
|  |  | Asset Replacement Due To Early Life Failures |  | R£ | [10 empty] | 0 |  | # |  |  | # | [10 empty] | 0 |  | # | [10 empty] | 0 | OK
|  |  | Methodological Changes |  | R£ | [10 empty] | 0 |  | # |  |  | # | [10 empty] | 0 |  | # | [10 empty] | 0 | OK
|  |  | Data Cleanse |  | R£ | [10 empty] | 0 |  | # |  |  | # | [10 empty] | 0 |  | # | [10 empty] | 0 | OK
|  |  | Other Factors |  | R£ | 0 | 0 | 0 | 0 | 0 | 0 | 0 | 0 | 0 | 0 | 0 |  | # | 0 |  | # | 0 | 0 | 0 | 0 | 0 | 0 | 0 | 0 | 0 | 0 | 0 |  | # | 0 | 0 | 0 | 0 | 0 | 0 | 0 | 0 | 0 | 0 | 0 | OK
|  | End of RIIO-2 Total Network Risk |  |  | R£ | 0.0025255 | 1.7788 | 0.2162 | 0.30121 | 0.12177 | 0 | 0.21689 | 0.50274 | 0.27293 | 7.5838 | 10.9969 |  | # |  |  | # | 1 | 168 | 4 | 3 | 1 | 0 | 1 | 2 | 1 | 8 | 189 |  | # | 157 | 20 | 5 | 0 | 0 | 0 | 0 | 5 | 2 | 0 | 189 | OK

## N3.15
RIIO-2 Business Plan Data Template
Scottish Power Transmission
Workbook Scottish Power Transmission
Submission Version 3.0 - Submitted on 09 Dec 2019
Template Version: v3.0
Sheet: N3.15 275kV Transformer
Prices Base: 2018/19
Error Checks: OK
- | - | - | - | - | - | - | - | - | - | - | - | - | - | - | - | - | - | - | - | - | - | - | - | - | - | - | - | - | - | - | - | - | - | - | - | - | - | - | - | - | - | - | - | - | - | -
275kV Transformer |  |  |  |  | Monetised Risk | [12 empty] | Volumes |  |  |  | Units: | #
[18 empty] | Vol. Impacted |  |  | Total Volume: Monetised Risk Banding | [12 empty] | Total Volume: Probability of Failure (PoF) Banding
RIIO-1 | 2019-2021 (3 Years) |  |  |  | Units | R1 | R2 | R3 | R4 | R5 | R6 | R7 | R8 | R9 | R10 | Total |  | Units | No. |  | Units | R1 | R2 | R3 | R4 | R5 | R6 | R7 | R8 | R9 | R10 | Total |  | Units | P1 | P2 | P3 | P4 | P5 | P6 | P7 | P8 | P9 | P10 | Total | Check
|  | Long Term Benefit of Interventions During The Period |  |  | LR£ | [10 empty] | 0 | [15 empty] | 0 | [12 empty] | 0
|  | Start of 2019/20 Total Network Risk |  |  | R£ | 0.1533 | 5.443 | 5.4283 | 6.023 | 2.7455 | 1.5874 | 0 | 0 | 0 | 4.7339 | 26.1145 |  | # |  |  | # | 5 | 53 | 20 | 13 | 4 | 2 | 0 | 0 | 0 | 3 | 100 |  | # | 39 | 6 | 2 | 0 | 0 | 22 | 26 | 5 | 0 | 0 | 100 | OK
|  | Drivers of Change in Risk | Asset Additions (not part of replace or refurb) |  | R£ | 0 | 0 | 0.50394 | 0.37411 | 0 | 0 | 0 | 0 | 0 | 0 | 0.87805 |  | # | 3 |  | # | 0 | 0 | 2 | 1 | 0 | 0 | 0 | 0 | 0 | 0 | 3 |  | # | 3 | 0 | 0 | 0 | 0 | 0 | 0 | 0 | 0 | 0 | 3 | OK
|  |  | Asset Disposals (not part of replace or refurb) |  | R£ | 0 | 0 | 0 | 0 | 0 | 0 | 0 | 0 | 0 | -1.8315 | -1.8315 |  | # | 1 |  | # | 0 | 0 | 0 | 0 | 0 | 0 | 0 | 0 | 0 | -1 | -1 |  | # | 0 | 0 | 0 | 0 | 0 | 0 | 0 | -1 | 0 | 0 | -1 | OK
|  |  | Deterioration |  | R£ | -0.1533 | 4.1869 | 0.49979 | -0.2441 | -0.47874 | 3.1157 | 3.6799 | 1.1022 | 0 | 0.70074 | 12.409 |  | # |  |  | # | -5 | -2 | 2 | -1 | 2 | 1 | 3 | 0 | 0 | 0 | 0 |  | # | -1 | -2 | 1 | 2 | 0 | 0 | -3 | -2 | 5 | 0 | 0 | OK
|  |  | Manual Over-ride on PoF or CoF |  | R£ | 0 | 0 | 0 | 0 | 0 | 0 | 0 | 0 | 0 | 0 | 0 |  | # | 0 |  | # | 0 | 0 | 0 | 0 | 0 | 0 | 0 | 0 | 0 | 0 | 0 |  | # | 0 | 0 | 0 | 0 | 0 | 0 | 0 | 0 | 0 | 0 | 0 | OK
|  |  | Extension of Expected Asset Life |  | R£ | [10 empty] | 0 |  | # |  |  | # | [10 empty] | 0 |  | # | [10 empty] | 0 | OK
|  |  | Asset Replacement (PoF Driven) |  | R£ | 0 | 0 | 0.21902 | 0.37411 | 0 | -0.83209 | 0 | 0 | 0 | -1.9532 | -2.1921 |  | # | 2 |  | # | 0 | 0 | 1 | 1 | 0 | -1 | 0 | 0 | 0 | -1 | 0 |  | # | 2 | 0 | 0 | 0 | 0 | 0 | -1 | -1 | 0 | 0 | 0 | OK
|  |  | Asset Replacement (CoF Driven) |  | R£ | 0 | 0 | 0 | 0 | 0 | 0 | 0 | 0 | 0 | 0 | 0 |  | # | 0 |  | # | 0 | 0 | 0 | 0 | 0 | 0 | 0 | 0 | 0 | 0 | 0 |  | # | 0 | 0 | 0 | 0 | 0 | 0 | 0 | 0 | 0 | 0 | 0 | OK
|  |  | Asset Replacement (Other Driven) |  | R£ | 0 | 0 | 0 | 0 | 0 | 0 | 0 | 0 | 0 | 0 | 0 |  | # | 0 |  | # | 0 | 0 | 0 | 0 | 0 | 0 | 0 | 0 | 0 | 0 | 0 |  | # | 0 | 0 | 0 | 0 | 0 | 0 | 0 | 0 | 0 | 0 | 0 | OK
|  |  | Asset Refurbishment (PoF Driven) |  | R£ | 0 | 0 | 0 | 0 | 0 | 0 | 0 | 0 | 0 | 0 | 0 |  | # | 0 |  | # | 0 | 0 | 0 | 0 | 0 | 0 | 0 | 0 | 0 | 0 | 0 |  | # | 0 | 0 | 0 | 0 | 0 | 0 | 0 | 0 | 0 | 0 | 0 | OK
|  |  | Asset Refurbishment (CoF Driven) |  | R£ | 0 | 0 | 0 | 0 | 0 | 0 | 0 | 0 | 0 | 0 | 0 |  | # | 0 |  | # | 0 | 0 | 0 | 0 | 0 | 0 | 0 | 0 | 0 | 0 | 0 |  | # | 0 | 0 | 0 | 0 | 0 | 0 | 0 | 0 | 0 | 0 | 0 | OK
|  |  | Asset Refurbishment (Other Driven) |  | R£ | 0 | 0 | 0 | 0 | 0 | 0 | 0 | 0 | 0 | 0 | 0 |  | # | 0 |  | # | 0 | 0 | 0 | 0 | 0 | 0 | 0 | 0 | 0 | 0 | 0 |  | # | 0 | 0 | 0 | 0 | 0 | 0 | 0 | 0 | 0 | 0 | 0 | OK
|  |  | Indirect Intervention |  | R£ | 0 | 0 | 0 | 0 | 0 | 0 | 0 | 0 | 0 | 0 | 0 |  | # | 0 |  | # | 0 | 0 | 0 | 0 | 0 | 0 | 0 | 0 | 0 | 0 | 0 |  | # | 0 | 0 | 0 | 0 | 0 | 0 | 0 | 0 | 0 | 0 | 0 | OK
|  |  | Changes in Maintenance Programme |  | R£ | [10 empty] | 0 |  | # |  |  | # | [10 empty] | 0 |  | # | [10 empty] | 0 | OK
|  |  | Asset Replacement Due To Early Life Failures |  | R£ | [10 empty] | 0 |  | # |  |  | # | [10 empty] | 0 |  | # | [10 empty] | 0 | OK
|  |  | Methodological Changes |  | R£ | [10 empty] | 0 |  | # |  |  | # | [10 empty] | 0 |  | # | [10 empty] | 0 | OK
|  |  | Data Cleanse |  | R£ | [10 empty] | 0 |  | # |  |  | # | [10 empty] | 0 |  | # | [10 empty] | 0 | OK
|  |  | Other Factors |  | R£ | 0 | 0 | 0 | 0 | 0 | 0 | 0 | 0 | 0 | 0 | 0 |  | # | 0 |  | # | 0 | 0 | 0 | 0 | 0 | 0 | 0 | 0 | 0 | 0 | 0 |  | # | 0 | 0 | 0 | 0 | 0 | 0 | 0 | 0 | 0 | 0 | 0 | OK
|  | End of RIIO-1 Total Network Risk |  |  | R£ | 0 | 9.6299 | 6.6511 | 6.5271 | 2.2668 | 3.8709 | 3.6799 | 1.1022 | 0 | 1.65 | 35.3779 |  | # |  |  | # | 0 | 51 | 25 | 14 | 6 | 2 | 3 | 0 | 0 | 1 | 102 |  | # | 43 | 4 | 3 | 2 | 0 | 22 | 22 | 1 | 5 | 0 | 102 | OK
RIIO-2 | 2022-2026 (5 Years) |  |  |  | Units | R1 | R2 | R3 | R4 | R5 | R6 | R7 | R8 | R9 | R10 | Total |  | Units | No. |  | Units | R1 | R2 | R3 | R4 | R5 | R6 | R7 | R8 | R9 | R10 | Total |  | Units | P1 | P2 | P3 | P4 | P5 | P6 | P7 | P8 | P9 | P10 | Total | Check
|  | Long Term Benefit of Interventions During RIIO-2 |  |  | LR£ | R10: 338.5987 | 338.5987 | [15 empty] | 0 | [12 empty] | 0
|  | Start of RIIO-2 Total Network Risk |  |  | R£ | 0 | 9.6299 | 6.6511 | 6.5271 | 2.2668 | 3.8709 | 3.6799 | 1.1022 | 0 | 1.65 | 35.3779 |  | # |  |  | # | 0 | 51 | 25 | 14 | 6 | 2 | 3 | 0 | 0 | 1 | 102 |  | # | 43 | 4 | 3 | 2 | 0 | 22 | 22 | 1 | 5 | 0 | 102 | OK
|  | Drivers of Change in Risk | Asset Additions (not part of replace or refurb) |  | R£ | 0 | 0 | 0 | 0 | 0 | 0 | 0 | 0 | 0 | 0 | 0 |  | # | 0 |  | # | 0 | 0 | 0 | 0 | 0 | 0 | 0 | 0 | 0 | 0 | 0 |  | # | 0 | 0 | 0 | 0 | 0 | 0 | 0 | 0 | 0 | 0 | 0 | OK
|  |  | Asset Disposals (not part of replace or refurb) |  | R£ | 0 | 0 | 0 | 0 | 0 | 0 | 0 | 0 | 0 | 0 | 0 |  | # | 0 |  | # | 0 | 0 | 0 | 0 | 0 | 0 | 0 | 0 | 0 | 0 | 0 |  | # | 0 | 0 | 0 | 0 | 0 | 0 | 0 | 0 | 0 | 0 | 0 | OK
|  |  | Deterioration |  | R£ | 0 | -5.5009 | -2.3001 | -0.85608 | 1.9321 | 3.2307 | -1.7039 | 0.08298 | 5.5448 | 5.2431 | 5.6727 |  | # |  |  | # | 0 | -3 | -10 | -1 | 1 | 7 | -1 | 1 | 4 | 2 | 0 |  | # | -14 | 11 | 1 | 1 | 1 | -22 | -3 | 20 | -1 | 6 | 0 | OK
|  |  | Manual Over-ride on PoF or CoF |  | R£ | 0 | 0 | 0 | 0 | 0 | 0 | 0 | 0 | 0 | 0 | 0 |  | # | 0 |  | # | 0 | 0 | 0 | 0 | 0 | 0 | 0 | 0 | 0 | 0 | 0 |  | # | 0 | 0 | 0 | 0 | 0 | 0 | 0 | 0 | 0 | 0 | 0 | OK
|  |  | Extension of Expected Asset Life |  | R£ | [10 empty] | 0 |  | # |  |  | # | [10 empty] | 0 |  | # | [10 empty] | 0 | OK
|  |  | Asset Replacement (PoF Driven) |  | R£ | 0 | 0.17626 | 0.28063 | 0 | 0 | -0.80973 | -0.9893 | 0 | 0 | -3.0487 | -4.3909 |  | # | 3 |  | # | 0 | 2 | 1 | 0 | 0 | -1 | -1 | 0 | 0 | -1 | 0 |  | # | 3 | 0 | 0 | 0 | 0 | 0 | 0 | 0 | 0 | -3 | 0 | OK
|  |  | Asset Replacement (CoF Driven) |  | R£ | 0 | 0 | 0 | 0 | 0 | 0 | 0 | 0 | 0 | 0 | 0 |  | # | 0 |  | # | 0 | 0 | 0 | 0 | 0 | 0 | 0 | 0 | 0 | 0 | 0 |  | # | 0 | 0 | 0 | 0 | 0 | 0 | 0 | 0 | 0 | 0 | 0 | OK
|  |  | Asset Replacement (Other Driven) |  | R£ | 0 | 1.2594 | -0.63921 | -2.6094 | -1.7397 | -0.74396 | 0 | 0 | 0 | 0 | -4.4729 |  | # | 13 |  | # | 0 | 12 | -2 | -6 | -3 | -1 | 0 | 0 | 0 | 0 | 0 |  | # | 13 | -1 | 0 | 0 | 0 | 0 | -6 | -6 | 0 | 0 | 0 | OK
|  |  | Asset Refurbishment (PoF Driven) |  | R£ | 0 | 0.092698 | 0.21902 | 0 | 0 | 0 | -0.98671 | 0 | 0 | -2.4359 | -3.1109 |  | # | 2 |  | # | 0 | 1 | 1 | 0 | 0 | 0 | -1 | 0 | 0 | -1 | 0 |  | # | 0 | 1 | 0 | 1 | 0 | 0 | 0 | 0 | 0 | -2 | 0 | OK
|  |  | Asset Refurbishment (CoF Driven) |  | R£ | 0 | 0 | 0 | 0 | 0 | 0 | 0 | 0 | 0 | 0 | 0 |  | # | 0 |  | # | 0 | 0 | 0 | 0 | 0 | 0 | 0 | 0 | 0 | 0 | 0 |  | # | 0 | 0 | 0 | 0 | 0 | 0 | 0 | 0 | 0 | 0 | 0 | OK
|  |  | Asset Refurbishment (Other Driven) |  | R£ | 0 | 0 | 0 | 0 | 0 | 0 | 0 | 0 | 0 | 0 | 0 |  | # | 0 |  | # | 0 | 0 | 0 | 0 | 0 | 0 | 0 | 0 | 0 | 0 | 0 |  | # | 0 | 0 | 0 | 0 | 0 | 0 | 0 | 0 | 0 | 0 | 0 | OK
|  |  | Indirect Intervention |  | R£ | 0 | 0 | 0 | 0 | 0 | 0 | 0 | 0 | 0 | 0 | 0 |  | # | 0 |  | # | 0 | 0 | 0 | 0 | 0 | 0 | 0 | 0 | 0 | 0 | 0 |  | # | 0 | 0 | 0 | 0 | 0 | 0 | 0 | 0 | 0 | 0 | 0 | OK
|  |  | Changes in Maintenance Programme |  | R£ | [10 empty] | 0 |  | # |  |  | # | [10 empty] | 0 |  | # | [10 empty] | 0 | OK
|  |  | Asset Replacement Due To Early Life Failures |  | R£ | [10 empty] | 0 |  | # |  |  | # | [10 empty] | 0 |  | # | [10 empty] | 0 | OK
|  |  | Methodological Changes |  | R£ | [10 empty] | 0 |  | # |  |  | # | [10 empty] | 0 |  | # | [10 empty] | 0 | OK
|  |  | Data Cleanse |  | R£ | [10 empty] | 0 |  | # |  |  | # | [10 empty] | 0 |  | # | [10 empty] | 0 | OK
|  |  | Other Factors |  | R£ | 0 | 0 | 0 | 0 | 0 | 0 | 0 | 0 | 0 | 0 | 0 |  | # | 0 |  | # | 0 | 0 | 0 | 0 | 0 | 0 | 0 | 0 | 0 | 0 | 0 |  | # | 0 | 0 | 0 | 0 | 0 | 0 | 0 | 0 | 0 | 0 | 0 | OK
|  | End of RIIO-2 Total Network Risk |  |  | R£ | 0 | 5.6574 | 4.2114 | 3.0616 | 2.4591 | 5.548 | -1.1102e-16 | 1.1852 | 5.5448 | 1.4084 | 29.0759 |  | # |  |  | # | 0 | 63 | 15 | 7 | 4 | 7 | 0 | 1 | 4 | 1 | 102 |  | # | 45 | 15 | 4 | 4 | 1 | 0 | 13 | 15 | 4 | 1 | 102 | OK

## N3.16
RIIO-2 Business Plan Data Template
Scottish Power Transmission
Workbook Scottish Power Transmission
Submission Version 3.0 - Submitted on 09 Dec 2019
Template Version: v3.0
Sheet: N3.16 275kV Reactor
Prices Base: 2018/19
Error Checks: OK
- | - | - | - | - | - | - | - | - | - | - | - | - | - | - | - | - | - | - | - | - | - | - | - | - | - | - | - | - | - | - | - | - | - | - | - | - | - | - | - | - | - | - | - | - | - | -
275kV Reactor |  |  |  |  | Monetised Risk | [12 empty] | Volumes |  |  |  | Units: | #
[18 empty] | Vol. Impacted |  |  | Total Volume: Monetised Risk Banding | [12 empty] | Total Volume: Probability of Failure (PoF) Banding
RIIO-1 | 2019-2021 (3 Years) |  |  |  | Units | R1 | R2 | R3 | R4 | R5 | R6 | R7 | R8 | R9 | R10 | Total |  | Units | No. |  | Units | R1 | R2 | R3 | R4 | R5 | R6 | R7 | R8 | R9 | R10 | Total |  | Units | P1 | P2 | P3 | P4 | P5 | P6 | P7 | P8 | P9 | P10 | Total | Check
|  | Long Term Benefit of Interventions During The Period |  |  | LR£ | [10 empty] | 0 | [15 empty] | 0 | [12 empty] | 0
|  | Start of 2019/20 Total Network Risk |  |  | R£ | 0 | 0.17002 | 0 | 0 | 0.37568 | 0 | 0 | 0.58357 | 0 | 0 | 1.1293 |  | # |  |  | # | 0 | 7 | 0 | 0 | 4 | 0 | 0 | 4 | 0 | 0 | 15 |  | # | 7 | 1 | 0 | 0 | 0 | 0 | 3 | 4 | 0 | 0 | 15 | OK
|  | Drivers of Change in Risk | Asset Additions (not part of replace or refurb) |  | R£ | 0 | 0.029993 | 0 | 0.15538 | 0 | 0 | 0 | 0 | 0 | 0 | 0.18537 |  | # | 3 |  | # | 0 | 1 | 0 | 2 | 0 | 0 | 0 | 0 | 0 | 0 | 3 |  | # | 3 | 0 | 0 | 0 | 0 | 0 | 0 | 0 | 0 | 0 | 3 | OK
|  |  | Asset Disposals (not part of replace or refurb) |  | R£ | 0 | 0 | 0 | 0 | 0 | 0 | 0 | 0 | -0.70004 | 0 | -0.70004 |  | # | 4 |  | # | 0 | 0 | 0 | 0 | 0 | 0 | 0 | 0 | -4 | 0 | -4 |  | # | 0 | 0 | 0 | 0 | 0 | 0 | 0 | 0 | -4 | 0 | -4 | OK
|  |  | Deterioration |  | R£ | 0 | 2.3563e-12 | 0 | 0 | -0.28287 | 0.33659 | 0 | -0.58357 | 0.70004 | 0 | 0.17018 |  | # |  |  | # | 0 | 0 | 0 | 0 | -3 | 3 | 0 | -4 | 4 | 0 | 0 |  | # | 0 | 0 | 0 | 0 | 0 | 0 | 0 | -4 | 4 | 0 | 0 | OK
|  |  | Manual Over-ride on PoF or CoF |  | R£ | 0 | 0 | 0 | 0 | 0 | 0 | 0 | 0 | 0 | 0 | 0 |  | # | 0 |  | # | 0 | 0 | 0 | 0 | 0 | 0 | 0 | 0 | 0 | 0 | 0 |  | # | 0 | 0 | 0 | 0 | 0 | 0 | 0 | 0 | 0 | 0 | 0 | OK
|  |  | Extension of Expected Asset Life |  | R£ | [10 empty] | 0 |  | # |  |  | # | [10 empty] | 0 |  | # | [10 empty] | 0 | OK
|  |  | Asset Replacement (PoF Driven) |  | R£ | 0 | 0 | 0 | 0 | 0 | 0.11049 | 0 | 0 | 0 | 0 | 0.11049 |  | # | 1 |  | # | 0 | 0 | 0 | 0 | 0 | 1 | 0 | 0 | 0 | 0 | 1 |  | # | 1 | 0 | 0 | 0 | 0 | 0 | 0 | 0 | 0 | 0 | 1 | OK
|  |  | Asset Replacement (CoF Driven) |  | R£ | 0 | 0 | 0 | 0 | 0 | 0 | 0 | 0 | 0 | 0 | 0 |  | # | 0 |  | # | 0 | 0 | 0 | 0 | 0 | 0 | 0 | 0 | 0 | 0 | 0 |  | # | 0 | 0 | 0 | 0 | 0 | 0 | 0 | 0 | 0 | 0 | 0 | OK
|  |  | Asset Replacement (Other Driven) |  | R£ | 0 | 0 | 0 | 0 | 0 | 0 | 0 | 0 | 0 | 0 | 0 |  | # | 0 |  | # | 0 | 0 | 0 | 0 | 0 | 0 | 0 | 0 | 0 | 0 | 0 |  | # | 0 | 0 | 0 | 0 | 0 | 0 | 0 | 0 | 0 | 0 | 0 | OK
|  |  | Asset Refurbishment (PoF Driven) |  | R£ | 0 | 0 | 0 | 0 | 0 | 0 | 0 | 0 | 0 | 0 | 0 |  | # | 0 |  | # | 0 | 0 | 0 | 0 | 0 | 0 | 0 | 0 | 0 | 0 | 0 |  | # | 0 | 0 | 0 | 0 | 0 | 0 | 0 | 0 | 0 | 0 | 0 | OK
|  |  | Asset Refurbishment (CoF Driven) |  | R£ | 0 | 0 | 0 | 0 | 0 | 0 | 0 | 0 | 0 | 0 | 0 |  | # | 0 |  | # | 0 | 0 | 0 | 0 | 0 | 0 | 0 | 0 | 0 | 0 | 0 |  | # | 0 | 0 | 0 | 0 | 0 | 0 | 0 | 0 | 0 | 0 | 0 | OK
|  |  | Asset Refurbishment (Other Driven) |  | R£ | 0 | 0 | 0 | 0 | 0 | 0 | 0 | 0 | 0 | 0 | 0 |  | # | 0 |  | # | 0 | 0 | 0 | 0 | 0 | 0 | 0 | 0 | 0 | 0 | 0 |  | # | 0 | 0 | 0 | 0 | 0 | 0 | 0 | 0 | 0 | 0 | 0 | OK
|  |  | Indirect Intervention |  | R£ | 0 | 0 | 0 | 0 | 0 | 0 | 0 | 0 | 0 | 0 | 0 |  | # | 0 |  | # | 0 | 0 | 0 | 0 | 0 | 0 | 0 | 0 | 0 | 0 | 0 |  | # | 0 | 0 | 0 | 0 | 0 | 0 | 0 | 0 | 0 | 0 | 0 | OK
|  |  | Changes in Maintenance Programme |  | R£ | [10 empty] | 0 |  | # |  |  | # | [10 empty] | 0 |  | # | [10 empty] | 0 | OK
|  |  | Asset Replacement Due To Early Life Failures |  | R£ | [10 empty] | 0 |  | # |  |  | # | [10 empty] | 0 |  | # | [10 empty] | 0 | OK
|  |  | Methodological Changes |  | R£ | [10 empty] | 0 |  | # |  |  | # | [10 empty] | 0 |  | # | [10 empty] | 0 | OK
|  |  | Data Cleanse |  | R£ | [10 empty] | 0 |  | # |  |  | # | [10 empty] | 0 |  | # | [10 empty] | 0 | OK
|  |  | Other Factors |  | R£ | 0 | 0 | 0 | 0 | 0 | 0 | 0 | 0 | 0 | 0 | 0 |  | # | 0 |  | # | 0 | 0 | 0 | 0 | 0 | 0 | 0 | 0 | 0 | 0 | 0 |  | # | 0 | 0 | 0 | 0 | 0 | 0 | 0 | 0 | 0 | 0 | 0 | OK
|  | End of RIIO-1 Total Network Risk |  |  | R£ | 0 | 0.20001 | 0 | 0.15538 | 0.092808 | 0.44708 | 0 | 0 | 0 | 0 | 0.89527 |  | # |  |  | # | 0 | 8 | 0 | 2 | 1 | 4 | 0 | 0 | 0 | 0 | 15 |  | # | 11 | 1 | 0 | 0 | 0 | 0 | 3 | 0 | 0 | 0 | 15 | OK
RIIO-2 | 2022-2026 (5 Years) |  |  |  | Units | R1 | R2 | R3 | R4 | R5 | R6 | R7 | R8 | R9 | R10 | Total |  | Units | No. |  | Units | R1 | R2 | R3 | R4 | R5 | R6 | R7 | R8 | R9 | R10 | Total |  | Units | P1 | P2 | P3 | P4 | P5 | P6 | P7 | P8 | P9 | P10 | Total | Check
|  | Long Term Benefit of Interventions During RIIO-2 |  |  | LR£ | R10: 0 | 0 | [15 empty] | 0 | [12 empty] | 0
|  | Start of RIIO-2 Total Network Risk |  |  | R£ | 0 | 0.20001 | 0 | 0.15538 | 0.092808 | 0.44708 | 0 | 0 | 0 | 0 | 0.89527 |  | # |  |  | # | 0 | 8 | 0 | 2 | 1 | 4 | 0 | 0 | 0 | 0 | 15 |  | # | 11 | 1 | 0 | 0 | 0 | 0 | 3 | 0 | 0 | 0 | 15 | OK
|  | Drivers of Change in Risk | Asset Additions (not part of replace or refurb) |  | R£ | 0 | 0 | 0 | 0 | 0 | 0 | 0 | 0 | 0 | 0 | 0 |  | # | 0 |  | # | 0 | 0 | 0 | 0 | 0 | 0 | 0 | 0 | 0 | 0 | 0 |  | # | 0 | 0 | 0 | 0 | 0 | 0 | 0 | 0 | 0 | 0 | 0 | OK
|  |  | Asset Disposals (not part of replace or refurb) |  | R£ | 0 | 0 | 0 | 0 | 0 | 0 | 0 | 0 | 0 | 0 | 0 |  | # | 0 |  | # | 0 | 0 | 0 | 0 | 0 | 0 | 0 | 0 | 0 | 0 | 0 |  | # | 0 | 0 | 0 | 0 | 0 | 0 | 0 | 0 | 0 | 0 | 0 | OK
|  |  | Deterioration |  | R£ | 0 | -3.4102e-12 | 0 | -3.5399e-13 | 0 | -0.33659 | 0 | 0.15668 | 0 | 0.36766 | 0.18775 |  | # |  |  | # | 0 | 0 | 0 | 0 | 0 | -3 | 0 | 1 | 0 | 2 | 0 |  | # | -2 | 2 | 0 | 0 | 0 | 0 | -3 | 3 | 0 | 0 | 0 | OK
|  |  | Manual Over-ride on PoF or CoF |  | R£ | 0 | 0 | 0 | 0 | 0 | 0 | 0 | 0 | 0 | 0 | 0 |  | # | 0 |  | # | 0 | 0 | 0 | 0 | 0 | 0 | 0 | 0 | 0 | 0 | 0 |  | # | 0 | 0 | 0 | 0 | 0 | 0 | 0 | 0 | 0 | 0 | 0 | OK
|  |  | Extension of Expected Asset Life |  | R£ | [10 empty] | 0 |  | # |  |  | # | [10 empty] | 0 |  | # | [10 empty] | 0 | OK
|  |  | Asset Replacement (PoF Driven) |  | R£ | 0 | 0 | 0 | 0 | 0 | 0 | 0 | 0 | 0 | 0 | 0 |  | # | 0 |  | # | 0 | 0 | 0 | 0 | 0 | 0 | 0 | 0 | 0 | 0 | 0 |  | # | 0 | 0 | 0 | 0 | 0 | 0 | 0 | 0 | 0 | 0 | 0 | OK
|  |  | Asset Replacement (CoF Driven) |  | R£ | 0 | 0 | 0 | 0 | 0 | 0 | 0 | 0 | 0 | 0 | 0 |  | # | 0 |  | # | 0 | 0 | 0 | 0 | 0 | 0 | 0 | 0 | 0 | 0 | 0 |  | # | 0 | 0 | 0 | 0 | 0 | 0 | 0 | 0 | 0 | 0 | 0 | OK
|  |  | Asset Replacement (Other Driven) |  | R£ | 0 | 0 | 0 | 0 | 0 | 0 | 0 | 0 | 0 | 0 | 0 |  | # | 0 |  | # | 0 | 0 | 0 | 0 | 0 | 0 | 0 | 0 | 0 | 0 | 0 |  | # | 0 | 0 | 0 | 0 | 0 | 0 | 0 | 0 | 0 | 0 | 0 | OK
|  |  | Asset Refurbishment (PoF Driven) |  | R£ | 0 | 0 | 0 | 0.13014 | 0 | 0 | 0 | 0 | 0 | -0.36766 | -0.23752 |  | # | 2 |  | # | 0 | 0 | 0 | 2 | 0 | 0 | 0 | 0 | 0 | -2 | 0 |  | # | 0 | 0 | 0 | 0 | 0 | 2 | 0 | -2 | 0 | 0 | 0 | OK
|  |  | Asset Refurbishment (CoF Driven) |  | R£ | 0 | 0 | 0 | 0 | 0 | 0 | 0 | 0 | 0 | 0 | 0 |  | # | 0 |  | # | 0 | 0 | 0 | 0 | 0 | 0 | 0 | 0 | 0 | 0 | 0 |  | # | 0 | 0 | 0 | 0 | 0 | 0 | 0 | 0 | 0 | 0 | 0 | OK
|  |  | Asset Refurbishment (Other Driven) |  | R£ | 0 | 0 | 0 | 0 | 0 | 0 | 0 | 0 | 0 | 0 | 0 |  | # | 0 |  | # | 0 | 0 | 0 | 0 | 0 | 0 | 0 | 0 | 0 | 0 | 0 |  | # | 0 | 0 | 0 | 0 | 0 | 0 | 0 | 0 | 0 | 0 | 0 | OK
|  |  | Indirect Intervention |  | R£ | 0 | 0 | 0 | 0 | 0 | 0 | 0 | 0 | 0 | 0 | 0 |  | # | 0 |  | # | 0 | 0 | 0 | 0 | 0 | 0 | 0 | 0 | 0 | 0 | 0 |  | # | 0 | 0 | 0 | 0 | 0 | 0 | 0 | 0 | 0 | 0 | 0 | OK
|  |  | Changes in Maintenance Programme |  | R£ | [10 empty] | 0 |  | # |  |  | # | [10 empty] | 0 |  | # | [10 empty] | 0 | OK
|  |  | Asset Replacement Due To Early Life Failures |  | R£ | [10 empty] | 0 |  | # |  |  | # | [10 empty] | 0 |  | # | [10 empty] | 0 | OK
|  |  | Methodological Changes |  | R£ | [10 empty] | 0 |  | # |  |  | # | [10 empty] | 0 |  | # | [10 empty] | 0 | OK
|  |  | Data Cleanse |  | R£ | [10 empty] | 0 |  | # |  |  | # | [10 empty] | 0 |  | # | [10 empty] | 0 | OK
|  |  | Other Factors |  | R£ | 0 | 0 | 0 | 0 | 0 | 0 | 0 | 0 | 0 | 0 | 0 |  | # | 0 |  | # | 0 | 0 | 0 | 0 | 0 | 0 | 0 | 0 | 0 | 0 | 0 |  | # | 0 | 0 | 0 | 0 | 0 | 0 | 0 | 0 | 0 | 0 | 0 | OK
|  | End of RIIO-2 Total Network Risk |  |  | R£ | 0 | 0.20001 | 0 | 0.28551 | 0.092808 | 0.11049 | 0 | 0.15668 | 0 | 0 | 0.8455 |  | # |  |  | # | 0 | 8 | 0 | 4 | 1 | 1 | 0 | 1 | 0 | 0 | 15 |  | # | 9 | 3 | 0 | 0 | 0 | 2 | 0 | 1 | 0 | 0 | 15 | OK

## N3.17
RIIO-2 Business Plan Data Template
Scottish Power Transmission
Workbook Scottish Power Transmission
Submission Version 3.0 - Submitted on 09 Dec 2019
Template Version: v3.0
Sheet: N3.17 275kV Underground Cable
Prices Base: 2018/19
Error Checks: OK
- | - | - | - | - | - | - | - | - | - | - | - | - | - | - | - | - | - | - | - | - | - | - | - | - | - | - | - | - | - | - | - | - | - | - | - | - | - | - | - | - | - | - | - | - | - | -
275kV Underground Cable |  |  |  |  | Monetised Risk | [12 empty] | Volumes |  |  |  | Units: | km
[18 empty] | Vol. Impacted |  |  | Total Volume: Monetised Risk Banding | [12 empty] | Total Volume: Probability of Failure (PoF) Banding
RIIO-1 | 2019-2021 (3 Years) |  |  |  | Units | R1 | R2 | R3 | R4 | R5 | R6 | R7 | R8 | R9 | R10 | Total |  | Units | No. |  | Units | R1 | R2 | R3 | R4 | R5 | R6 | R7 | R8 | R9 | R10 | Total |  | Units | P1 | P2 | P3 | P4 | P5 | P6 | P7 | P8 | P9 | P10 | Total | Check
|  | Long Term Benefit of Interventions During The Period |  |  | LR£ | [10 empty] | 0 | [15 empty] | 0 | [12 empty] | 0
|  | Start of 2019/20 Total Network Risk |  |  | R£ | 0.0020012 | 4.6121 | 0.13872 | 0.089135 | 0 | 15.4976 | 0 | 0 | 0 | 0 | 20.3396 |  | km |  |  | km | 50.2843 | 67.1358 | 0.2812 | 0.1044 | 0 | 8.7194 | 0 | 0 | 0 | 0 | 126.5251 |  | km | 104.3736 | 7.3566 | 1.4532 | 1.6578 | 0.8 | 2.1645 | 8.7194 | 0 | 0 | 0 | 126.5251 | OK
|  | Drivers of Change in Risk | Asset Additions (not part of replace or refurb) |  | R£ | 2.7963e-05 | 0 | 0 | 0 | 0 | 0 | 0 | 0 | 0 | 0 | 2.7963e-05 |  | km | 0.32 |  | km | 0.32 | 0 | 0 | 0 | 0 | 0 | 0 | 0 | 0 | 0 | 0.32 |  | km | 0.32 | 0 | 0 | 0 | 0 | 0 | 0 | 0 | 0 | 0 | 0.32 | OK
|  |  | Asset Disposals (not part of replace or refurb) |  | R£ | 0 | 0 | 0 | 0 | 0 | 0 | 0 | 0 | 0 | 0 | 0 |  | km | 0 |  | km | 0 | 0 | 0 | 0 | 0 | 0 | 0 | 0 | 0 | 0 | 0 |  | km | 0 | 0 | 0 | 0 | 0 | 0 | 0 | 0 | 0 | 0 | 0 | OK
|  |  | Deterioration |  | R£ | -0.0016928 | -0.20707 | 0.38813 | 0.008357 | 0 | -15.4976 | 18.5115 | 0 | 0 | 0 | 3.2016 |  | km |  |  | km | -25.7532 | 24.9532 | 0.8 | 0 | 0 | -8.7194 | 8.7194 | 0 | 0 | 0 | 8.8818e-14 |  | km | -8 | 8 | -0.2336 | 0.2336 | 0 | 0 | 0 | 0 | 0 | 0 | -1.5099e-14 | OK
|  |  | Manual Over-ride on PoF or CoF |  | R£ | 0 | 0 | 0 | 0 | 0 | 0 | 0 | 0 | 0 | 0 | 0 |  | km | 0 |  | km | 0 | 0 | 0 | 0 | 0 | 0 | 0 | 0 | 0 | 0 | 0 |  | km | 0 | 0 | 0 | 0 | 0 | 0 | 0 | 0 | 0 | 0 | 0 | OK
|  |  | Extension of Expected Asset Life |  | R£ | [10 empty] | 0 |  | km |  |  | km | [10 empty] | 0 |  | km | [10 empty] | 0 | OK
|  |  | Asset Replacement (PoF Driven) |  | R£ | 0 | 0 | 0 | 0 | 0 | 0 | 0 | 0 | 0 | 0 | 0 |  | km | 0 |  | km | 0 | 0 | 0 | 0 | 0 | 0 | 0 | 0 | 0 | 0 | 0 |  | km | 0 | 0 | 0 | 0 | 0 | 0 | 0 | 0 | 0 | 0 | 0 | OK
|  |  | Asset Replacement (CoF Driven) |  | R£ | 0 | 0 | 0 | 0 | 0 | 0 | 0 | 0 | 0 | 0 | 0 |  | km | 0 |  | km | 0 | 0 | 0 | 0 | 0 | 0 | 0 | 0 | 0 | 0 | 0 |  | km | 0 | 0 | 0 | 0 | 0 | 0 | 0 | 0 | 0 | 0 | 0 | OK
|  |  | Asset Replacement (Other Driven) |  | R£ | 0.00064388 | -0.000617 | 0 | 0 | 0 | 0 | 0 | 0 | 0 | 0 | 2.6883e-05 |  | km | 0 |  | km | 0 | 0 | 0 | 0 | 0 | 0 | 0 | 0 | 0 | 0 | 0 |  | km | 0 | 0 | 0 | 0 | 0 | 0 | 0 | 0 | 0 | 0 | 0 | OK
|  |  | Asset Refurbishment (PoF Driven) |  | R£ | 0 | 0 | 0 | 0 | 0 | 0 | 0 | 0 | 0 | 0 | 0 |  | km | 0 |  | km | 0 | 0 | 0 | 0 | 0 | 0 | 0 | 0 | 0 | 0 | 0 |  | km | 0 | 0 | 0 | 0 | 0 | 0 | 0 | 0 | 0 | 0 | 0 | OK
|  |  | Asset Refurbishment (CoF Driven) |  | R£ | 0 | 0 | 0 | 0 | 0 | 0 | 0 | 0 | 0 | 0 | 0 |  | km | 0 |  | km | 0 | 0 | 0 | 0 | 0 | 0 | 0 | 0 | 0 | 0 | 0 |  | km | 0 | 0 | 0 | 0 | 0 | 0 | 0 | 0 | 0 | 0 | 0 | OK
|  |  | Asset Refurbishment (Other Driven) |  | R£ | 0 | 0 | 0 | 0 | 0 | 0 | 0 | 0 | 0 | 0 | 0 |  | km | 0 |  | km | 0 | 0 | 0 | 0 | 0 | 0 | 0 | 0 | 0 | 0 | 0 |  | km | 0 | 0 | 0 | 0 | 0 | 0 | 0 | 0 | 0 | 0 | 0 | OK
|  |  | Indirect Intervention |  | R£ | 0 | 0 | 0 | 0 | 0 | 0 | 0 | 0 | 0 | 0 | 0 |  | km | 0 |  | km | 0 | 0 | 0 | 0 | 0 | 0 | 0 | 0 | 0 | 0 | 0 |  | km | 0 | 0 | 0 | 0 | 0 | 0 | 0 | 0 | 0 | 0 | 0 | OK
|  |  | Changes in Maintenance Programme |  | R£ | [10 empty] | 0 |  | km |  |  | km | [10 empty] | 0 |  | km | [10 empty] | 0 | OK
|  |  | Asset Replacement Due To Early Life Failures |  | R£ | [10 empty] | 0 |  | km |  |  | km | [10 empty] | 0 |  | km | [10 empty] | 0 | OK
|  |  | Methodological Changes |  | R£ | [10 empty] | 0 |  | km |  |  | km | [10 empty] | 0 |  | km | [10 empty] | 0 | OK
|  |  | Data Cleanse |  | R£ | [10 empty] | 0 |  | km |  |  | km | [10 empty] | 0 |  | km | [10 empty] | 0 | OK
|  |  | Other Factors |  | R£ | 0 | 0 | 0 | 0 | 0 | 0 | 0 | 0 | 0 | 0 | 0 |  | km | 0 |  | km | 0 | 0 | 0 | 0 | 0 | 0 | 0 | 0 | 0 | 0 | 0 |  | km | 0 | 0 | 0 | 0 | 0 | 0 | 0 | 0 | 0 | 0 | 0 | OK
|  | End of RIIO-1 Total Network Risk |  |  | R£ | 0.00098019 | 4.4044 | 0.52686 | 0.097492 | 0 | 0 | 18.5115 | 0 | 0 | 0 | 23.5412 |  | km |  |  | km | 24.8511 | 92.089 | 1.0812 | 0.1044 | 0 | 0 | 8.7194 | 0 | 0 | 0 | 126.8451 |  | km | 96.6936 | 15.3566 | 1.2196 | 1.8914 | 0.8 | 2.1645 | 8.7194 | 0 | 0 | 0 | 126.8451 | OK
RIIO-2 | 2022-2026 (5 Years) |  |  |  | Units | R1 | R2 | R3 | R4 | R5 | R6 | R7 | R8 | R9 | R10 | Total |  | Units | No. |  | Units | R1 | R2 | R3 | R4 | R5 | R6 | R7 | R8 | R9 | R10 | Total |  | Units | P1 | P2 | P3 | P4 | P5 | P6 | P7 | P8 | P9 | P10 | Total | Check
|  | Long Term Benefit of Interventions During RIIO-2 |  |  | LR£ | R10: 549.2523 | 549.2523 | [15 empty] | 0 | [12 empty] | 0
|  | Start of RIIO-2 Total Network Risk |  |  | R£ | 0.00098019 | 4.4044 | 0.52686 | 0.097492 | 0 | 0 | 18.5115 | 0 | 0 | 0 | 23.5412 |  | km |  |  | km | 24.8511 | 92.089 | 1.0812 | 0.1044 | 0 | 0 | 8.7194 | 0 | 0 | 0 | 126.8451 |  | km | 96.6936 | 15.3566 | 1.2196 | 1.8914 | 0.8 | 2.1645 | 8.7194 | 0 | 0 | 0 | 126.8451 | OK
|  | Drivers of Change in Risk | Asset Additions (not part of replace or refurb) |  | R£ | 0 | 0 | 0 | 0 | 0 | 0 | 0 | 0 | 0 | 0 | 0 |  | km | 0 |  | km | 0 | 0 | 0 | 0 | 0 | 0 | 0 | 0 | 0 | 0 | 0 |  | km | 0 | 0 | 0 | 0 | 0 | 0 | 0 | 0 | 0 | 0 | 0 | OK
|  |  | Asset Disposals (not part of replace or refurb) |  | R£ | 0 | 0 | 0 | 0 | 0 | 0 | 0 | 0 | 0 | 0 | 0 |  | km | 0 |  | km | 0 | 0 | 0 | 0 | 0 | 0 | 0 | 0 | 0 | 0 | 0 |  | km | 0 | 0 | 0 | 0 | 0 | 0 | 0 | 0 | 0 | 0 | 0 | OK
|  |  | Deterioration |  | R£ | -0.0006349 | 0.17285 | 0.51755 | 0.024801 | 0 | 0 | -18.5115 | 0 | 5.7819 | 23.3135 | 11.2985 |  | km |  |  | km | -16.2944 | 15.7441 | 0.5503 | 0 | 0 | 0 | -8.7194 | 0 | 1.7337 | 6.9857 | -6.2172e-14 |  | km | -0.1407 | -2.0049 | 1.3386 | -0.4844 | 0.4914 | 0.8 | -8.7194 | 8.7194 | 0 | 0 | 8.8818e-15 | OK
|  |  | Manual Over-ride on PoF or CoF |  | R£ | 0 | 0 | 0 | 0 | 0 | 0 | 0 | 0 | 0 | 0 | 0 |  | km | 0 |  | km | 0 | 0 | 0 | 0 | 0 | 0 | 0 | 0 | 0 | 0 | 0 |  | km | 0 | 0 | 0 | 0 | 0 | 0 | 0 | 0 | 0 | 0 | 0 | OK
|  |  | Extension of Expected Asset Life |  | R£ | [10 empty] | 0 |  | km |  |  | km | [10 empty] | 0 |  | km | [10 empty] | 0 | OK
|  |  | Asset Replacement (PoF Driven) |  | R£ | 3.5691e-05 | -0.17076 | -0.050872 | 0 | 0 | 0 | 0 | 0 | 0 | 0 | -0.2216 |  | km | 3.44 |  | km | 0.94 | 1.8876 | -0.0977 | 0 | 0 | 0 | 0 | 0 | 0 | 0 | 2.7299 |  | km | 3.44 | 0 | 0 | -0.1525 | -0.5576 | 0 | 0 | 0 | 0 | 0 | 2.7299 | OK
|  |  | Asset Replacement (CoF Driven) |  | R£ | 0 | 0 | 0 | 0 | 0 | 0 | 0 | 0 | 0 | 0 | 0 |  | km | 0 |  | km | 0 | 0 | 0 | 0 | 0 | 0 | 0 | 0 | 0 | 0 | 0 |  | km | 0 | 0 | 0 | 0 | 0 | 0 | 0 | 0 | 0 | 0 | 0 | OK
|  |  | Asset Replacement (Other Driven) |  | R£ | 0 | -0.072636 | 0 | 0 | 0 | 0 | 0 | 0 | 0 | 0 | -0.072636 |  | km | 0.272 |  | km | 0 | 0 | 0 | 0 | 0 | 0 | 0 | 0 | 0 | 0 | 0 |  | km | 0.272 | 0 | 0 | -0.272 | 0 | 0 | 0 | 0 | 0 | 0 | 0 | OK
|  |  | Asset Refurbishment (PoF Driven) |  | R£ | 0 | 0.086768 | -0.21266 | 7.5283 | 0 | 0 | 0 | 0 | -5.7819 | -23.3135 | -21.693 |  | km | 9.0006 |  | km | 0 | 0.2812 | -0.2812 | 8.7194 | 0 | 0 | 0 | 0 | -1.7337 | -6.9857 | 0 |  | km | 0.2812 | 0 | 0 | 0 | 8.4382 | 0 | 0 | -8.7194 | 0 | 0 | -3.5527e-15 | OK
|  |  | Asset Refurbishment (CoF Driven) |  | R£ | 0 | 0 | 0 | 0 | 0 | 0 | 0 | 0 | 0 | 0 | 0 |  | km | 0 |  | km | 0 | 0 | 0 | 0 | 0 | 0 | 0 | 0 | 0 | 0 | 0 |  | km | 0 | 0 | 0 | 0 | 0 | 0 | 0 | 0 | 0 | 0 | 0 | OK
|  |  | Asset Refurbishment (Other Driven) |  | R£ | 0 | 0 | 0 | 0 | 0 | 0 | 0 | 0 | 0 | 0 | 0 |  | km | 0 |  | km | 0 | 0 | 0 | 0 | 0 | 0 | 0 | 0 | 0 | 0 | 0 |  | km | 0 | 0 | 0 | 0 | 0 | 0 | 0 | 0 | 0 | 0 | 0 | OK
|  |  | Indirect Intervention |  | R£ | 0 | 0 | 0 | 0 | 0 | 0 | 0 | 0 | 0 | 0 | 0 |  | km | 0 |  | km | 0 | 0 | 0 | 0 | 0 | 0 | 0 | 0 | 0 | 0 | 0 |  | km | 0 | 0 | 0 | 0 | 0 | 0 | 0 | 0 | 0 | 0 | 0 | OK
|  |  | Changes in Maintenance Programme |  | R£ | [10 empty] | 0 |  | km |  |  | km | [10 empty] | 0 |  | km | [10 empty] | 0 | OK
|  |  | Asset Replacement Due To Early Life Failures |  | R£ | [10 empty] | 0 |  | km |  |  | km | [10 empty] | 0 |  | km | [10 empty] | 0 | OK
|  |  | Methodological Changes |  | R£ | [10 empty] | 0 |  | km |  |  | km | [10 empty] | 0 |  | km | [10 empty] | 0 | OK
|  |  | Data Cleanse |  | R£ | [10 empty] | 0 |  | km |  |  | km | [10 empty] | 0 |  | km | [10 empty] | 0 | OK
|  |  | Other Factors |  | R£ | 0 | 0 | 0 | 0 | 0 | 0 | 0 | 0 | 0 | 0 | 0 |  | km | 0 |  | km | 0 | 0 | 0 | 0 | 0 | 0 | 0 | 0 | 0 | 0 | 0 |  | km | 0 | 0 | 0 | 0 | 0 | 0 | 0 | 0 | 0 | 0 | 0 | OK
|  | End of RIIO-2 Total Network Risk |  |  | R£ | 0.00038099 | 4.4207 | 0.78088 | 7.6506 | 0 | 0 | 0 | 0 | 0 | 0 | 12.8525 |  | km |  |  | km | 9.4967 | 110.0019 | 1.2526 | 8.8238 | 0 | 0 | 0 | 0 | 0 | 0 | 129.575 |  | km | 100.5461 | 13.3517 | 2.5582 | 0.9825 | 9.172 | 2.9645 | 0 | 0 | 0 | 0 | 129.575 | OK

## N3.18
RIIO-2 Business Plan Data Template
Scottish Power Transmission
Workbook Scottish Power Transmission
Submission Version 3.0 - Submitted on 09 Dec 2019
Template Version: v3.0
Sheet: N3.18 275kV OHL Conductor
Prices Base: 2018/19
Error Checks: OK
- | - | - | - | - | - | - | - | - | - | - | - | - | - | - | - | - | - | - | - | - | - | - | - | - | - | - | - | - | - | - | - | - | - | - | - | - | - | - | - | - | - | - | - | - | - | -
275kV OHL Conductor |  |  |  |  | Monetised Risk | [12 empty] | Volumes |  |  |  | Units: | km
[18 empty] | Vol. Impacted |  |  | Total Volume: Monetised Risk Banding | [12 empty] | Total Volume: Probability of Failure (PoF) Banding
RIIO-1 | 2019-2021 (3 Years) |  |  |  | Units | R1 | R2 | R3 | R4 | R5 | R6 | R7 | R8 | R9 | R10 | Total |  | Units | No. |  | Units | R1 | R2 | R3 | R4 | R5 | R6 | R7 | R8 | R9 | R10 | Total |  | Units | P1 | P2 | P3 | P4 | P5 | P6 | P7 | P8 | P9 | P10 | Total | Check
|  | Long Term Benefit of Interventions During The Period |  |  | LR£ | [10 empty] | 0 | [15 empty] | 0 | [12 empty] | 0
|  | Start of 2019/20 Total Network Risk |  |  | R£ | 0.0056407 | 12.0089 | 6.6424 | 14.2421 | 6.0635 | 6.4306 | 0 | 0 | 0 | 0 | 45.3931 |  | km |  |  | km | 63.6437 | 782.443 | 102.7154 | 118.9972 | 34.9664 | 28.8812 | 0 | 0 | 0 | 0 | 1131.6469 |  | km | 478.0718 | 6.7037 | 8.3874 | 66.1653 | 0.8682 | 202.0175 | 354.0888 | 15.3442 | 0 | 0 | 1131.6469 | OK
|  | Drivers of Change in Risk | Asset Additions (not part of replace or refurb) |  | R£ | 0 | 0 | 0 | 0 | 0 | 0 | 0 | 0 | 0 | 0 | 0 |  | km | 0 |  | km | 0 | 0 | 0 | 0 | 0 | 0 | 0 | 0 | 0 | 0 | 0 |  | km | 0 | 0 | 0 | 0 | 0 | 0 | 0 | 0 | 0 | 0 | 0 | OK
|  |  | Asset Disposals (not part of replace or refurb) |  | R£ | 0 | 0 | 0 | 0 | 0 | 0 | 0 | 0 | 0 | 0 | 0 |  | km | 0 |  | km | 0 | 0 | 0 | 0 | 0 | 0 | 0 | 0 | 0 | 0 | 0 |  | km | 0 | 0 | 0 | 0 | 0 | 0 | 0 | 0 | 0 | 0 | 0 | OK
|  |  | Deterioration |  | R£ | 8.8022e-06 | -4.571 | 6.4785 | 2.8604 | 0.29296 | -4.446 | 7.6258 | 0 | 0 | 0 | 8.2408 |  | km |  |  | km | 0 | -117.1628 | 103.4385 | 6.3133 | -1.4782 | -19.992 | 28.8812 | 0 | 0 | 0 | 2.3768e-12 |  | km | -11.754 | 11.754 | -3.1262 | 2.7432 | 0.383 | -2.2737e-13 | -1.4363 | -13.9079 | 15.3442 | 0 | -3.2152e-13 | OK
|  |  | Manual Over-ride on PoF or CoF |  | R£ | 0 | 0 | 0 | 0 | 0 | 0 | 0 | 0 | 0 | 0 | 0 |  | km | 0 |  | km | 0 | 0 | 0 | 0 | 0 | 0 | 0 | 0 | 0 | 0 | 0 |  | km | 0 | 0 | 0 | 0 | 0 | 0 | 0 | 0 | 0 | 0 | 0 | OK
|  |  | Extension of Expected Asset Life |  | R£ | [10 empty] | 0 |  | km |  |  | km | [10 empty] | 0 |  | km | [10 empty] | 0 | OK
|  |  | Asset Replacement (PoF Driven) |  | R£ | 0 | 0.25092 | -1.9265 | -0.021889 | 0 | 0 | 0 | 0 | 0 | 0 | -1.6974 |  | km | 80.569 |  | km | 0 | 29.0008 | -25.6235 | -0.1106 | 0 | 0 | 0 | 0 | 0 | 0 | 3.2667 |  | km | 60.7581 | 0 | -2.2332 | -1.6048 | 0 | -53.1889 | -0.1106 | 0 | -0.3539 | 0 | 3.2667 | OK
|  |  | Asset Replacement (CoF Driven) |  | R£ | 0 | 0 | 0 | 0 | 0 | 0 | 0 | 0 | 0 | 0 | 0 |  | km | 0 |  | km | 0 | 0 | 0 | 0 | 0 | 0 | 0 | 0 | 0 | 0 | 0 |  | km | 0 | 0 | 0 | 0 | 0 | 0 | 0 | 0 | 0 | 0 | 0 | OK
|  |  | Asset Replacement (Other Driven) |  | R£ | 0 | 0 | 0 | 0 | 0 | 0 | 0 | 0 | 0 | 0 | 0 |  | km | 0 |  | km | 0 | 0 | 0 | 0 | 0 | 0 | 0 | 0 | 0 | 0 | 0 |  | km | 0 | 0 | 0 | 0 | 0 | 0 | 0 | 0 | 0 | 0 | 0 | OK
|  |  | Asset Refurbishment (PoF Driven) |  | R£ | 0 | 0 | 0 | 0 | 0 | 0 | 0 | 0 | 0 | 0 | 0 |  | km | 0 |  | km | 0 | 0 | 0 | 0 | 0 | 0 | 0 | 0 | 0 | 0 | 0 |  | km | 0 | 0 | 0 | 0 | 0 | 0 | 0 | 0 | 0 | 0 | 0 | OK
|  |  | Asset Refurbishment (CoF Driven) |  | R£ | 0 | 0 | 0 | 0 | 0 | 0 | 0 | 0 | 0 | 0 | 0 |  | km | 0 |  | km | 0 | 0 | 0 | 0 | 0 | 0 | 0 | 0 | 0 | 0 | 0 |  | km | 0 | 0 | 0 | 0 | 0 | 0 | 0 | 0 | 0 | 0 | 0 | OK
|  |  | Asset Refurbishment (Other Driven) |  | R£ | 0 | 0 | 0 | 0 | 0 | 0 | 0 | 0 | 0 | 0 | 0 |  | km | 0 |  | km | 0 | 0 | 0 | 0 | 0 | 0 | 0 | 0 | 0 | 0 | 0 |  | km | 0 | 0 | 0 | 0 | 0 | 0 | 0 | 0 | 0 | 0 | 0 | OK
|  |  | Indirect Intervention |  | R£ | 0 | 0 | 0 | 0 | 0 | 0 | 0 | 0 | 0 | 0 | 0 |  | km | 0 |  | km | 0 | 0 | 0 | 0 | 0 | 0 | 0 | 0 | 0 | 0 | 0 |  | km | 0 | 0 | 0 | 0 | 0 | 0 | 0 | 0 | 0 | 0 | 0 | OK
|  |  | Changes in Maintenance Programme |  | R£ | [10 empty] | 0 |  | km |  |  | km | [10 empty] | 0 |  | km | [10 empty] | 0 | OK
|  |  | Asset Replacement Due To Early Life Failures |  | R£ | [10 empty] | 0 |  | km |  |  | km | [10 empty] | 0 |  | km | [10 empty] | 0 | OK
|  |  | Methodological Changes |  | R£ | [10 empty] | 0 |  | km |  |  | km | [10 empty] | 0 |  | km | [10 empty] | 0 | OK
|  |  | Data Cleanse |  | R£ | [10 empty] | 0 |  | km |  |  | km | [10 empty] | 0 |  | km | [10 empty] | 0 | OK
|  |  | Other Factors |  | R£ | 0 | 0 | 0 | 0 | 0 | 0 | 0 | 0 | 0 | 0 | 0 |  | km | 0 |  | km | 0 | 0 | 0 | 0 | 0 | 0 | 0 | 0 | 0 | 0 | 0 |  | km | 0 | 0 | 0 | 0 | 0 | 0 | 0 | 0 | 0 | 0 | 0 | OK
|  | End of RIIO-1 Total Network Risk |  |  | R£ | 0.0056495 | 7.6888 | 11.1945 | 17.0806 | 6.3564 | 1.9846 | 7.6258 | 0 | 0 | 0 | 51.9364 |  | km |  |  | km | 63.6437 | 694.281 | 180.5304 | 125.1999 | 33.4882 | 8.8892 | 28.8812 | 0 | 0 | 0 | 1134.9136 |  | km | 527.0759 | 18.4577 | 3.028 | 67.3037 | 1.2512 | 148.8286 | 352.5419 | 1.4363 | 14.9903 | 0 | 1134.9136 | OK
RIIO-2 | 2022-2026 (5 Years) |  |  |  | Units | R1 | R2 | R3 | R4 | R5 | R6 | R7 | R8 | R9 | R10 | Total |  | Units | No. |  | Units | R1 | R2 | R3 | R4 | R5 | R6 | R7 | R8 | R9 | R10 | Total |  | Units | P1 | P2 | P3 | P4 | P5 | P6 | P7 | P8 | P9 | P10 | Total | Check
|  | Long Term Benefit of Interventions During RIIO-2 |  |  | LR£ | R10: 776.4188 | 776.4188 | [15 empty] | 0 | [12 empty] | 0
|  | Start of RIIO-2 Total Network Risk |  |  | R£ | 0.0056495 | 7.6888 | 11.1945 | 17.0806 | 6.3564 | 1.9846 | 7.6258 | 0 | 0 | 0 | 51.9364 |  | km |  |  | km | 63.6437 | 694.281 | 180.5304 | 125.1999 | 33.4882 | 8.8892 | 28.8812 | 0 | 0 | 0 | 1134.9136 |  | km | 527.0759 | 18.4577 | 3.028 | 67.3037 | 1.2512 | 148.8286 | 352.5419 | 1.4363 | 14.9903 | 0 | 1134.9136 | OK
|  | Drivers of Change in Risk | Asset Additions (not part of replace or refurb) |  | R£ | 0 | 0 | 0 | 0 | 0 | 0 | 0 | 0 | 0 | 0 | 0 |  | km | 0 |  | km | 0 | 0 | 0 | 0 | 0 | 0 | 0 | 0 | 0 | 0 | 0 |  | km | 0 | 0 | 0 | 0 | 0 | 0 | 0 | 0 | 0 | 0 | 0 | OK
|  |  | Asset Disposals (not part of replace or refurb) |  | R£ | 0 | 0 | 0 | 0 | 0 | 0 | 0 | 0 | 0 | 0 | 0 |  | km | 0 |  | km | 0 | 0 | 0 | 0 | 0 | 0 | 0 | 0 | 0 | 0 | 0 |  | km | 0 | 0 | 0 | 0 | 0 | 0 | 0 | 0 | 0 | 0 | 0 | OK
|  |  | Deterioration |  | R£ | -0.0032289 | 2.0598 | -0.15564 | -11.2851 | 0.45671 | 19.2995 | -0.44906 | 3.5987 | 0 | 11.7664 | 25.2881 |  | km |  |  | km | -36.5102 | 35.6508 | -49.7387 | -74.6018 | 3.7195 | 86.514 | -4.8137 | 10.8989 | 0 | 28.8812 | -4.0501e-13 |  | km | -14.7385 | 10.1198 | 1.5907 | -64.2757 | 66.0525 | -147.5774 | -203.7133 | 307.1104 | 30.4412 | 14.9903 | 2.4869e-14 | OK
|  |  | Manual Over-ride on PoF or CoF |  | R£ | 0 | 0 | 0 | 0 | 0 | 0 | 0 | 0 | 0 | 0 | 0 |  | km | 0 |  | km | 0 | 0 | 0 | 0 | 0 | 0 | 0 | 0 | 0 | 0 | 0 |  | km | 0 | 0 | 0 | 0 | 0 | 0 | 0 | 0 | 0 | 0 | 0 | OK
|  |  | Extension of Expected Asset Life |  | R£ | [10 empty] | 0 |  | km |  |  | km | [10 empty] | 0 |  | km | [10 empty] | 0 | OK
|  |  | Asset Replacement (PoF Driven) |  | R£ | 0 | 0.67353 | -0.038771 | -0.60882 | -1.1226 | -2.2886 | 0 | -0.717 | 0 | 0 | -4.1022 |  | km | 27.9315 |  | km | 0 | 25.3435 | -0.5003 | -5.6882 | -6.8283 | -9.6377 | 0 | -2.3335 | 0 | 0 | 0.3555 |  | km | 27.7515 | 0 | 0 | 0 | -1.2408 | -1.4648 | -0.06 | -19.57 | -4.9177 | -0.1427 | 0.3555 | OK
|  |  | Asset Replacement (CoF Driven) |  | R£ | 0 | 0 | 0 | 0 | 0 | 0 | 0 | 0 | 0 | 0 | 0 |  | km | 0 |  | km | 0 | 0 | 0 | 0 | 0 | 0 | 0 | 0 | 0 | 0 | 0 |  | km | 0 | 0 | 0 | 0 | 0 | 0 | 0 | 0 | 0 | 0 | 0 | OK
|  |  | Asset Replacement (Other Driven) |  | R£ | 0 | 0 | 0 | 0 | 0 | 0 | 0 | 0 | 0 | 0 | 0 |  | km | 0 |  | km | 0 | 0 | 0 | 0 | 0 | 0 | 0 | 0 | 0 | 0 | 0 |  | km | 0 | 0 | 0 | 0 | 0 | 0 | 0 | 0 | 0 | 0 | 0 | OK
|  |  | Asset Refurbishment (PoF Driven) |  | R£ | 0 | 1.6763 | -1.7408 | -0.8886 | -1.2315 | -11.9809 | 0 | 0 | 0 | 0 | -14.1655 |  | km | 176.3593 |  | km | 0 | 80.7518 | -13.967 | -8.0477 | -6.896 | -51.8411 | 0 | 0 | 0 | 0 | -5.6843e-14 |  | km | 0.8771 | 0 | 0 | 0 | 0 | 175.4822 | 0 | -135.8455 | -40.5138 | 0 | 6.3949e-14 | OK
|  |  | Asset Refurbishment (CoF Driven) |  | R£ | 0 | 0 | 0 | 0 | 0 | 0 | 0 | 0 | 0 | 0 | 0 |  | km | 0 |  | km | 0 | 0 | 0 | 0 | 0 | 0 | 0 | 0 | 0 | 0 | 0 |  | km | 0 | 0 | 0 | 0 | 0 | 0 | 0 | 0 | 0 | 0 | 0 | OK
|  |  | Asset Refurbishment (Other Driven) |  | R£ | 0 | 0 | 0 | 0 | 0 | 0 | 0 | 0 | 0 | 0 | 0 |  | km | 0 |  | km | 0 | 0 | 0 | 0 | 0 | 0 | 0 | 0 | 0 | 0 | 0 |  | km | 0 | 0 | 0 | 0 | 0 | 0 | 0 | 0 | 0 | 0 | 0 | OK
|  |  | Indirect Intervention |  | R£ | 0 | 0 | 0 | 0 | 0 | 0 | 0 | 0 | 0 | 0 | 0 |  | km | 0 |  | km | 0 | 0 | 0 | 0 | 0 | 0 | 0 | 0 | 0 | 0 | 0 |  | km | 0 | 0 | 0 | 0 | 0 | 0 | 0 | 0 | 0 | 0 | 0 | OK
|  |  | Changes in Maintenance Programme |  | R£ | [10 empty] | 0 |  | km |  |  | km | [10 empty] | 0 |  | km | [10 empty] | 0 | OK
|  |  | Asset Replacement Due To Early Life Failures |  | R£ | [10 empty] | 0 |  | km |  |  | km | [10 empty] | 0 |  | km | [10 empty] | 0 | OK
|  |  | Methodological Changes |  | R£ | [10 empty] | 0 |  | km |  |  | km | [10 empty] | 0 |  | km | [10 empty] | 0 | OK
|  |  | Data Cleanse |  | R£ | [10 empty] | 0 |  | km |  |  | km | [10 empty] | 0 |  | km | [10 empty] | 0 | OK
|  |  | Other Factors |  | R£ | 0 | 0 | 0 | 0 | 0 | 0 | 0 | 0 | 0 | 0 | 0 |  | km | 0 |  | km | 0 | 0 | 0 | 0 | 0 | 0 | 0 | 0 | 0 | 0 | 0 |  | km | 0 | 0 | 0 | 0 | 0 | 0 | 0 | 0 | 0 | 0 | 0 | OK
|  | End of RIIO-2 Total Network Risk |  |  | R£ | 0.0024205 | 12.0985 | 9.2594 | 4.298 | 4.459 | 7.0147 | 7.1767 | 2.8817 | 0 | 11.7664 | 58.9568 |  | km |  |  | km | 27.1335 | 836.0271 | 116.3244 | 36.8622 | 23.4834 | 33.9244 | 24.0675 | 8.5654 | 0 | 28.8812 | 1135.2691 |  | km | 540.966 | 28.5775 | 4.6187 | 3.028 | 66.0629 | 175.2686 | 148.7686 | 153.1312 | 7.1054e-15 | 14.8476 | 1135.2691 | OK

## N3.19
RIIO-2 Business Plan Data Template
Scottish Power Transmission
Workbook Scottish Power Transmission
Submission Version 3.0 - Submitted on 09 Dec 2019
Template Version: v3.0
Sheet: N3.19 275kV OHL Fittings
Prices Base: 2018/19
Error Checks: OK
- | - | - | - | - | - | - | - | - | - | - | - | - | - | - | - | - | - | - | - | - | - | - | - | - | - | - | - | - | - | - | - | - | - | - | - | - | - | - | - | - | - | - | - | - | - | -
275kV OHL Fittings |  |  |  |  | Monetised Risk | [12 empty] | Volumes |  |  |  | Units: | #
[18 empty] | Vol. Impacted |  |  | Total Volume: Monetised Risk Banding | [12 empty] | Total Volume: Probability of Failure (PoF) Banding
RIIO-1 | 2019-2021 (3 Years) |  |  |  | Units | R1 | R2 | R3 | R4 | R5 | R6 | R7 | R8 | R9 | R10 | Total |  | Units | No. |  | Units | R1 | R2 | R3 | R4 | R5 | R6 | R7 | R8 | R9 | R10 | Total |  | Units | P1 | P2 | P3 | P4 | P5 | P6 | P7 | P8 | P9 | P10 | Total | Check
|  | Long Term Benefit of Interventions During The Period |  |  | LR£ | [10 empty] | 0 | [15 empty] | 0 | [12 empty] | 0
|  | Start of 2019/20 Total Network Risk |  |  | R£ | 0.060013 | 72.1019 | 56.1956 | 40.7149 | 31.4588 | 22.5673 | 61.3063 | 15.2246 | 13.0742 | 371.752 | 684.4556 |  | # |  |  | # | 242 | 2150 | 384 | 147 | 94 | 46 | 108 | 23 | 17 | 282 | 3493 |  | # | 1258 | 948 | 128 | 50 | 23 | 75 | 65 | 199 | 418 | 329 | 3493 | OK
|  | Drivers of Change in Risk | Asset Additions (not part of replace or refurb) |  | R£ | 0 | 0 | 0 | 0 | 0 | 0 | 0 | 0 | 0 | 0 | 0 |  | # | 0 |  | # | 0 | 0 | 0 | 0 | 0 | 0 | 0 | 0 | 0 | 0 | 0 |  | # | 0 | 0 | 0 | 0 | 0 | 0 | 0 | 0 | 0 | 0 | 0 | OK
|  |  | Asset Disposals (not part of replace or refurb) |  | R£ | 0 | 0 | 0 | 0 | 0 | 0 | 0 | 0 | 0 | 0 | 0 |  | # | 0 |  | # | 0 | 0 | 0 | 0 | 0 | 0 | 0 | 0 | 0 | 0 | 0 |  | # | 0 | 0 | 0 | 0 | 0 | 0 | 0 | 0 | 0 | 0 | 0 | OK
|  |  | Deterioration |  | R£ | -27.5715 | 20.5088 | 22.5977 | -9.3401 | 10.1317 | -7.4066 | -48.697 | 68.7174 | 12.267 | 110.45 | 151.6572 |  | # |  |  | # | 0 | -106 | 32 | -17 | 58 | -13 | -86 | 99 | 15 | 18 | 0 |  | # | 0 | 0 | 0 | 0 | 0 | 0 | 0 | 0 | 0 | 0 | 0 | OK
|  |  | Manual Over-ride on PoF or CoF |  | R£ | 0 | 0 | 0 | 0 | 0 | 0 | 0 | 0 | 0 | 0 | 0 |  | # | 0 |  | # | 0 | 0 | 0 | 0 | 0 | 0 | 0 | 0 | 0 | 0 | 0 |  | # | 0 | 0 | 0 | 0 | 0 | 0 | 0 | 0 | 0 | 0 | 0 | OK
|  |  | Extension of Expected Asset Life |  | R£ | [10 empty] | 0 |  | # |  |  | # | [10 empty] | 0 |  | # | [10 empty] | 0 | OK
|  |  | Asset Replacement (PoF Driven) |  | R£ | 27.5739 | -9.6667 | -24.2538 | -7.3607 | 5.6165 | -14.1972 | -12.6093 | -83.2374 | -25.3412 | -399.1172 | -542.5932 |  | # | 855 |  | # | 0 | 518 | -8 | -29 | -34 | -31 | -22 | -121 | -32 | -237 | 4 |  | # | 809 | -10 | -6 | -7 | -11 | -51 | -62 | -194 | -144 | -320 | 4 | OK
|  |  | Asset Replacement (CoF Driven) |  | R£ | 0 | 0 | 0 | 0 | 0 | 0 | 0 | 0 | 0 | 0 | 0 |  | # | 0 |  | # | 0 | 0 | 0 | 0 | 0 | 0 | 0 | 0 | 0 | 0 | 0 |  | # | 0 | 0 | 0 | 0 | 0 | 0 | 0 | 0 | 0 | 0 | 0 | OK
|  |  | Asset Replacement (Other Driven) |  | R£ | 0 | 0 | 0 | 0 | 0 | 0 | 0 | 0 | 0 | 0 | 0 |  | # | 0 |  | # | 0 | 0 | 0 | 0 | 0 | 0 | 0 | 0 | 0 | 0 | 0 |  | # | 0 | 0 | 0 | 0 | 0 | 0 | 0 | 0 | 0 | 0 | 0 | OK
|  |  | Asset Refurbishment (PoF Driven) |  | R£ | 0 | 0 | 0 | 0 | 0 | 0 | 0 | 0 | 0 | 0 | 0 |  | # | 0 |  | # | 0 | 0 | 0 | 0 | 0 | 0 | 0 | 0 | 0 | 0 | 0 |  | # | 0 | 0 | 0 | 0 | 0 | 0 | 0 | 0 | 0 | 0 | 0 | OK
|  |  | Asset Refurbishment (CoF Driven) |  | R£ | 0 | 0 | 0 | 0 | 0 | 0 | 0 | 0 | 0 | 0 | 0 |  | # | 0 |  | # | 0 | 0 | 0 | 0 | 0 | 0 | 0 | 0 | 0 | 0 | 0 |  | # | 0 | 0 | 0 | 0 | 0 | 0 | 0 | 0 | 0 | 0 | 0 | OK
|  |  | Asset Refurbishment (Other Driven) |  | R£ | 0 | 0 | 0 | 0 | 0 | 0 | 0 | 0 | 0 | 0 | 0 |  | # | 0 |  | # | 0 | 0 | 0 | 0 | 0 | 0 | 0 | 0 | 0 | 0 | 0 |  | # | 0 | 0 | 0 | 0 | 0 | 0 | 0 | 0 | 0 | 0 | 0 | OK
|  |  | Indirect Intervention |  | R£ | 0 | 0 | 0 | 0 | 0 | 0 | 0 | 0 | 0 | 0 | 0 |  | # | 0 |  | # | 0 | 0 | 0 | 0 | 0 | 0 | 0 | 0 | 0 | 0 | 0 |  | # | 0 | 0 | 0 | 0 | 0 | 0 | 0 | 0 | 0 | 0 | 0 | OK
|  |  | Changes in Maintenance Programme |  | R£ | [10 empty] | 0 |  | # |  |  | # | [10 empty] | 0 |  | # | [10 empty] | 0 | OK
|  |  | Asset Replacement Due To Early Life Failures |  | R£ | [10 empty] | 0 |  | # |  |  | # | [10 empty] | 0 |  | # | [10 empty] | 0 | OK
|  |  | Methodological Changes |  | R£ | [10 empty] | 0 |  | # |  |  | # | [10 empty] | 0 |  | # | [10 empty] | 0 | OK
|  |  | Data Cleanse |  | R£ | [10 empty] | 0 |  | # |  |  | # | [10 empty] | 0 |  | # | [10 empty] | 0 | OK
|  |  | Other Factors |  | R£ | 0 | 0 | 0 | 0 | 0 | 0 | 0 | 0 | 0 | 0 | 0 |  | # | 0 |  | # | 0 | 0 | 0 | 0 | 0 | 0 | 0 | 0 | 0 | 0 | 0 |  | # | 0 | 0 | 0 | 0 | 0 | 0 | 0 | 0 | 0 | 0 | 0 | OK
|  | End of RIIO-1 Total Network Risk |  |  | R£ | 0.062388 | 82.944 | 54.5394 | 24.0141 | 47.2069 | 0.96345 | 1.7764e-15 | 0.70456 | 0 | 83.0848 | 293.5196 |  | # |  |  | # | 242 | 2562 | 408 | 101 | 118 | 2 | 0 | 1 | 0 | 63 | 3497 |  | # | 2067 | 938 | 122 | 43 | 12 | 24 | 3 | 5 | 274 | 9 | 3497 | OK
RIIO-2 | 2022-2026 (5 Years) |  |  |  | Units | R1 | R2 | R3 | R4 | R5 | R6 | R7 | R8 | R9 | R10 | Total |  | Units | No. |  | Units | R1 | R2 | R3 | R4 | R5 | R6 | R7 | R8 | R9 | R10 | Total |  | Units | P1 | P2 | P3 | P4 | P5 | P6 | P7 | P8 | P9 | P10 | Total | Check
|  | Long Term Benefit of Interventions During RIIO-2 |  |  | LR£ | R10: 3349.8508 | 3349.8508 | [15 empty] | 0 | [12 empty] | 0
|  | Start of RIIO-2 Total Network Risk |  |  | R£ | 0.062388 | 82.944 | 54.5394 | 24.0141 | 47.2069 | 0.96345 | 1.7764e-15 | 0.70456 | 0 | 83.0848 | 293.5196 |  | # |  |  | # | 242 | 2562 | 408 | 101 | 118 | 2 | 0 | 1 | 0 | 63 | 3497 |  | # | 2067 | 938 | 122 | 43 | 12 | 24 | 3 | 5 | 274 | 9 | 3497 | OK
|  | Drivers of Change in Risk | Asset Additions (not part of replace or refurb) |  | R£ | 0 | 0 | 0 | 0 | 0 | 0 | 0 | 0 | 0 | 0 | 0 |  | # | 0 |  | # | 0 | 0 | 0 | 0 | 0 | 0 | 0 | 0 | 0 | 0 | 0 |  | # | 0 | 0 | 0 | 0 | 0 | 0 | 0 | 0 | 0 | 0 | 0 | OK
|  |  | Asset Disposals (not part of replace or refurb) |  | R£ | 0 | 0 | 0 | 0 | 0 | 0 | 0 | 0 | 0 | 0 | 0 |  | # | 0 |  | # | 0 | 0 | 0 | 0 | 0 | 0 | 0 | 0 | 0 | 0 | 0 |  | # | 0 | 0 | 0 | 0 | 0 | 0 | 0 | 0 | 0 | 0 | 0 | OK
|  |  | Deterioration |  | R£ | -0.050417 | -7.3932 | 8.5412 | -4.3735 | -25.4631 | 1.8215 | 5.4789 | 46.1034 | 0 | 139.3782 | 164.0431 |  | # |  |  | # | -192 | 52 | 66 | -30 | -58 | 4 | 9 | 68 | 0 | 78 | -3 |  | # | -146 | -419 | 423 | 55 | 39 | -19 | 53 | 0 | -271 | 282 | -3 | OK
|  |  | Manual Over-ride on PoF or CoF |  | R£ | 0 | 0 | 0 | 0 | 0 | 0 | 0 | 0 | 0 | 0 | 0 |  | # | 0 |  | # | 0 | 0 | 0 | 0 | 0 | 0 | 0 | 0 | 0 | 0 | 0 |  | # | 0 | 0 | 0 | 0 | 0 | 0 | 0 | 0 | 0 | 0 | 0 | OK
|  |  | Extension of Expected Asset Life |  | R£ | [10 empty] | 0 |  | # |  |  | # | [10 empty] | 0 |  | # | [10 empty] | 0 | OK
|  |  | Asset Replacement (PoF Driven) |  | R£ | 0 | 10.6829 | -6.923 | -5.4607 | -19.2851 | 0 | 0 | -37.5091 | 0 | -191.3224 | -249.8175 |  | # | 302 |  | # | 0 | 296 | -49 | -18 | -53 | 0 | 0 | -55 | 0 | -121 | 0 |  | # | 302 | 0 | 0 | 0 | 0 | 0 | -20 | 0 | 0 | -282 | 0 | OK
|  |  | Asset Replacement (CoF Driven) |  | R£ | 0 | 0 | 0 | 0 | 0 | 0 | 0 | 0 | 0 | 0 | 0 |  | # | 0 |  | # | 0 | 0 | 0 | 0 | 0 | 0 | 0 | 0 | 0 | 0 | 0 |  | # | 0 | 0 | 0 | 0 | 0 | 0 | 0 | 0 | 0 | 0 | 0 | OK
|  |  | Asset Replacement (Other Driven) |  | R£ | 0 | -0.079254 | 0 | 0 | 0 | 0 | 0 | 0 | 0 | 0 | -0.079254 |  | # | 33 |  | # | 0 | 0 | 0 | 0 | 0 | 0 | 0 | 0 | 0 | 0 | 0 |  | # | 33 | -16 | -17 | 0 | 0 | 0 | 0 | 0 | 0 | 0 | 0 | OK
|  |  | Asset Refurbishment (PoF Driven) |  | R£ | 0 | 0 | 0 | 0 | 0 | 0 | 0 | 0 | 0 | 0 | 0 |  | # | 0 |  | # | 0 | 0 | 0 | 0 | 0 | 0 | 0 | 0 | 0 | 0 | 0 |  | # | 0 | 0 | 0 | 0 | 0 | 0 | 0 | 0 | 0 | 0 | 0 | OK
|  |  | Asset Refurbishment (CoF Driven) |  | R£ | 0 | 0 | 0 | 0 | 0 | 0 | 0 | 0 | 0 | 0 | 0 |  | # | 0 |  | # | 0 | 0 | 0 | 0 | 0 | 0 | 0 | 0 | 0 | 0 | 0 |  | # | 0 | 0 | 0 | 0 | 0 | 0 | 0 | 0 | 0 | 0 | 0 | OK
|  |  | Asset Refurbishment (Other Driven) |  | R£ | 0 | 0 | 0 | 0 | 0 | 0 | 0 | 0 | 0 | 0 | 0 |  | # | 0 |  | # | 0 | 0 | 0 | 0 | 0 | 0 | 0 | 0 | 0 | 0 | 0 |  | # | 0 | 0 | 0 | 0 | 0 | 0 | 0 | 0 | 0 | 0 | 0 | OK
|  |  | Indirect Intervention |  | R£ | 0 | 0 | 0 | 0 | 0 | 0 | 0 | 0 | 0 | 0 | 0 |  | # | 0 |  | # | 0 | 0 | 0 | 0 | 0 | 0 | 0 | 0 | 0 | 0 | 0 |  | # | 0 | 0 | 0 | 0 | 0 | 0 | 0 | 0 | 0 | 0 | 0 | OK
|  |  | Changes in Maintenance Programme |  | R£ | [10 empty] | 0 |  | # |  |  | # | [10 empty] | 0 |  | # | [10 empty] | 0 | OK
|  |  | Asset Replacement Due To Early Life Failures |  | R£ | [10 empty] | 0 |  | # |  |  | # | [10 empty] | 0 |  | # | [10 empty] | 0 | OK
|  |  | Methodological Changes |  | R£ | [10 empty] | 0 |  | # |  |  | # | [10 empty] | 0 |  | # | [10 empty] | 0 | OK
|  |  | Data Cleanse |  | R£ | [10 empty] | 0 |  | # |  |  | # | [10 empty] | 0 |  | # | [10 empty] | 0 | OK
|  |  | Other Factors |  | R£ | 0 | 0 | 0 | 0 | 0 | 0 | 0 | 0 | 0 | 0 | 0 |  | # | 0 |  | # | 0 | 0 | 0 | 0 | 0 | 0 | 0 | 0 | 0 | 0 | 0 |  | # | 0 | 0 | 0 | 0 | 0 | 0 | 0 | 0 | 0 | 0 | 0 | OK
|  | End of RIIO-2 Total Network Risk |  |  | R£ | 0.011971 | 86.1544 | 56.1577 | 14.1799 | 2.4587 | 2.785 | 5.4789 | 9.2988 | 0 | 31.1406 | 207.666 |  | # |  |  | # | 50 | 2910 | 425 | 53 | 7 | 6 | 9 | 14 | 0 | 20 | 3494 |  | # | 2256 | 503 | 528 | 98 | 51 | 5 | 36 | 5 | 3 | 9 | 3494 | OK

## N3.20
RIIO-2 Business Plan Data Template
Scottish Power Transmission
Workbook Scottish Power Transmission
Submission Version 3.0 - Submitted on 09 Dec 2019
Template Version: v3.0
Sheet: N3.20 275kV OHL Tower
Prices Base: 2018/19
Error Checks: OK
- | - | - | - | - | - | - | - | - | - | - | - | - | - | - | - | - | - | - | - | - | - | - | - | - | - | - | - | - | - | - | - | - | - | - | - | - | - | - | - | - | - | - | - | - | - | -
275kV OHL Tower |  |  |  |  | Monetised Risk | [12 empty] | Volumes |  |  |  | Units: | #
[18 empty] | Vol. Impacted |  |  | Total Volume: Monetised Risk Banding | [12 empty] | Total Volume: Probability of Failure (PoF) Banding
RIIO-1 | 2019-2021 (3 Years) |  |  |  | Units | R1 | R2 | R3 | R4 | R5 | R6 | R7 | R8 | R9 | R10 | Total |  | Units | No. |  | Units | R1 | R2 | R3 | R4 | R5 | R6 | R7 | R8 | R9 | R10 | Total |  | Units | P1 | P2 | P3 | P4 | P5 | P6 | P7 | P8 | P9 | P10 | Total | Check
|  | Long Term Benefit of Interventions During The Period |  |  | LR£ | [10 empty] | 0 | [15 empty] | 0 | [12 empty] | 0
|  | Start of 2019/20 Total Network Risk |  |  | R£ | 0.028261 | 34.0968 | 11.1553 | 23.5045 | 2.2754 | 31.4497 | 3.2849 | 0 | 21.2764 | 57.7432 | 184.8146 |  | # |  |  | # | 203 | 1499 | 23 | 29 | 2 | 22 | 2 | 0 | 9 | 17 | 1806 |  | # | 84 | 486 | 373 | 197 | 84 | 279 | 59 | 58 | 38 | 148 | 1806 | OK
|  | Drivers of Change in Risk | Asset Additions (not part of replace or refurb) |  | R£ | 0 | 0 | 0 | 0 | 0 | 0 | 0 | 0 | 0 | 0 | 0 |  | # | 0 |  | # | 0 | 0 | 0 | 0 | 0 | 0 | 0 | 0 | 0 | 0 | 0 |  | # | 0 | 0 | 0 | 0 | 0 | 0 | 0 | 0 | 0 | 0 | 0 | OK
|  |  | Asset Disposals (not part of replace or refurb) |  | R£ | 0 | 0 | 0 | 0 | 0 | 0 | 0 | 0 | 0 | 0 | 0 |  | # | 0 |  | # | 0 | 0 | 0 | 0 | 0 | 0 | 0 | 0 | 0 | 0 | 0 |  | # | 0 | 0 | 0 | 0 | 0 | 0 | 0 | 0 | 0 | 0 | 0 | OK
|  |  | Deterioration |  | R£ | 0.00015428 | 3.3504 | -3.9768 | -7.0423 | 22.0845 | -29.9194 | 34.9198 | 4.0833 | -21.2764 | 42.2328 | 44.4561 |  | # |  |  | # | 0 | -7 | -6 | -8 | 20 | -21 | 20 | 2 | -9 | 9 | 0 |  | # | 29 | -81 | -13 | -10 | 57 | -10 | -7 | -13 | 7 | 41 | 0 | OK
|  |  | Manual Over-ride on PoF or CoF |  | R£ | 0 | 0 | 0 | 0 | 0 | 0 | 0 | 0 | 0 | 0 | 0 |  | # | 0 |  | # | 0 | 0 | 0 | 0 | 0 | 0 | 0 | 0 | 0 | 0 | 0 |  | # | 0 | 0 | 0 | 0 | 0 | 0 | 0 | 0 | 0 | 0 | 0 | OK
|  |  | Extension of Expected Asset Life |  | R£ | [10 empty] | 0 |  | # |  |  | # | [10 empty] | 0 |  | # | [10 empty] | 0 | OK
|  |  | Asset Replacement (PoF Driven) |  | R£ | 0 | 0 | -0.01008 | 0 | 0 | 0 | 0 | 0 | 0 | 0 | -0.01008 |  | # | 3 |  | # | 0 | 2 | 0 | 0 | 0 | 0 | 0 | 0 | 0 | 0 | 2 |  | # | 3 | 0 | 0 | 0 | 0 | 0 | 0 | 0 | 0 | -1 | 2 | OK
|  |  | Asset Replacement (CoF Driven) |  | R£ | 0 | 0 | 0 | 0 | 0 | 0 | 0 | 0 | 0 | 0 | 0 |  | # | 0 |  | # | 0 | 0 | 0 | 0 | 0 | 0 | 0 | 0 | 0 | 0 | 0 |  | # | 0 | 0 | 0 | 0 | 0 | 0 | 0 | 0 | 0 | 0 | 0 | OK
|  |  | Asset Replacement (Other Driven) |  | R£ | 0 | 0 | 0 | 0 | 0 | 0 | 0 | 0 | 0 | 0 | 0 |  | # | 0 |  | # | 0 | 0 | 0 | 0 | 0 | 0 | 0 | 0 | 0 | 0 | 0 |  | # | 0 | 0 | 0 | 0 | 0 | 0 | 0 | 0 | 0 | 0 | 0 | OK
|  |  | Asset Refurbishment (PoF Driven) |  | R£ | 0 | 0 | 0 | 0 | 0 | 0 | 0 | 0 | 0 | 0 | 0 |  | # | 0 |  | # | 0 | 0 | 0 | 0 | 0 | 0 | 0 | 0 | 0 | 0 | 0 |  | # | 0 | 0 | 0 | 0 | 0 | 0 | 0 | 0 | 0 | 0 | 0 | OK
|  |  | Asset Refurbishment (CoF Driven) |  | R£ | 0 | 0 | 0 | 0 | 0 | 0 | 0 | 0 | 0 | 0 | 0 |  | # | 0 |  | # | 0 | 0 | 0 | 0 | 0 | 0 | 0 | 0 | 0 | 0 | 0 |  | # | 0 | 0 | 0 | 0 | 0 | 0 | 0 | 0 | 0 | 0 | 0 | OK
|  |  | Asset Refurbishment (Other Driven) |  | R£ | 0 | 0 | 0 | 0 | 0 | 0 | 0 | 0 | 0 | 0 | 0 |  | # | 0 |  | # | 0 | 0 | 0 | 0 | 0 | 0 | 0 | 0 | 0 | 0 | 0 |  | # | 0 | 0 | 0 | 0 | 0 | 0 | 0 | 0 | 0 | 0 | 0 | OK
|  |  | Indirect Intervention |  | R£ | 0 | 0 | 0 | 0 | 0 | 0 | 0 | 0 | 0 | 0 | 0 |  | # | 0 |  | # | 0 | 0 | 0 | 0 | 0 | 0 | 0 | 0 | 0 | 0 | 0 |  | # | 0 | 0 | 0 | 0 | 0 | 0 | 0 | 0 | 0 | 0 | 0 | OK
|  |  | Changes in Maintenance Programme |  | R£ | [10 empty] | 0 |  | # |  |  | # | [10 empty] | 0 |  | # | [10 empty] | 0 | OK
|  |  | Asset Replacement Due To Early Life Failures |  | R£ | [10 empty] | 0 |  | # |  |  | # | [10 empty] | 0 |  | # | [10 empty] | 0 | OK
|  |  | Methodological Changes |  | R£ | [10 empty] | 0 |  | # |  |  | # | [10 empty] | 0 |  | # | [10 empty] | 0 | OK
|  |  | Data Cleanse |  | R£ | [10 empty] | 0 |  | # |  |  | # | [10 empty] | 0 |  | # | [10 empty] | 0 | OK
|  |  | Other Factors |  | R£ | 0 | 0 | 0 | 0 | 0 | 0 | 0 | 0 | 0 | 0 | 0 |  | # | 0 |  | # | 0 | 0 | 0 | 0 | 0 | 0 | 0 | 0 | 0 | 0 | 0 |  | # | 0 | 0 | 0 | 0 | 0 | 0 | 0 | 0 | 0 | 0 | 0 | OK
|  | End of RIIO-1 Total Network Risk |  |  | R£ | 0.028415 | 37.4472 | 7.1684 | 16.4622 | 24.36 | 1.5303 | 38.2047 | 4.0833 | 0 | 99.976 | 229.2605 |  | # |  |  | # | 203 | 1494 | 17 | 21 | 22 | 1 | 22 | 2 | 0 | 26 | 1808 |  | # | 116 | 405 | 360 | 187 | 141 | 269 | 52 | 45 | 45 | 188 | 1808 | OK
RIIO-2 | 2022-2026 (5 Years) |  |  |  | Units | R1 | R2 | R3 | R4 | R5 | R6 | R7 | R8 | R9 | R10 | Total |  | Units | No. |  | Units | R1 | R2 | R3 | R4 | R5 | R6 | R7 | R8 | R9 | R10 | Total |  | Units | P1 | P2 | P3 | P4 | P5 | P6 | P7 | P8 | P9 | P10 | Total | Check
|  | Long Term Benefit of Interventions During RIIO-2 |  |  | LR£ | R10: 2312.2355 | 2312.2355 | [15 empty] | 0 | [12 empty] | 0
|  | Start of RIIO-2 Total Network Risk |  |  | R£ | 0.028415 | 37.4472 | 7.1684 | 16.4622 | 24.36 | 1.5303 | 38.2047 | 4.0833 | 0 | 99.976 | 229.2605 |  | # |  |  | # | 203 | 1494 | 17 | 21 | 22 | 1 | 22 | 2 | 0 | 26 | 1808 |  | # | 116 | 405 | 360 | 187 | 141 | 269 | 52 | 45 | 45 | 188 | 1808 | OK
|  | Drivers of Change in Risk | Asset Additions (not part of replace or refurb) |  | R£ | 0 | 0 | 0 | 0 | 0 | 0 | 0 | 0 | 0 | 0 | 0 |  | # | 0 |  | # | 0 | 0 | 0 | 0 | 0 | 0 | 0 | 0 | 0 | 0 | 0 |  | # | 0 | 0 | 0 | 0 | 0 | 0 | 0 | 0 | 0 | 0 | 0 | OK
|  |  | Asset Disposals (not part of replace or refurb) |  | R£ | 0 | 0 | 0 | 0 | 0 | 0 | 0 | 0 | 0 | 0 | 0 |  | # | 0 |  | # | 0 | 0 | 0 | 0 | 0 | 0 | 0 | 0 | 0 | 0 | 0 |  | # | 0 | 0 | 0 | 0 | 0 | 0 | 0 | 0 | 0 | 0 | 0 | OK
|  |  | Deterioration |  | R£ | -0.026995 | 12.8975 | 3.1632 | -9.524 | -9.4122 | 8.3405 | -26.2665 | 8.0921 | 32.0435 | 154.9494 | 174.2564 |  | # |  |  | # | -193 | 174 | 6 | -11 | -9 | 6 | -15 | 4 | 13 | 25 | 0 |  | # | -12 | -258 | 152 | 0 | -10 | -152 | 212 | -3 | -3 | 74 | 0 | OK
|  |  | Manual Over-ride on PoF or CoF |  | R£ | 0 | 0 | 0 | 0 | 0 | 0 | 0 | 0 | 0 | 0 | 0 |  | # | 0 |  | # | 0 | 0 | 0 | 0 | 0 | 0 | 0 | 0 | 0 | 0 | 0 |  | # | 0 | 0 | 0 | 0 | 0 | 0 | 0 | 0 | 0 | 0 | 0 | OK
|  |  | Extension of Expected Asset Life |  | R£ | [10 empty] | 0 |  | # |  |  | # | [10 empty] | 0 |  | # | [10 empty] | 0 | OK
|  |  | Asset Replacement (PoF Driven) |  | R£ | 0 | -0.018077 | 0 | 0 | 0 | 0 | 0 | 0 | 0 | 0 | -0.018077 |  | # | 6 |  | # | 0 | -1 | 0 | 0 | 0 | 0 | 0 | 0 | 0 | 0 | -1 |  | # | 5 | -3 | 0 | -2 | -1 | 0 | 0 | 0 | 0 | 0 | -1 | OK
|  |  | Asset Replacement (CoF Driven) |  | R£ | 0 | 0 | 0 | 0 | 0 | 0 | 0 | 0 | 0 | 0 | 0 |  | # | 0 |  | # | 0 | 0 | 0 | 0 | 0 | 0 | 0 | 0 | 0 | 0 | 0 |  | # | 0 | 0 | 0 | 0 | 0 | 0 | 0 | 0 | 0 | 0 | 0 | OK
|  |  | Asset Replacement (Other Driven) |  | R£ | 0 | 0 | 0 | 0 | 0 | 0 | 0 | 0 | 0 | 0 | 0 |  | # | 0 |  | # | 0 | 0 | 0 | 0 | 0 | 0 | 0 | 0 | 0 | 0 | 0 |  | # | 0 | 0 | 0 | 0 | 0 | 0 | 0 | 0 | 0 | 0 | 0 | OK
|  |  | Asset Refurbishment (PoF Driven) |  | R£ | 0 | 1.9418 | 9.3879 | -3.8407 | -10.6093 | -5.5776 | -6.7627 | -8.0408 | 0 | -79.2504 | -102.7516 |  | # | 352 |  | # | 0 | 28 | 16 | -6 | -9 | -4 | -4 | -4 | 0 | -17 | 0 |  | # | 0 | 4 | 36 | 4 | -11 | 168 | -133 | -15 | -4 | -49 | 0 | OK
|  |  | Asset Refurbishment (CoF Driven) |  | R£ | 0 | 0 | 0 | 0 | 0 | 0 | 0 | 0 | 0 | 0 | 0 |  | # | 0 |  | # | 0 | 0 | 0 | 0 | 0 | 0 | 0 | 0 | 0 | 0 | 0 |  | # | 0 | 0 | 0 | 0 | 0 | 0 | 0 | 0 | 0 | 0 | 0 | OK
|  |  | Asset Refurbishment (Other Driven) |  | R£ | 0 | 0 | 0 | 0 | 0 | 0 | 0 | 0 | 0 | 0 | 0 |  | # | 0 |  | # | 0 | 0 | 0 | 0 | 0 | 0 | 0 | 0 | 0 | 0 | 0 |  | # | 0 | 0 | 0 | 0 | 0 | 0 | 0 | 0 | 0 | 0 | 0 | OK
|  |  | Indirect Intervention |  | R£ | 0 | 0 | 0 | 0 | 0 | 0 | 0 | 0 | 0 | 0 | 0 |  | # | 0 |  | # | 0 | 0 | 0 | 0 | 0 | 0 | 0 | 0 | 0 | 0 | 0 |  | # | 0 | 0 | 0 | 0 | 0 | 0 | 0 | 0 | 0 | 0 | 0 | OK
|  |  | Changes in Maintenance Programme |  | R£ | [10 empty] | 0 |  | # |  |  | # | [10 empty] | 0 |  | # | [10 empty] | 0 | OK
|  |  | Asset Replacement Due To Early Life Failures |  | R£ | [10 empty] | 0 |  | # |  |  | # | [10 empty] | 0 |  | # | [10 empty] | 0 | OK
|  |  | Methodological Changes |  | R£ | [10 empty] | 0 |  | # |  |  | # | [10 empty] | 0 |  | # | [10 empty] | 0 | OK
|  |  | Data Cleanse |  | R£ | [10 empty] | 0 |  | # |  |  | # | [10 empty] | 0 |  | # | [10 empty] | 0 | OK
|  |  | Other Factors |  | R£ | 0 | 0 | 0 | 0 | 0 | 0 | 0 | 0 | 0 | 0 | 0 |  | # | 0 |  | # | 0 | 0 | 0 | 0 | 0 | 0 | 0 | 0 | 0 | 0 | 0 |  | # | 0 | 0 | 0 | 0 | 0 | 0 | 0 | 0 | 0 | 0 | 0 | OK
|  | End of RIIO-2 Total Network Risk |  |  | R£ | 0.0014201 | 52.2684 | 19.7196 | 3.0975 | 4.3385 | 4.2933 | 5.1755 | 4.1346 | 32.0435 | 175.675 | 300.7473 |  | # |  |  | # | 10 | 1695 | 39 | 4 | 4 | 3 | 3 | 2 | 13 | 34 | 1807 |  | # | 109 | 148 | 548 | 189 | 119 | 285 | 131 | 27 | 38 | 213 | 1807 | OK

## N3.21
RIIO-2 Business Plan Data Template
Scottish Power Transmission
Workbook Scottish Power Transmission
Submission Version 3.0 - Submitted on 09 Dec 2019
Template Version: v3.0
Sheet: N3.21 400kV Circuit Breaker
Prices Base: 2018/19
Error Checks: OK
- | - | - | - | - | - | - | - | - | - | - | - | - | - | - | - | - | - | - | - | - | - | - | - | - | - | - | - | - | - | - | - | - | - | - | - | - | - | - | - | - | - | - | - | - | - | -
400kV Circuit Breaker |  |  |  |  | Monetised Risk | [12 empty] | Volumes |  |  |  | Units: | #
[18 empty] | Vol. Impacted |  |  | Total Volume: Monetised Risk Banding | [12 empty] | Total Volume: Probability of Failure (PoF) Banding
RIIO-1 | 2019-2021 (3 Years) |  |  |  | Units | R1 | R2 | R3 | R4 | R5 | R6 | R7 | R8 | R9 | R10 | Total |  | Units | No. |  | Units | R1 | R2 | R3 | R4 | R5 | R6 | R7 | R8 | R9 | R10 | Total |  | Units | P1 | P2 | P3 | P4 | P5 | P6 | P7 | P8 | P9 | P10 | Total | Check
|  | Long Term Benefit of Interventions During The Period |  |  | LR£ | [10 empty] | 0 | [15 empty] | 0 | [12 empty] | 0
|  | Start of 2019/20 Total Network Risk |  |  | R£ | 0.074094 | 1.8675 | 0.25073 | 0.5457 | 0.38006 | 0.709 | 0 | 0 | 0 | 2.8705 | 6.6976 |  | # |  |  | # | 4 | 89 | 3 | 4 | 2 | 3 | 0 | 0 | 0 | 4 | 109 |  | # | 82 | 4 | 2 | 0 | 0 | 0 | 6 | 15 | 0 | 0 | 109 | OK
|  | Drivers of Change in Risk | Asset Additions (not part of replace or refurb) |  | R£ | 0 | 0.025797 | 0 | 0 | 0 | 0 | 0 | 0 | 0 | 0 | 0.025797 |  | # | 5 |  | # | 0 | 5 | 0 | 0 | 0 | 0 | 0 | 0 | 0 | 0 | 5 |  | # | 5 | 0 | 0 | 0 | 0 | 0 | 0 | 0 | 0 | 0 | 5 | OK
|  |  | Asset Disposals (not part of replace or refurb) |  | R£ | 0 | 0 | 0 | 0 | 0 | 0 | 0 | 0 | 0 | 0 | 0 |  | # | 0 |  | # | 0 | 0 | 0 | 0 | 0 | 0 | 0 | 0 | 0 | 0 | 0 |  | # | 0 | 0 | 0 | 0 | 0 | 0 | 0 | 0 | 0 | 0 | 0 | OK
|  |  | Deterioration |  | R£ | -0.068469 | 0.12435 | -0.079398 | -0.25738 | 0.20085 | 0.0083772 | 0.29014 | 0.32636 | 0 | 1.0125e-13 | 0.54484 |  | # |  |  | # | -2 | 2 | -1 | -2 | 1 | 0 | 1 | 1 | 0 | 0 | 0 |  | # | -1 | 1 | 0 | 0 | 0 | 0 | 0 | -15 | 15 | 0 | 0 | OK
|  |  | Manual Over-ride on PoF or CoF |  | R£ | 0 | 0 | 0 | 0 | 0 | 0 | 0 | 0 | 0 | 0 | 0 |  | # | 0 |  | # | 0 | 0 | 0 | 0 | 0 | 0 | 0 | 0 | 0 | 0 | 0 |  | # | 0 | 0 | 0 | 0 | 0 | 0 | 0 | 0 | 0 | 0 | 0 | OK
|  |  | Extension of Expected Asset Life |  | R£ | [10 empty] | 0 |  | # |  |  | # | [10 empty] | 0 |  | # | [10 empty] | 0 | OK
|  |  | Asset Replacement (PoF Driven) |  | R£ | 0 | 0.033492 | 0 | 0 | 0 | -0.24395 | 0 | 0 | 0 | 0 | -0.21046 |  | # | 1 |  | # | 0 | 1 | 0 | 0 | 0 | -1 | 0 | 0 | 0 | 0 | 0 |  | # | 1 | 0 | 0 | 0 | 0 | 0 | 0 | 0 | -1 | 0 | 0 | OK
|  |  | Asset Replacement (CoF Driven) |  | R£ | 0 | 0 | 0 | 0 | 0 | 0 | 0 | 0 | 0 | 0 | 0 |  | # | 0 |  | # | 0 | 0 | 0 | 0 | 0 | 0 | 0 | 0 | 0 | 0 | 0 |  | # | 0 | 0 | 0 | 0 | 0 | 0 | 0 | 0 | 0 | 0 | 0 | OK
|  |  | Asset Replacement (Other Driven) |  | R£ | 0 | 0 | 0 | 0 | 0 | 0 | 0 | 0 | 0 | 0 | 0 |  | # | 0 |  | # | 0 | 0 | 0 | 0 | 0 | 0 | 0 | 0 | 0 | 0 | 0 |  | # | 0 | 0 | 0 | 0 | 0 | 0 | 0 | 0 | 0 | 0 | 0 | OK
|  |  | Asset Refurbishment (PoF Driven) |  | R£ | 0.0028563 | -0.021805 | 0 | 0 | 0 | 0 | 0 | 0 | 0 | 0 | -0.018948 |  | # | 1 |  | # | 1 | -1 | 0 | 0 | 0 | 0 | 0 | 0 | 0 | 0 | 0 |  | # | 0 | 1 | 0 | 0 | 0 | 0 | 0 | 0 | -1 | 0 | 0 | OK
|  |  | Asset Refurbishment (CoF Driven) |  | R£ | 0 | 0 | 0 | 0 | 0 | 0 | 0 | 0 | 0 | 0 | 0 |  | # | 0 |  | # | 0 | 0 | 0 | 0 | 0 | 0 | 0 | 0 | 0 | 0 | 0 |  | # | 0 | 0 | 0 | 0 | 0 | 0 | 0 | 0 | 0 | 0 | 0 | OK
|  |  | Asset Refurbishment (Other Driven) |  | R£ | 0 | 0 | 0 | 0 | 0 | 0 | 0 | 0 | 0 | 0 | 0 |  | # | 0 |  | # | 0 | 0 | 0 | 0 | 0 | 0 | 0 | 0 | 0 | 0 | 0 |  | # | 0 | 0 | 0 | 0 | 0 | 0 | 0 | 0 | 0 | 0 | 0 | OK
|  |  | Indirect Intervention |  | R£ | 0 | 0 | 0 | 0 | 0 | 0 | 0 | 0 | 0 | 0 | 0 |  | # | 0 |  | # | 0 | 0 | 0 | 0 | 0 | 0 | 0 | 0 | 0 | 0 | 0 |  | # | 0 | 0 | 0 | 0 | 0 | 0 | 0 | 0 | 0 | 0 | 0 | OK
|  |  | Changes in Maintenance Programme |  | R£ | [10 empty] | 0 |  | # |  |  | # | [10 empty] | 0 |  | # | [10 empty] | 0 | OK
|  |  | Asset Replacement Due To Early Life Failures |  | R£ | [10 empty] | 0 |  | # |  |  | # | [10 empty] | 0 |  | # | [10 empty] | 0 | OK
|  |  | Methodological Changes |  | R£ | [10 empty] | 0 |  | # |  |  | # | [10 empty] | 0 |  | # | [10 empty] | 0 | OK
|  |  | Data Cleanse |  | R£ | [10 empty] | 0 |  | # |  |  | # | [10 empty] | 0 |  | # | [10 empty] | 0 | OK
|  |  | Other Factors |  | R£ | 0 | 0 | 0 | 0 | 0 | 0 | 0 | 0 | 0 | 0 | 0 |  | # | 0 |  | # | 0 | 0 | 0 | 0 | 0 | 0 | 0 | 0 | 0 | 0 | 0 |  | # | 0 | 0 | 0 | 0 | 0 | 0 | 0 | 0 | 0 | 0 | 0 | OK
|  | End of RIIO-1 Total Network Risk |  |  | R£ | 0.0084812 | 2.0293 | 0.17133 | 0.28833 | 0.58091 | 0.47343 | 0.29014 | 0.32636 | 0 | 2.8705 | 7.0389 |  | # |  |  | # | 3 | 96 | 2 | 2 | 3 | 2 | 1 | 1 | 0 | 4 | 114 |  | # | 87 | 6 | 2 | 0 | 0 | 0 | 6 | 0 | 13 | 0 | 114 | OK
RIIO-2 | 2022-2026 (5 Years) |  |  |  | Units | R1 | R2 | R3 | R4 | R5 | R6 | R7 | R8 | R9 | R10 | Total |  | Units | No. |  | Units | R1 | R2 | R3 | R4 | R5 | R6 | R7 | R8 | R9 | R10 | Total |  | Units | P1 | P2 | P3 | P4 | P5 | P6 | P7 | P8 | P9 | P10 | Total | Check
|  | Long Term Benefit of Interventions During RIIO-2 |  |  | LR£ | R10: 99.6372 | 99.6372 | [15 empty] | 0 | [12 empty] | 0
|  | Start of RIIO-2 Total Network Risk |  |  | R£ | 0.0084812 | 2.0293 | 0.17133 | 0.28833 | 0.58091 | 0.47343 | 0.29014 | 0.32636 | 0 | 2.8705 | 7.0389 |  | # |  |  | # | 3 | 96 | 2 | 2 | 3 | 2 | 1 | 1 | 0 | 4 | 114 |  | # | 87 | 6 | 2 | 0 | 0 | 0 | 6 | 0 | 13 | 0 | 114 | OK
|  | Drivers of Change in Risk | Asset Additions (not part of replace or refurb) |  | R£ | 0 | 0 | 0 | 0 | 0 | 0 | 0 | 0 | 0 | 0 | 0 |  | # | 0 |  | # | 0 | 0 | 0 | 0 | 0 | 0 | 0 | 0 | 0 | 0 | 0 |  | # | 0 | 0 | 0 | 0 | 0 | 0 | 0 | 0 | 0 | 0 | 0 | OK
|  |  | Asset Disposals (not part of replace or refurb) |  | R£ | 0 | 0 | 0 | 0 | 0 | 0 | 0 | 0 | 0 | 0 | 0 |  | # | 0 |  | # | 0 | 0 | 0 | 0 | 0 | 0 | 0 | 0 | 0 | 0 | 0 |  | # | 0 | 0 | 0 | 0 | 0 | 0 | 0 | 0 | 0 | 0 | 0 | OK
|  |  | Deterioration |  | R£ | 0 | 0.19914 | -0.1098 | -0.28833 | -0.36788 | -0.24073 | 0.32748 | -0.32636 | 1.622 | 1.2048 | 2.0203 |  | # |  |  | # | 0 | 0 | -1 | -2 | -2 | -1 | 1 | -1 | 4 | 2 | 0 |  | # | 0 | 0 | -2 | 2 | 0 | 0 | -6 | 0 | -9 | 15 | 0 | OK
|  |  | Manual Over-ride on PoF or CoF |  | R£ | 0 | 0 | 0 | 0 | 0 | 0 | 0 | 0 | 0 | 0 | 0 |  | # | 0 |  | # | 0 | 0 | 0 | 0 | 0 | 0 | 0 | 0 | 0 | 0 | 0 |  | # | 0 | 0 | 0 | 0 | 0 | 0 | 0 | 0 | 0 | 0 | 0 | OK
|  |  | Extension of Expected Asset Life |  | R£ | [10 empty] | 0 |  | # |  |  | # | [10 empty] | 0 |  | # | [10 empty] | 0 | OK
|  |  | Asset Replacement (PoF Driven) |  | R£ | 0 | -0.1979 | 0 | 0 | 0 | 0 | 0 | 0 | -0.40805 | -0.49182 | -1.0978 |  | # | 4 |  | # | 0 | -3 | 0 | 0 | 0 | 0 | 0 | 0 | -1 | -1 | -5 |  | # | 2 | 0 | 0 | 0 | 0 | 0 | 0 | 0 | 0 | -7 | -5 | OK
|  |  | Asset Replacement (CoF Driven) |  | R£ | 0 | 0 | 0 | 0 | 0 | 0 | 0 | 0 | 0 | 0 | 0 |  | # | 0 |  | # | 0 | 0 | 0 | 0 | 0 | 0 | 0 | 0 | 0 | 0 | 0 |  | # | 0 | 0 | 0 | 0 | 0 | 0 | 0 | 0 | 0 | 0 | 0 | OK
|  |  | Asset Replacement (Other Driven) |  | R£ | 0 | 0 | 0 | 0 | 0 | 0 | 0 | 0 | 0 | 0 | 0 |  | # | 0 |  | # | 0 | 0 | 0 | 0 | 0 | 0 | 0 | 0 | 0 | 0 | 0 |  | # | 0 | 0 | 0 | 0 | 0 | 0 | 0 | 0 | 0 | 0 | 0 | OK
|  |  | Asset Refurbishment (PoF Driven) |  | R£ | 0 | 0.19915 | 0 | 0 | -0.21303 | 0 | -0.61762 | 0 | -1.2139 | -0.71295 | -2.5584 |  | # | 11 |  | # | 0 | 7 | 0 | 0 | -1 | 0 | -2 | 0 | -3 | -1 | 0 |  | # | 0 | 0 | 3 | 0 | 0 | 8 | 0 | 0 | -3 | -8 | 0 | OK
|  |  | Asset Refurbishment (CoF Driven) |  | R£ | 0 | 0 | 0 | 0 | 0 | 0 | 0 | 0 | 0 | 0 | 0 |  | # | 0 |  | # | 0 | 0 | 0 | 0 | 0 | 0 | 0 | 0 | 0 | 0 | 0 |  | # | 0 | 0 | 0 | 0 | 0 | 0 | 0 | 0 | 0 | 0 | 0 | OK
|  |  | Asset Refurbishment (Other Driven) |  | R£ | 0 | 0 | 0 | 0 | 0 | 0 | 0 | 0 | 0 | 0 | 0 |  | # | 0 |  | # | 0 | 0 | 0 | 0 | 0 | 0 | 0 | 0 | 0 | 0 | 0 |  | # | 0 | 0 | 0 | 0 | 0 | 0 | 0 | 0 | 0 | 0 | 0 | OK
|  |  | Indirect Intervention |  | R£ | 0 | 0 | 0 | 0 | 0 | 0 | 0 | 0 | 0 | 0 | 0 |  | # | 0 |  | # | 0 | 0 | 0 | 0 | 0 | 0 | 0 | 0 | 0 | 0 | 0 |  | # | 0 | 0 | 0 | 0 | 0 | 0 | 0 | 0 | 0 | 0 | 0 | OK
|  |  | Changes in Maintenance Programme |  | R£ | [10 empty] | 0 |  | # |  |  | # | [10 empty] | 0 |  | # | [10 empty] | 0 | OK
|  |  | Asset Replacement Due To Early Life Failures |  | R£ | [10 empty] | 0 |  | # |  |  | # | [10 empty] | 0 |  | # | [10 empty] | 0 | OK
|  |  | Methodological Changes |  | R£ | [10 empty] | 0 |  | # |  |  | # | [10 empty] | 0 |  | # | [10 empty] | 0 | OK
|  |  | Data Cleanse |  | R£ | [10 empty] | 0 |  | # |  |  | # | [10 empty] | 0 |  | # | [10 empty] | 0 | OK
|  |  | Other Factors |  | R£ | 0 | 0 | 0 | 0 | 0 | 0 | 0 | 0 | 0 | 0 | 0 |  | # | 0 |  | # | 0 | 0 | 0 | 0 | 0 | 0 | 0 | 0 | 0 | 0 | 0 |  | # | 0 | 0 | 0 | 0 | 0 | 0 | 0 | 0 | 0 | 0 | 0 | OK
|  | End of RIIO-2 Total Network Risk |  |  | R£ | 0.0084812 | 2.2297 | 0.061531 | 0 | -2.7756e-17 | 0.2327 | 0 | 0 | 0 | 2.8705 | 5.403 |  | # |  |  | # | 3 | 100 | 1 | 0 | 0 | 1 | 0 | 0 | 0 | 4 | 109 |  | # | 89 | 6 | 3 | 2 | 0 | 8 | 0 | 0 | 1 | 0 | 109 | OK

## N3.22
RIIO-2 Business Plan Data Template
Scottish Power Transmission
Workbook Scottish Power Transmission
Submission Version 3.0 - Submitted on 09 Dec 2019
Template Version: v3.0
Sheet: N3.22 400kV Transformer
Prices Base: 2018/19
Error Checks: OK
- | - | - | - | - | - | - | - | - | - | - | - | - | - | - | - | - | - | - | - | - | - | - | - | - | - | - | - | - | - | - | - | - | - | - | - | - | - | - | - | - | - | - | - | - | - | -
400kV Transformer |  |  |  |  | Monetised Risk | [12 empty] | Volumes |  |  |  | Units: | #
[18 empty] | Vol. Impacted |  |  | Total Volume: Monetised Risk Banding | [12 empty] | Total Volume: Probability of Failure (PoF) Banding
RIIO-1 | 2019-2021 (3 Years) |  |  |  | Units | R1 | R2 | R3 | R4 | R5 | R6 | R7 | R8 | R9 | R10 | Total |  | Units | No. |  | Units | R1 | R2 | R3 | R4 | R5 | R6 | R7 | R8 | R9 | R10 | Total |  | Units | P1 | P2 | P3 | P4 | P5 | P6 | P7 | P8 | P9 | P10 | Total | Check
|  | Long Term Benefit of Interventions During The Period |  |  | LR£ | [10 empty] | 0 | [15 empty] | 0 | [12 empty] | 0
|  | Start of 2019/20 Total Network Risk |  |  | R£ | 0.047393 | 3.6581 | 1.0316 | 1.8953 | 1.6148 | 0 | 0 | 0 | 0 | 0 | 8.2471 |  | # |  |  | # | 1 | 28 | 3 | 3 | 2 | 0 | 0 | 0 | 0 | 0 | 37 |  | # | 21 | 0 | 1 | 2 | 1 | 7 | 5 | 0 | 0 | 0 | 37 | OK
|  | Drivers of Change in Risk | Asset Additions (not part of replace or refurb) |  | R£ | 0 | 0.35551 | 0 | 0 | 0 | 0 | 0 | 0 | 0 | 0 | 0.35551 |  | # | 2 |  | # | 0 | 2 | 0 | 0 | 0 | 0 | 0 | 0 | 0 | 0 | 2 |  | # | 2 | 0 | 0 | 0 | 0 | 0 | 0 | 0 | 0 | 0 | 2 | OK
|  |  | Asset Disposals (not part of replace or refurb) |  | R£ | 0 | 0 | 0 | 0 | 0 | 0 | 0 | 0 | 0 | 0 | 0 |  | # | 0 |  | # | 0 | 0 | 0 | 0 | 0 | 0 | 0 | 0 | 0 | 0 | 0 |  | # | 0 | 0 | 0 | 0 | 0 | 0 | 0 | 0 | 0 | 0 | 0 | OK
|  |  | Deterioration |  | R£ | -3.3138e-12 | -0.36014 | 0.82159 | -1.2148 | -0.016008 | 2.1065 | 0 | 0 | 0 | 0 | 1.3372 |  | # |  |  | # | 0 | -2 | 2 | -2 | 0 | 2 | 0 | 0 | 0 | 0 | 0 |  | # | -1 | 1 | -1 | 1 | 0 | 0 | 0 | 0 | 0 | 0 | 0 | OK
|  |  | Manual Over-ride on PoF or CoF |  | R£ | 0 | 0 | 0 | 0 | 0 | 0 | 0 | 0 | 0 | 0 | 0 |  | # | 0 |  | # | 0 | 0 | 0 | 0 | 0 | 0 | 0 | 0 | 0 | 0 | 0 |  | # | 0 | 0 | 0 | 0 | 0 | 0 | 0 | 0 | 0 | 0 | 0 | OK
|  |  | Extension of Expected Asset Life |  | R£ | [10 empty] | 0 |  | # |  |  | # | [10 empty] | 0 |  | # | [10 empty] | 0 | OK
|  |  | Asset Replacement (PoF Driven) |  | R£ | 0 | 0 | 0 | 0 | 0 | 0 | 0 | 0 | 0 | 0 | 0 |  | # | 0 |  | # | 0 | 0 | 0 | 0 | 0 | 0 | 0 | 0 | 0 | 0 | 0 |  | # | 0 | 0 | 0 | 0 | 0 | 0 | 0 | 0 | 0 | 0 | 0 | OK
|  |  | Asset Replacement (CoF Driven) |  | R£ | 0 | 0 | 0 | 0 | 0 | 0 | 0 | 0 | 0 | 0 | 0 |  | # | 0 |  | # | 0 | 0 | 0 | 0 | 0 | 0 | 0 | 0 | 0 | 0 | 0 |  | # | 0 | 0 | 0 | 0 | 0 | 0 | 0 | 0 | 0 | 0 | 0 | OK
|  |  | Asset Replacement (Other Driven) |  | R£ | 0 | 0 | 0 | 0 | 0 | 0 | 0 | 0 | 0 | 0 | 0 |  | # | 0 |  | # | 0 | 0 | 0 | 0 | 0 | 0 | 0 | 0 | 0 | 0 | 0 |  | # | 0 | 0 | 0 | 0 | 0 | 0 | 0 | 0 | 0 | 0 | 0 | OK
|  |  | Asset Refurbishment (PoF Driven) |  | R£ | 0 | 0 | 0 | 0 | 0 | 0 | 0 | 0 | 0 | 0 | 0 |  | # | 0 |  | # | 0 | 0 | 0 | 0 | 0 | 0 | 0 | 0 | 0 | 0 | 0 |  | # | 0 | 0 | 0 | 0 | 0 | 0 | 0 | 0 | 0 | 0 | 0 | OK
|  |  | Asset Refurbishment (CoF Driven) |  | R£ | 0 | 0 | 0 | 0 | 0 | 0 | 0 | 0 | 0 | 0 | 0 |  | # | 0 |  | # | 0 | 0 | 0 | 0 | 0 | 0 | 0 | 0 | 0 | 0 | 0 |  | # | 0 | 0 | 0 | 0 | 0 | 0 | 0 | 0 | 0 | 0 | 0 | OK
|  |  | Asset Refurbishment (Other Driven) |  | R£ | 0 | 0 | 0 | 0 | 0 | 0 | 0 | 0 | 0 | 0 | 0 |  | # | 0 |  | # | 0 | 0 | 0 | 0 | 0 | 0 | 0 | 0 | 0 | 0 | 0 |  | # | 0 | 0 | 0 | 0 | 0 | 0 | 0 | 0 | 0 | 0 | 0 | OK
|  |  | Indirect Intervention |  | R£ | 0 | 0 | 0 | 0 | 0 | 0 | 0 | 0 | 0 | 0 | 0 |  | # | 0 |  | # | 0 | 0 | 0 | 0 | 0 | 0 | 0 | 0 | 0 | 0 | 0 |  | # | 0 | 0 | 0 | 0 | 0 | 0 | 0 | 0 | 0 | 0 | 0 | OK
|  |  | Changes in Maintenance Programme |  | R£ | [10 empty] | 0 |  | # |  |  | # | [10 empty] | 0 |  | # | [10 empty] | 0 | OK
|  |  | Asset Replacement Due To Early Life Failures |  | R£ | [10 empty] | 0 |  | # |  |  | # | [10 empty] | 0 |  | # | [10 empty] | 0 | OK
|  |  | Methodological Changes |  | R£ | [10 empty] | 0 |  | # |  |  | # | [10 empty] | 0 |  | # | [10 empty] | 0 | OK
|  |  | Data Cleanse |  | R£ | [10 empty] | 0 |  | # |  |  | # | [10 empty] | 0 |  | # | [10 empty] | 0 | OK
|  |  | Other Factors |  | R£ | 0 | 0 | 0 | 0 | 0 | 0 | 0 | 0 | 0 | 0 | 0 |  | # | 0 |  | # | 0 | 0 | 0 | 0 | 0 | 0 | 0 | 0 | 0 | 0 | 0 |  | # | 0 | 0 | 0 | 0 | 0 | 0 | 0 | 0 | 0 | 0 | 0 | OK
|  | End of RIIO-1 Total Network Risk |  |  | R£ | 0.047393 | 3.6535 | 1.8532 | 0.68051 | 1.5988 | 2.1065 | 0 | 0 | 0 | 0 | 9.9398 |  | # |  |  | # | 1 | 28 | 5 | 1 | 2 | 2 | 0 | 0 | 0 | 0 | 39 |  | # | 22 | 1 | 0 | 3 | 1 | 7 | 5 | 0 | 0 | 0 | 39 | OK
RIIO-2 | 2022-2026 (5 Years) |  |  |  | Units | R1 | R2 | R3 | R4 | R5 | R6 | R7 | R8 | R9 | R10 | Total |  | Units | No. |  | Units | R1 | R2 | R3 | R4 | R5 | R6 | R7 | R8 | R9 | R10 | Total |  | Units | P1 | P2 | P3 | P4 | P5 | P6 | P7 | P8 | P9 | P10 | Total | Check
|  | Long Term Benefit of Interventions During RIIO-2 |  |  | LR£ | R10: 134.9362 | 134.9362 | [15 empty] | 0 | [12 empty] | 0
|  | Start of RIIO-2 Total Network Risk |  |  | R£ | 0.047393 | 3.6535 | 1.8532 | 0.68051 | 1.5988 | 2.1065 | 0 | 0 | 0 | . | 9.9398 |  | # |  |  | # | 1 | 28 | 5 | 1 | 2 | 2 | 0 | 0 | 0 | 0 | 39 |  | # | 22 | 1 | 0 | 3 | 1 | 7 | 5 | 0 | 0 | 0 | 39 | OK
|  | Drivers of Change in Risk | Asset Additions (not part of replace or refurb) |  | R£ | 0 | 0 | 0 | 0 | 0 | 0 | 0 | 0 | 0 | 0 | 0 |  | # | 0 |  | # | 0 | 0 | 0 | 0 | 0 | 0 | 0 | 0 | 0 | 0 | 0 |  | # | 0 | 0 | 0 | 0 | 0 | 0 | 0 | 0 | 0 | 0 | 0 | OK
|  |  | Asset Disposals (not part of replace or refurb) |  | R£ | 0 | 0 | 0 | 0 | 0 | 0 | 0 | 0 | 0 | 0 | 0 |  | # | 0 |  | # | 0 | 0 | 0 | 0 | 0 | 0 | 0 | 0 | 0 | 0 | 0 |  | # | 0 | 0 | 0 | 0 | 0 | 0 | 0 | 0 | 0 | 0 | 0 | OK
|  |  | Deterioration |  | R£ | 0 | -0.70333 | 1.7191 | -0.68051 | 0.23962 | -2.1065 | 2.6275 | 0 | 0 | 4.1725 | 5.2684 |  | # |  |  | # | 0 | -4 | 3 | -1 | 0 | -2 | 2 | 0 | 0 | 2 | 0 |  | # | -2 | 2 | 0 | -2 | 0 | -6 | 1 | 5 | 2 | 0 | 0 | OK
|  |  | Manual Over-ride on PoF or CoF |  | R£ | 0 | 0 | 0 | 0 | 0 | 0 | 0 | 0 | 0 | 0 | 0 |  | # | 0 |  | # | 0 | 0 | 0 | 0 | 0 | 0 | 0 | 0 | 0 | 0 | 0 |  | # | 0 | 0 | 0 | 0 | 0 | 0 | 0 | 0 | 0 | 0 | 0 | OK
|  |  | Extension of Expected Asset Life |  | R£ | [10 empty] | 0 |  | # |  |  | # | [10 empty] | 0 |  | # | [10 empty] | 0 | OK
|  |  | Asset Replacement (PoF Driven) |  | R£ | 0 | 0 | 0 | 0 | 0 | 0 | 0 | 0 | 0 | 0 | 0 |  | # | 0 |  | # | 0 | 0 | 0 | 0 | 0 | 0 | 0 | 0 | 0 | 0 | 0 |  | # | 0 | 0 | 0 | 0 | 0 | 0 | 0 | 0 | 0 | 0 | 0 | OK
|  |  | Asset Replacement (CoF Driven) |  | R£ | 0 | 0 | 0 | 0 | 0 | 0 | 0 | 0 | 0 | 0 | 0 |  | # | 0 |  | # | 0 | 0 | 0 | 0 | 0 | 0 | 0 | 0 | 0 | 0 | 0 |  | # | 0 | 0 | 0 | 0 | 0 | 0 | 0 | 0 | 0 | 0 | 0 | OK
|  |  | Asset Replacement (Other Driven) |  | R£ | 0 | 0 | 0 | 0 | 0 | 0 | 0 | 0 | 0 | 0 | 0 |  | # | 0 |  | # | 0 | 0 | 0 | 0 | 0 | 0 | 0 | 0 | 0 | 0 | 0 |  | # | 0 | 0 | 0 | 0 | 0 | 0 | 0 | 0 | 0 | 0 | 0 | OK
|  |  | Asset Refurbishment (PoF Driven) |  | R£ | 0 | 0.58684 | -0.47363 | 0 | 0 | 0 | 0 | 0 | 0 | -4.1725 | -4.0593 |  | # | 4 |  | # | 0 | 2 | 0 | 0 | 0 | 0 | 0 | 0 | 0 | -2 | 0 |  | # | 0 | 0 | 0 | 2 | 0 | 2 | -2 | 0 | -2 | 0 | 0 | OK
|  |  | Asset Refurbishment (CoF Driven) |  | R£ | 0 | 0 | 0 | 0 | 0 | 0 | 0 | 0 | 0 | 0 | 0 |  | # | 0 |  | # | 0 | 0 | 0 | 0 | 0 | 0 | 0 | 0 | 0 | 0 | 0 |  | # | 0 | 0 | 0 | 0 | 0 | 0 | 0 | 0 | 0 | 0 | 0 | OK
|  |  | Asset Refurbishment (Other Driven) |  | R£ | 0 | 0 | 0 | 0 | 0 | 0 | 0 | 0 | 0 | 0 | 0 |  | # | 0 |  | # | 0 | 0 | 0 | 0 | 0 | 0 | 0 | 0 | 0 | 0 | 0 |  | # | 0 | 0 | 0 | 0 | 0 | 0 | 0 | 0 | 0 | 0 | 0 | OK
|  |  | Indirect Intervention |  | R£ | 0 | 0 | 0 | 0 | 0 | 0 | 0 | 0 | 0 | 0 | 0 |  | # | 0 |  | # | 0 | 0 | 0 | 0 | 0 | 0 | 0 | 0 | 0 | 0 | 0 |  | # | 0 | 0 | 0 | 0 | 0 | 0 | 0 | 0 | 0 | 0 | 0 | OK
|  |  | Changes in Maintenance Programme |  | R£ | [10 empty] | 0 |  | # |  |  | # | [10 empty] | 0 |  | # | [10 empty] | 0 | OK
|  |  | Asset Replacement Due To Early Life Failures |  | R£ | [10 empty] | 0 |  | # |  |  | # | [10 empty] | 0 |  | # | [10 empty] | 0 | OK
|  |  | Methodological Changes |  | R£ | [10 empty] | 0 |  | # |  |  | # | [10 empty] | 0 |  | # | [10 empty] | 0 | OK
|  |  | Data Cleanse |  | R£ | [10 empty] | 0 |  | # |  |  | # | [10 empty] | 0 |  | # | [10 empty] | 0 | OK
|  |  | Other Factors |  | R£ | 0 | 0 | 0 | 0 | 0 | 0 | 0 | 0 | 0 | 0 | 0 |  | # | 0 |  | # | 0 | 0 | 0 | 0 | 0 | 0 | 0 | 0 | 0 | 0 | 0 |  | # | 0 | 0 | 0 | 0 | 0 | 0 | 0 | 0 | 0 | 0 | 0 | OK
|  | End of RIIO-2 Total Network Risk |  |  | R£ | 0.047393 | 3.537 | 3.0986 | 0 | 1.8384 | 0 | 2.6275 | 0 | 0 | 0 | 11.1489 |  | # |  |  | # | 1 | 26 | 8 | 0 | 2 | 0 | 2 | 0 | 0 | 0 | 39 |  | # | 20 | 3 | 0 | 3 | 1 | 3 | 4 | 5 | 0 | 0 | 39 | OK

## N3.23
RIIO-2 Business Plan Data Template
Scottish Power Transmission
Workbook Scottish Power Transmission
Submission Version 3.0 - Submitted on 09 Dec 2019
Template Version: v3.0
Sheet: N3.23 400kV Reactor
Prices Base: 2018/19
Error Checks: OK
- | - | - | - | - | - | - | - | - | - | - | - | - | - | - | - | - | - | - | - | - | - | - | - | - | - | - | - | - | - | - | - | - | - | - | - | - | - | - | - | - | - | - | - | - | - | -
400kV Reactor |  |  |  |  | Monetised Risk | [12 empty] | Volumes |  |  |  | Units: | #
[18 empty] | Vol. Impacted |  |  | Total Volume: Monetised Risk Banding | [12 empty] | Total Volume: Probability of Failure (PoF) Banding
RIIO-1 | 2019-2021 (3 Years) |  |  |  | Units | R1 | R2 | R3 | R4 | R5 | R6 | R7 | R8 | R9 | R10 | Total |  | Units | No. |  | Units | R1 | R2 | R3 | R4 | R5 | R6 | R7 | R8 | R9 | R10 | Total |  | Units | P1 | P2 | P3 | P4 | P5 | P6 | P7 | P8 | P9 | P10 | Total | Check
|  | Long Term Benefit of Interventions During The Period |  |  | LR£ | [10 empty] | 0 | [15 empty] | 0 | [12 empty] | 0
|  | Start of 2019/20 Total Network Risk |  |  | R£ | 0 | 0.17634 | 0.25945 | 0.47926 | 0 | 0 | 0 | 0 | 0 | 0 | 0.91504 |  | # |  |  | # | 0 | 6 | 2 | 3 | 0 | 0 | 0 | 0 | 0 | 0 | 11 |  | # | 9 | 0 | 0 | 0 | 0 | 0 | 0 | 0 | 1 | 1 | 11 | OK
|  | Drivers of Change in Risk | Asset Additions (not part of replace or refurb) |  | R£ | 0 | 0 | 0.099536 | 0.15338 | 0 | 0 | 0 | 0 | 0 | 0 | 0.25291 |  | # | 2 |  | # | 0 | 0 | 1 | 1 | 0 | 0 | 0 | 0 | 0 | 0 | 2 |  | # | 2 | 0 | 0 | 0 | 0 | 0 | 0 | 0 | 0 | 0 | 2 | OK
|  |  | Asset Disposals (not part of replace or refurb) |  | R£ | 0 | 0 | 0 | 0 | 0 | 0 | 0 | 0 | 0 | 0 | 0 |  | # | 0 |  | # | 0 | 0 | 0 | 0 | 0 | 0 | 0 | 0 | 0 | 0 | 0 |  | # | 0 | 0 | 0 | 0 | 0 | 0 | 0 | 0 | 0 | 0 | 0 | OK
|  |  | Deterioration |  | R£ | 0 | 0.040246 | -2.8265e-12 | -0.33741 | 0 | 0 | 0 | 0 | 0 | 0 | -0.29716 |  | # |  |  | # | 0 | 0 | 0 | -1 | 1 | 0 | 0 | 0 | 0 | 0 | 0 |  | # | 0 | 0 | 0 | 0 | 0 | 0 | 0 | 0 | -1 | 1 | 0 | OK
|  |  | Manual Over-ride on PoF or CoF |  | R£ | 0 | 0 | 0 | 0 | 0 | 0 | 0 | 0 | 0 | 0 | 0 |  | # | 0 |  | # | 0 | 0 | 0 | 0 | 0 | 0 | 0 | 0 | 0 | 0 | 0 |  | # | 0 | 0 | 0 | 0 | 0 | 0 | 0 | 0 | 0 | 0 | 0 | OK
|  |  | Extension of Expected Asset Life |  | R£ | [10 empty] | 0 |  | # |  |  | # | [10 empty] | 0 |  | # | [10 empty] | 0 | OK
|  |  | Asset Replacement (PoF Driven) |  | R£ | 0 | 0 | 0.11049 | 0 | 0 | 0 | 0 | 0 | 0 | 0 | 0.11049 |  | # | 1 |  | # | 0 | 0 | 1 | 0 | 0 | 0 | 0 | 0 | 0 | 0 | 1 |  | # | 1 | 0 | 0 | 0 | 0 | 0 | 0 | 0 | 0 | 0 | 1 | OK
|  |  | Asset Replacement (CoF Driven) |  | R£ | 0 | 0 | 0 | 0 | 0 | 0 | 0 | 0 | 0 | 0 | 0 |  | # | 0 |  | # | 0 | 0 | 0 | 0 | 0 | 0 | 0 | 0 | 0 | 0 | 0 |  | # | 0 | 0 | 0 | 0 | 0 | 0 | 0 | 0 | 0 | 0 | 0 | OK
|  |  | Asset Replacement (Other Driven) |  | R£ | 0 | 0 | 0 | 0 | 0 | 0 | 0 | 0 | 0 | 0 | 0 |  | # | 0 |  | # | 0 | 0 | 0 | 0 | 0 | 0 | 0 | 0 | 0 | 0 | 0 |  | # | 0 | 0 | 0 | 0 | 0 | 0 | 0 | 0 | 0 | 0 | 0 | OK
|  |  | Asset Refurbishment (PoF Driven) |  | R£ | 0 | 0 | 0 | 0 | 0 | 0 | 0 | 0 | 0 | 0 | 0 |  | # | 0 |  | # | 0 | 0 | 0 | 0 | 0 | 0 | 0 | 0 | 0 | 0 | 0 |  | # | 0 | 0 | 0 | 0 | 0 | 0 | 0 | 0 | 0 | 0 | 0 | OK
|  |  | Asset Refurbishment (CoF Driven) |  | R£ | 0 | 0 | 0 | 0 | 0 | 0 | 0 | 0 | 0 | 0 | 0 |  | # | 0 |  | # | 0 | 0 | 0 | 0 | 0 | 0 | 0 | 0 | 0 | 0 | 0 |  | # | 0 | 0 | 0 | 0 | 0 | 0 | 0 | 0 | 0 | 0 | 0 | OK
|  |  | Asset Refurbishment (Other Driven) |  | R£ | 0 | 0 | 0 | 0 | 0 | 0 | 0 | 0 | 0 | 0 | 0 |  | # | 0 |  | # | 0 | 0 | 0 | 0 | 0 | 0 | 0 | 0 | 0 | 0 | 0 |  | # | 0 | 0 | 0 | 0 | 0 | 0 | 0 | 0 | 0 | 0 | 0 | OK
|  |  | Indirect Intervention |  | R£ | 0 | 0 | 0 | 0 | 0 | 0 | 0 | 0 | 0 | 0 | 0 |  | # | 0 |  | # | 0 | 0 | 0 | 0 | 0 | 0 | 0 | 0 | 0 | 0 | 0 |  | # | 0 | 0 | 0 | 0 | 0 | 0 | 0 | 0 | 0 | 0 | 0 | OK
|  |  | Changes in Maintenance Programme |  | R£ | [10 empty] | 0 |  | # |  |  | # | [10 empty] | 0 |  | # | [10 empty] | 0 | OK
|  |  | Asset Replacement Due To Early Life Failures |  | R£ | [10 empty] | 0 |  | # |  |  | # | [10 empty] | 0 |  | # | [10 empty] | 0 | OK
|  |  | Methodological Changes |  | R£ | [10 empty] | 0 |  | # |  |  | # | [10 empty] | 0 |  | # | [10 empty] | 0 | OK
|  |  | Data Cleanse |  | R£ | [10 empty] | 0 |  | # |  |  | # | [10 empty] | 0 |  | # | [10 empty] | 0 | OK
|  |  | Other Factors |  | R£ | 0 | 0 | 0 | 0 | 0 | 0 | 0 | 0 | 0 | 0 | 0 |  | # | 0 |  | # | 0 | 0 | 0 | 0 | 0 | 0 | 0 | 0 | 0 | 0 | 0 |  | # | 0 | 0 | 0 | 0 | 0 | 0 | 0 | 0 | 0 | 0 | 0 | OK
|  | End of RIIO-1 Total Network Risk |  |  | R£ | 0 | 0.21658 | 0.46947 | 0.29523 | 0 | 0 | 0 | 0 | 0 | 0 | 0.98128 |  | # |  |  | # | 0 | 6 | 4 | 3 | 1 | 0 | 0 | 0 | 0 | 0 | 14 |  | # | 12 | 0 | 0 | 0 | 0 | 0 | 0 | 0 | 0 | 2 | 14 | OK
RIIO-2 | 2022-2026 (5 Years) |  |  |  | Units | R1 | R2 | R3 | R4 | R5 | R6 | R7 | R8 | R9 | R10 | Total |  | Units | No. |  | Units | R1 | R2 | R3 | R4 | R5 | R6 | R7 | R8 | R9 | R10 | Total |  | Units | P1 | P2 | P3 | P4 | P5 | P6 | P7 | P8 | P9 | P10 | Total | Check
|  | Long Term Benefit of Interventions During RIIO-2 |  |  | LR£ | R10: 23.7947 | 23.7947 | [15 empty] | 0 | [12 empty] | 0
|  | Start of RIIO-2 Total Network Risk |  |  | R£ | 0 | 0.21658 | 0.46947 | 0.29523 | 0 | 0 | 0 | 0 | 0 | 0 | 0.98128 |  | # |  |  | # | 0 | 6 | 4 | 3 | 1 | 0 | 0 | 0 | 0 | 0 | 14 |  | # | 12 | 0 | 0 | 0 | 0 | 0 | 0 | 0 | 0 | 2 | 14 | OK
|  | Drivers of Change in Risk | Asset Additions (not part of replace or refurb) |  | R£ | 0 | 0 | 0 | 0 | 0 | 0 | 0 | 0 | 0 | 0 | 0 |  | # | 0 |  | # | 0 | 0 | 0 | 0 | 0 | 0 | 0 | 0 | 0 | 0 | 0 |  | # | 0 | 0 | 0 | 0 | 0 | 0 | 0 | 0 | 0 | 0 | 0 | OK
|  |  | Asset Disposals (not part of replace or refurb) |  | R£ | 0 | 0 | 0 | 0 | 0 | 0 | 0 | 0 | 0 | 0 | 0 |  | # | 0 |  | # | 0 | 0 | 0 | 0 | 0 | 0 | 0 | 0 | 0 | 0 | 0 |  | # | 0 | 0 | 0 | 0 | 0 | 0 | 0 | 0 | 0 | 0 | 0 | OK
|  |  | Deterioration |  | R£ | 0 | -0.040246 | 0 | 0 | 0 | 0 | 0 | 0.39756 | 0 | 0.55966 | 0.91697 |  | # |  |  | # | 0 | 0 | 0 | -1 | -1 | 0 | 0 | 1 | 0 | 1 | 0 |  | # | 0 | 0 | 0 | 0 | 0 | 0 | 0 | 0 | 0 | 0 | 0 | OK
|  |  | Manual Over-ride on PoF or CoF |  | R£ | 0 | 0 | 0 | 0 | 0 | 0 | 0 | 0 | 0 | 0 | 0 |  | # | 0 |  | # | 0 | 0 | 0 | 0 | 0 | 0 | 0 | 0 | 0 | 0 | 0 |  | # | 0 | 0 | 0 | 0 | 0 | 0 | 0 | 0 | 0 | 0 | 0 | OK
|  |  | Extension of Expected Asset Life |  | R£ | [10 empty] | 0 |  | # |  |  | # | [10 empty] | 0 |  | # | [10 empty] | 0 | OK
|  |  | Asset Replacement (PoF Driven) |  | R£ | 0 | 0.040246 | 0 | 0 | 0 | 0 | 0 | -0.39756 | 0 | -0.55966 | -0.91697 |  | # | 2 |  | # | 0 | 2 | 0 | 0 | 0 | 0 | 0 | -1 | 0 | -1 | 0 |  | # | 2 | 0 | 0 | 0 | 0 | 0 | 0 | 0 | 0 | -2 | 0 | OK
|  |  | Asset Replacement (CoF Driven) |  | R£ | 0 | 0 | 0 | 0 | 0 | 0 | 0 | 0 | 0 | 0 | 0 |  | # | 0 |  | # | 0 | 0 | 0 | 0 | 0 | 0 | 0 | 0 | 0 | 0 | 0 |  | # | 0 | 0 | 0 | 0 | 0 | 0 | 0 | 0 | 0 | 0 | 0 | OK
|  |  | Asset Replacement (Other Driven) |  | R£ | 0 | 0 | 0 | 0 | 0 | 0 | 0 | 0 | 0 | 0 | 0 |  | # | 0 |  | # | 0 | 0 | 0 | 0 | 0 | 0 | 0 | 0 | 0 | 0 | 0 |  | # | 0 | 0 | 0 | 0 | 0 | 0 | 0 | 0 | 0 | 0 | 0 | OK
|  |  | Asset Refurbishment (PoF Driven) |  | R£ | 0 | 0 | 0 | 0 | 0 | 0 | 0 | 0 | 0 | 0 | 0 |  | # | 0 |  | # | 0 | 0 | 0 | 0 | 0 | 0 | 0 | 0 | 0 | 0 | 0 |  | # | 0 | 0 | 0 | 0 | 0 | 0 | 0 | 0 | 0 | 0 | 0 | OK
|  |  | Asset Refurbishment (CoF Driven) |  | R£ | 0 | 0 | 0 | 0 | 0 | 0 | 0 | 0 | 0 | 0 | 0 |  | # | 0 |  | # | 0 | 0 | 0 | 0 | 0 | 0 | 0 | 0 | 0 | 0 | 0 |  | # | 0 | 0 | 0 | 0 | 0 | 0 | 0 | 0 | 0 | 0 | 0 | OK
|  |  | Asset Refurbishment (Other Driven) |  | R£ | 0 | 0 | 0 | 0 | 0 | 0 | 0 | 0 | 0 | 0 | 0 |  | # | 0 |  | # | 0 | 0 | 0 | 0 | 0 | 0 | 0 | 0 | 0 | 0 | 0 |  | # | 0 | 0 | 0 | 0 | 0 | 0 | 0 | 0 | 0 | 0 | 0 | OK
|  |  | Indirect Intervention |  | R£ | 0 | 0 | 0 | 0 | 0 | 0 | 0 | 0 | 0 | 0 | 0 |  | # | 0 |  | # | 0 | 0 | 0 | 0 | 0 | 0 | 0 | 0 | 0 | 0 | 0 |  | # | 0 | 0 | 0 | 0 | 0 | 0 | 0 | 0 | 0 | 0 | 0 | OK
|  |  | Changes in Maintenance Programme |  | R£ | [10 empty] | 0 |  | # |  |  | # | [10 empty] | 0 |  | # | [10 empty] | 0 | OK
|  |  | Asset Replacement Due To Early Life Failures |  | R£ | [10 empty] | 0 |  | # |  |  | # | [10 empty] | 0 |  | # | [10 empty] | 0 | OK
|  |  | Methodological Changes |  | R£ | [10 empty] | 0 |  | # |  |  | # | [10 empty] | 0 |  | # | [10 empty] | 0 | OK
|  |  | Data Cleanse |  | R£ | [10 empty] | 0 |  | # |  |  | # | [10 empty] | 0 |  | # | [10 empty] | 0 | OK
|  |  | Other Factors |  | R£ | 0 | 0 | 0 | 0 | 0 | 0 | 0 | 0 | 0 | 0 | 0 |  | # | 0 |  | # | 0 | 0 | 0 | 0 | 0 | 0 | 0 | 0 | 0 | 0 | 0 |  | # | 0 | 0 | 0 | 0 | 0 | 0 | 0 | 0 | 0 | 0 | 0 | OK
|  | End of RIIO-2 Total Network Risk |  |  | R£ | 0 | 0.21658 | 0.46947 | 0.29523 | 0 | 0 | 0 | 0 | 0 | 0 | 0.98128 |  | # |  |  | # | 0 | 8 | 4 | 2 | 0 | 0 | 0 | 0 | 0 | 0 | 14 |  | # | 14 | 0 | 0 | 0 | 0 | 0 | 0 | 0 | 0 | 0 | 14 | OK

## N3.27
RIIO-2 Business Plan Data Template
Scottish Power Transmission
Workbook Scottish Power Transmission
Submission Version 3.0 - Submitted on 09 Dec 2019
Template Version: v3.0
Sheet: N3.27 400kV Underground Cable
Prices Base: 2018/19
Error Checks: OK
- | - | - | - | - | - | - | - | - | - | - | - | - | - | - | - | - | - | - | - | - | - | - | - | - | - | - | - | - | - | - | - | - | - | - | - | - | - | - | - | - | - | - | - | - | - | -
400kV Underground Cable |  |  |  |  | Monetised Risk | [12 empty] | Volumes |  |  |  | Units: | km
[18 empty] | Vol. Impacted |  |  | Total Volume: Monetised Risk Banding | [12 empty] | Total Volume: Probability of Failure (PoF) Banding
RIIO-1 | 2019-2021 (3 Years) |  |  |  | Units | R1 | R2 | R3 | R4 | R5 | R6 | R7 | R8 | R9 | R10 | Total |  | Units | No. |  | Units | R1 | R2 | R3 | R4 | R5 | R6 | R7 | R8 | R9 | R10 | Total |  | Units | P1 | P2 | P3 | P4 | P5 | P6 | P7 | P8 | P9 | P10 | Total | Check
|  | Long Term Benefit of Interventions During The Period |  |  | LR£ | [10 empty] | 0 | [15 empty] | 0 | [12 empty] | 0
|  | Start of 2019/20 Total Network Risk |  |  | R£ | 0.00041894 | 0 | 0 | 0 | 0.53465 | 0.64751 | 0.07019 | 0.089755 | 0 | 0 | 1.3425 |  | km |  |  | km | 10.6396 | 0 | 0 | 0 | 2.0997 | 2.2601 | 0.2053 | 0.2081 | 0 | 0 | 15.4128 |  | km | 10.6396 | 4.1998 | 0.5734 | 0 | 0 | 0 | 0 | 0 | 0 | 0 | 15.4128 | OK
|  | Drivers of Change in Risk | Asset Additions (not part of replace or refurb) |  | R£ | 0 | 0 | 0 | 0 | 0 | 0 | 0 | 0 | 0 | 0 | 0 |  | km | 0 |  | km | 0 | 0 | 0 | 0 | 0 | 0 | 0 | 0 | 0 | 0 | 0 |  | km | 0 | 0 | 0 | 0 | 0 | 0 | 0 | 0 | 0 | 0 | 0 | OK
|  |  | Asset Disposals (not part of replace or refurb) |  | R£ | 0 | 0 | 0 | 0 | 0 | 0 | 0 | 0 | 0 | 0 | 0 |  | km | 0 |  | km | 0 | 0 | 0 | 0 | 0 | 0 | 0 | 0 | 0 | 0 | 0 |  | km | 0 | 0 | 0 | 0 | 0 | 0 | 0 | 0 | 0 | 0 | 0 | OK
|  |  | Deterioration |  | R£ | -1.3155e-05 | 1.8963e-05 | 0 | 0 | -0.53465 | 0.56382 | 0.0027846 | 0.0040363 | 0 | 0 | 0.035997 |  | km |  |  | km | -0.4657 | 0.4657 | 0 | 0 | -2.0997 | 2.0997 | 0 | 0 | 0 | 0 | -2.2204e-15 |  | km | 0 | 0 | -0.16 | 0.16 | 0 | 0 | 0 | 0 | 0 | 0 | 5.5511e-17 | OK
|  |  | Manual Over-ride on PoF or CoF |  | R£ | 0 | 0 | 0 | 0 | 0 | 0 | 0 | 0 | 0 | 0 | 0 |  | km | 0 |  | km | 0 | 0 | 0 | 0 | 0 | 0 | 0 | 0 | 0 | 0 | 0 |  | km | 0 | 0 | 0 | 0 | 0 | 0 | 0 | 0 | 0 | 0 | 0 | OK
|  |  | Extension of Expected Asset Life |  | R£ | [10 empty] | 0 |  | km |  |  | km | [10 empty] | 0 |  | km | [10 empty] | 0 | OK
|  |  | Asset Replacement (PoF Driven) |  | R£ | 0 | 0 | 0 | 0 | 0 | 0 | 0 | 0 | 0 | 0 | 0 |  | km | 0 |  | km | 0 | 0 | 0 | 0 | 0 | 0 | 0 | 0 | 0 | 0 | 0 |  | km | 0 | 0 | 0 | 0 | 0 | 0 | 0 | 0 | 0 | 0 | 0 | OK
|  |  | Asset Replacement (CoF Driven) |  | R£ | 0 | 0 | 0 | 0 | 0 | 0 | 0 | 0 | 0 | 0 | 0 |  | km | 0 |  | km | 0 | 0 | 0 | 0 | 0 | 0 | 0 | 0 | 0 | 0 | 0 |  | km | 0 | 0 | 0 | 0 | 0 | 0 | 0 | 0 | 0 | 0 | 0 | OK
|  |  | Asset Replacement (Other Driven) |  | R£ | 0 | 0 | 0 | 0 | 0 | 0 | 0 | 0 | 0 | 0 | 0 |  | km | 0 |  | km | 0 | 0 | 0 | 0 | 0 | 0 | 0 | 0 | 0 | 0 | 0 |  | km | 0 | 0 | 0 | 0 | 0 | 0 | 0 | 0 | 0 | 0 | 0 | OK
|  |  | Asset Refurbishment (PoF Driven) |  | R£ | 0 | 0 | 0 | 0 | 0 | 0 | 0 | 0 | 0 | 0 | 0 |  | km | 0 |  | km | 0 | 0 | 0 | 0 | 0 | 0 | 0 | 0 | 0 | 0 | 0 |  | km | 0 | 0 | 0 | 0 | 0 | 0 | 0 | 0 | 0 | 0 | 0 | OK
|  |  | Asset Refurbishment (CoF Driven) |  | R£ | 0 | 0 | 0 | 0 | 0 | 0 | 0 | 0 | 0 | 0 | 0 |  | km | 0 |  | km | 0 | 0 | 0 | 0 | 0 | 0 | 0 | 0 | 0 | 0 | 0 |  | km | 0 | 0 | 0 | 0 | 0 | 0 | 0 | 0 | 0 | 0 | 0 | OK
|  |  | Asset Refurbishment (Other Driven) |  | R£ | 0 | 0 | 0 | 0 | 0 | 0 | 0 | 0 | 0 | 0 | 0 |  | km | 0 |  | km | 0 | 0 | 0 | 0 | 0 | 0 | 0 | 0 | 0 | 0 | 0 |  | km | 0 | 0 | 0 | 0 | 0 | 0 | 0 | 0 | 0 | 0 | 0 | OK
|  |  | Indirect Intervention |  | R£ | 0 | 0 | 0 | 0 | 0 | 0 | 0 | 0 | 0 | 0 | 0 |  | km | 0 |  | km | 0 | 0 | 0 | 0 | 0 | 0 | 0 | 0 | 0 | 0 | 0 |  | km | 0 | 0 | 0 | 0 | 0 | 0 | 0 | 0 | 0 | 0 | 0 | OK
|  |  | Changes in Maintenance Programme |  | R£ | [10 empty] | 0 |  | km |  |  | km | [10 empty] | 0 |  | km | [10 empty] | 0 | OK
|  |  | Asset Replacement Due To Early Life Failures |  | R£ | [10 empty] | 0 |  | km |  |  | km | [10 empty] | 0 |  | km | [10 empty] | 0 | OK
|  |  | Methodological Changes |  | R£ | [10 empty] | 0 |  | km |  |  | km | [10 empty] | 0 |  | km | [10 empty] | 0 | OK
|  |  | Data Cleanse |  | R£ | [10 empty] | 0 |  | km |  |  | km | [10 empty] | 0 |  | km | [10 empty] | 0 | OK
|  |  | Other Factors |  | R£ | 0 | 0 | 0 | 0 | 0 | 0 | 0 | 0 | 0 | 0 | 0 |  | km | 0 |  | km | 0 | 0 | 0 | 0 | 0 | 0 | 0 | 0 | 0 | 0 | 0 |  | km | 0 | 0 | 0 | 0 | 0 | 0 | 0 | 0 | 0 | 0 | 0 | OK
|  | End of RIIO-1 Total Network Risk |  |  | R£ | 0.00040578 | 1.8963e-05 | 0 | 0 | 0 | 1.2113 | 0.072975 | 0.093791 | 0 | 0 | 1.3785 |  | km |  |  | km | 10.1739 | 0.4657 | 0 | 0 | 0 | 4.3598 | 0.2053 | 0.2081 | 0 | 0 | 15.4128 |  | km | 10.6396 | 4.1998 | 0.4134 | 0.16 | 0 | 0 | 0 | 0 | 0 | 0 | 15.4128 | OK
RIIO-2 | 2022-2026 (5 Years) |  |  |  | Units | R1 | R2 | R3 | R4 | R5 | R6 | R7 | R8 | R9 | R10 | Total |  | Units | No. |  | Units | R1 | R2 | R3 | R4 | R5 | R6 | R7 | R8 | R9 | R10 | Total |  | Units | P1 | P2 | P3 | P4 | P5 | P6 | P7 | P8 | P9 | P10 | Total | Check
|  | Long Term Benefit of Interventions During RIIO-2 |  |  | LR£ | R10: 0 | 0 | [15 empty] | 0 | [12 empty] | 0
|  | Start of RIIO-2 Total Network Risk |  |  | R£ | 0.00040578 | 1.8963e-05 | 0 | 0 | 0 | 1.2113 | 0.072975 | 0.093791 | 0 | 0 | 1.3785 |  | km |  |  | km | 10.1739 | 0.4657 | 0 | 0 | 0 | 4.3598 | 0.2053 | 0.2081 | 0 | 0 | 15.4128 |  | km | 10.6396 | 4.1998 | 0.4134 | 0.16 | 0 | 0 | 0 | 0 | 0 | 0 | 15.4128 | OK
|  | Drivers of Change in Risk | Asset Additions (not part of replace or refurb) |  | R£ | 0 | 0 | 0 | 0 | 0 | 0 | 0 | 0 | 0 | 0 | 0 |  | km | 0 |  | km | 0 | 0 | 0 | 0 | 0 | 0 | 0 | 0 | 0 | 0 | 0 |  | km | 0 | 0 | 0 | 0 | 0 | 0 | 0 | 0 | 0 | 0 | 0 | OK
|  |  | Asset Disposals (not part of replace or refurb) |  | R£ | 0 | 0 | 0 | 0 | 0 | 0 | 0 | 0 | 0 | 0 | 0 |  | km | 0 |  | km | 0 | 0 | 0 | 0 | 0 | 0 | 0 | 0 | 0 | 0 | 0 |  | km | 0 | 0 | 0 | 0 | 0 | 0 | 0 | 0 | 0 | 0 | 0 | OK
|  |  | Deterioration |  | R£ | -0.0003225 | 0.00034127 | 0 | 0 | 0 | 0.045409 | -0.01317 | -0.011206 | 0.10772 | 0 | 0.12877 |  | km |  |  | km | -8.0849 | 8.0849 | 0 | 0 | 0 | -0.16 | -0.0453 | -0.0028 | 0.2081 | 0 | 1.6376e-15 |  | km | 0 | 0 | -0.4134 | 0.4134 | 0 | 0 | 0 | 0 | 0 | 0 | 0 | OK
|  |  | Manual Over-ride on PoF or CoF |  | R£ | 0 | 0 | 0 | 0 | 0 | 0 | 0 | 0 | 0 | 0 | 0 |  | km | 0 |  | km | 0 | 0 | 0 | 0 | 0 | 0 | 0 | 0 | 0 | 0 | 0 |  | km | 0 | 0 | 0 | 0 | 0 | 0 | 0 | 0 | 0 | 0 | 0 | OK
|  |  | Extension of Expected Asset Life |  | R£ | [10 empty] | 0 |  | km |  |  | km | [10 empty] | 0 |  | km | [10 empty] | 0 | OK
|  |  | Asset Replacement (PoF Driven) |  | R£ | 0 | 0 | 0 | 0 | 0 | 0 | -0.059805 | 0 | 0 | 0 | -0.059805 |  | km | 0 |  | km | 0 | 0 | 0 | 0 | 0 | 0 | -0.16 | 0 | 0 | 0 | -0.16 |  | km | 0 | 0 | 0 | -0.16 | 0 | 0 | 0 | 0 | 0 | 0 | -0.16 | OK
|  |  | Asset Replacement (CoF Driven) |  | R£ | 0 | 0 | 0 | 0 | 0 | 0 | 0 | 0 | 0 | 0 | 0 |  | km | 0 |  | km | 0 | 0 | 0 | 0 | 0 | 0 | 0 | 0 | 0 | 0 | 0 |  | km | 0 | 0 | 0 | 0 | 0 | 0 | 0 | 0 | 0 | 0 | 0 | OK
|  |  | Asset Replacement (Other Driven) |  | R£ | 0 | 0 | 0 | 0 | 0 | 0 | 0 | 0 | 0 | 0 | 0 |  | km | 0 |  | km | 0 | 0 | 0 | 0 | 0 | 0 | 0 | 0 | 0 | 0 | 0 |  | km | 0 | 0 | 0 | 0 | 0 | 0 | 0 | 0 | 0 | 0 | 0 | OK
|  |  | Asset Refurbishment (PoF Driven) |  | R£ | 0 | 0 | 0 | 0 | 0 | 0 | 0 | 0 | 0 | 0 | 0 |  | km | 0 |  | km | 0 | 0 | 0 | 0 | 0 | 0 | 0 | 0 | 0 | 0 | 0 |  | km | 0 | 0 | 0 | 0 | 0 | 0 | 0 | 0 | 0 | 0 | 0 | OK
|  |  | Asset Refurbishment (CoF Driven) |  | R£ | 0 | 0 | 0 | 0 | 0 | 0 | 0 | 0 | 0 | 0 | 0 |  | km | 0 |  | km | 0 | 0 | 0 | 0 | 0 | 0 | 0 | 0 | 0 | 0 | 0 |  | km | 0 | 0 | 0 | 0 | 0 | 0 | 0 | 0 | 0 | 0 | 0 | OK
|  |  | Asset Refurbishment (Other Driven) |  | R£ | 0 | 0 | 0 | 0 | 0 | 0 | 0 | 0 | 0 | 0 | 0 |  | km | 0 |  | km | 0 | 0 | 0 | 0 | 0 | 0 | 0 | 0 | 0 | 0 | 0 |  | km | 0 | 0 | 0 | 0 | 0 | 0 | 0 | 0 | 0 | 0 | 0 | OK
|  |  | Indirect Intervention |  | R£ | 0 | 0 | 0 | 0 | 0 | 0 | 0 | 0 | 0 | 0 | 0 |  | km | 0 |  | km | 0 | 0 | 0 | 0 | 0 | 0 | 0 | 0 | 0 | 0 | 0 |  | km | 0 | 0 | 0 | 0 | 0 | 0 | 0 | 0 | 0 | 0 | 0 | OK
|  |  | Changes in Maintenance Programme |  | R£ | [10 empty] | 0 |  | km |  |  | km | [10 empty] | 0 |  | km | [10 empty] | 0 | OK
|  |  | Asset Replacement Due To Early Life Failures |  | R£ | [10 empty] | 0 |  | km |  |  | km | [10 empty] | 0 |  | km | [10 empty] | 0 | OK
|  |  | Methodological Changes |  | R£ | [10 empty] | 0 |  | km |  |  | km | [10 empty] | 0 |  | km | [10 empty] | 0 | OK
|  |  | Data Cleanse |  | R£ | [10 empty] | 0 |  | km |  |  | km | [10 empty] | 0 |  | km | [10 empty] | 0 | OK
|  |  | Other Factors |  | R£ | 0 | 0 | 0 | 0 | 0 | 0 | 0 | 0 | 0 | 0 | 0 |  | km | 0 |  | km | 0 | 0 | 0 | 0 | 0 | 0 | 0 | 0 | 0 | 0 | 0 |  | km | 0 | 0 | 0 | 0 | 0 | 0 | 0 | 0 | 0 | 0 | 0 | OK
|  | End of RIIO-2 Total Network Risk |  |  | R£ | 8.3285e-05 | 0.00036023 | 0 | 0 | 0 | 1.2567 | 0 | 0.082585 | 0.10772 | 0 | 1.4475 |  | km |  |  | km | 2.089 | 8.5506 | 0 | 0 | 0 | 4.1998 | 0 | 0.2053 | 0.2081 | 0 | 15.2528 |  | km | 10.6396 | 4.1998 | 0 | 0.4134 | 0 | 0 | 0 | 0 | 0 | 0 | 15.2528 | OK

## N3.28
RIIO-2 Business Plan Data Template
Scottish Power Transmission
Workbook Scottish Power Transmission
Submission Version 3.0 - Submitted on 09 Dec 2019
Template Version: v3.0
Sheet: N3.28 400kV OHL Conductor
Prices Base: 2018/19
Error Checks: OK
- | - | - | - | - | - | - | - | - | - | - | - | - | - | - | - | - | - | - | - | - | - | - | - | - | - | - | - | - | - | - | - | - | - | - | - | - | - | - | - | - | - | - | - | - | - | -
400kV OHL Conductor |  |  |  |  | Monetised Risk | [12 empty] | Volumes |  |  |  | Units: | km
[18 empty] | Vol. Impacted |  |  | Total Volume: Monetised Risk Banding | [12 empty] | Total Volume: Probability of Failure (PoF) Banding
RIIO-1 | 2019-2021 (3 Years) |  |  |  | Units | R1 | R2 | R3 | R4 | R5 | R6 | R7 | R8 | R9 | R10 | Total |  | Units | No. |  | Units | R1 | R2 | R3 | R4 | R5 | R6 | R7 | R8 | R9 | R10 | Total |  | Units | P1 | P2 | P3 | P4 | P5 | P6 | P7 | P8 | P9 | P10 | Total | Check
|  | Long Term Benefit of Interventions During The Period |  |  | LR£ | [10 empty] | 0 | [15 empty] | 0 | [12 empty] | 0
|  | Start of 2019/20 Total Network Risk |  |  | R£ | 1.1974 | 16.7845 | 3.2849 | 46.6454 | 15.6353 | 5.6867 | 0 | 0 | 0 | 0 | 89.2342 |  | km |  |  | km | 70.7392 | 494.8284 | 36.0792 | 327.0015 | 73.4431 | 23.9498 | 0 | 0 | 0 | 0 | 1026.0412 |  | km | 211.7715 | 221.054 | 0 | 0.6895 | 0 | 19.7072 | 446.6494 | 126.1696 | 0 | 0 | 1026.0412 | OK
|  | Drivers of Change in Risk | Asset Additions (not part of replace or refurb) |  | R£ | 0 | 0 | 0 | 0 | 0 | 0 | 0 | 0 | 0 | 0 | 0 |  | km | 0 |  | km | 0 | 0 | 0 | 0 | 0 | 0 | 0 | 0 | 0 | 0 | 0 |  | km | 0 | 0 | 0 | 0 | 0 | 0 | 0 | 0 | 0 | 0 | 0 | OK
|  |  | Asset Disposals (not part of replace or refurb) |  | R£ | 0 | 0 | 0 | 0 | 0 | 0 | 0 | 0 | 0 | 0 | 0 |  | km | 0 |  | km | 0 | 0 | 0 | 0 | 0 | 0 | 0 | 0 | 0 | 0 | 0 |  | km | 0 | 0 | 0 | 0 | 0 | 0 | 0 | 0 | 0 | 0 | 0 | OK
|  |  | Deterioration |  | R£ | -0.78017 | 1.8453 | 0.61922 | -32.9287 | 29.0119 | 12.6796 | 7.3156 | 0 | 0 | 0 | 17.7627 |  | km |  |  | km | -36.1761 | 35.9089 | 0.2672 | -241.9861 | 168.543 | 48.8988 | 24.5443 | 0 | 0 | 0 | -9.77e-13 |  | km | 0 | 0 | 0 | 0 | 0 | 0 | 0 | -126.1696 | 126.1696 | 0 | 0 | OK
|  |  | Manual Over-ride on PoF or CoF |  | R£ | 0 | 0 | 0 | 0 | 0 | 0 | 0 | 0 | 0 | 0 | 0 |  | km | 0 |  | km | 0 | 0 | 0 | 0 | 0 | 0 | 0 | 0 | 0 | 0 | 0 |  | km | 0 | 0 | 0 | 0 | 0 | 0 | 0 | 0 | 0 | 0 | 0 | OK
|  |  | Extension of Expected Asset Life |  | R£ | [10 empty] | 0 |  | km |  |  | km | [10 empty] | 0 |  | km | [10 empty] | 0 | OK
|  |  | Asset Replacement (PoF Driven) |  | R£ | 0 | 0 | 0 | 0 | 0 | 0 | 0 | 0 | 0 | 0 | 0 |  | km | 0 |  | km | 0 | 0 | 0 | 0 | 0 | 0 | 0 | 0 | 0 | 0 | 0 |  | km | 0 | 0 | 0 | 0 | 0 | 0 | 0 | 0 | 0 | 0 | 0 | OK
|  |  | Asset Replacement (CoF Driven) |  | R£ | 0 | 0 | 0 | 0 | 0 | 0 | 0 | 0 | 0 | 0 | 0 |  | km | 0 |  | km | 0 | 0 | 0 | 0 | 0 | 0 | 0 | 0 | 0 | 0 | 0 |  | km | 0 | 0 | 0 | 0 | 0 | 0 | 0 | 0 | 0 | 0 | 0 | OK
|  |  | Asset Replacement (Other Driven) |  | R£ | 0 | 0 | 0 | 0 | 0 | 0 | 0 | 0 | 0 | 0 | 0 |  | km | 0 |  | km | 0 | 0 | 0 | 0 | 0 | 0 | 0 | 0 | 0 | 0 | 0 |  | km | 0 | 0 | 0 | 0 | 0 | 0 | 0 | 0 | 0 | 0 | 0 | OK
|  |  | Asset Refurbishment (PoF Driven) |  | R£ | 0 | 0 | 0 | 0 | 0 | 0 | 0 | 0 | 0 | 0 | 0 |  | km | 0 |  | km | 0 | 0 | 0 | 0 | 0 | 0 | 0 | 0 | 0 | 0 | 0 |  | km | 0 | 0 | 0 | 0 | 0 | 0 | 0 | 0 | 0 | 0 | 0 | OK
|  |  | Asset Refurbishment (CoF Driven) |  | R£ | 0 | 0 | 0 | 0 | 0 | 0 | 0 | 0 | 0 | 0 | 0 |  | km | 0 |  | km | 0 | 0 | 0 | 0 | 0 | 0 | 0 | 0 | 0 | 0 | 0 |  | km | 0 | 0 | 0 | 0 | 0 | 0 | 0 | 0 | 0 | 0 | 0 | OK
|  |  | Asset Refurbishment (Other Driven) |  | R£ | 0 | 0 | 0 | 0 | 0 | 0 | 0 | 0 | 0 | 0 | 0 |  | km | 0 |  | km | 0 | 0 | 0 | 0 | 0 | 0 | 0 | 0 | 0 | 0 | 0 |  | km | 0 | 0 | 0 | 0 | 0 | 0 | 0 | 0 | 0 | 0 | 0 | OK
|  |  | Indirect Intervention |  | R£ | 0 | 0 | 0 | 0 | 0 | 0 | 0 | 0 | 0 | 0 | 0 |  | km | 0 |  | km | 0 | 0 | 0 | 0 | 0 | 0 | 0 | 0 | 0 | 0 | 0 |  | km | 0 | 0 | 0 | 0 | 0 | 0 | 0 | 0 | 0 | 0 | 0 | OK
|  |  | Changes in Maintenance Programme |  | R£ | [10 empty] | 0 |  | km |  |  | km | [10 empty] | 0 |  | km | [10 empty] | 0 | OK
|  |  | Asset Replacement Due To Early Life Failures |  | R£ | [10 empty] | 0 |  | km |  |  | km | [10 empty] | 0 |  | km | [10 empty] | 0 | OK
|  |  | Methodological Changes |  | R£ | [10 empty] | 0 |  | km |  |  | km | [10 empty] | 0 |  | km | [10 empty] | 0 | OK
|  |  | Data Cleanse |  | R£ | [10 empty] | 0 |  | km |  |  | km | [10 empty] | 0 |  | km | [10 empty] | 0 | OK
|  |  | Other Factors |  | R£ | 0 | 0 | 0 | 0 | 0 | 0 | 0 | 0 | 0 | 0 | 0 |  | km | 0 |  | km | 0 | 0 | 0 | 0 | 0 | 0 | 0 | 0 | 0 | 0 | 0 |  | km | 0 | 0 | 0 | 0 | 0 | 0 | 0 | 0 | 0 | 0 | 0 | OK
|  | End of RIIO-1 Total Network Risk |  |  | R£ | 0.41725 | 18.6298 | 3.9041 | 13.7166 | 44.6472 | 18.3663 | 7.3156 | 0 | 0 | 0 | 106.997 |  | km |  |  | km | 34.5631 | 530.7373 | 36.3464 | 85.0154 | 241.9861 | 72.8486 | 24.5443 | 0 | 0 | 0 | 1026.0412 |  | km | 211.7715 | 221.054 | 0 | 0.6895 | 0 | 19.7072 | 446.6494 | 0 | 126.1696 | 0 | 1026.0412 | OK
RIIO-2 | 2022-2026 (5 Years) |  |  |  | Units | R1 | R2 | R3 | R4 | R5 | R6 | R7 | R8 | R9 | R10 | Total |  | Units | No. |  | Units | R1 | R2 | R3 | R4 | R5 | R6 | R7 | R8 | R9 | R10 | Total |  | Units | P1 | P2 | P3 | P4 | P5 | P6 | P7 | P8 | P9 | P10 | Total | Check
|  | Long Term Benefit of Interventions During RIIO-2 |  |  | LR£ | R10: 2861.4968 | 2861.4968 | [15 empty] | 0 | [12 empty] | 0
|  | Start of RIIO-2 Total Network Risk |  |  | R£ | 0.41725 | 18.6298 | 3.9041 | 13.7166 | 44.6472 | 18.3663 | 7.3156 | 0 | 0 | 0 | 106.997 |  | km |  |  | km | 34.5631 | 530.7373 | 36.3464 | 85.0154 | 241.9861 | 72.8486 | 24.5443 | 0 | 0 | 0 | 1026.0412 |  | km | 211.7715 | 221.054 | 0 | 0.6895 | 0 | 19.7072 | 446.6494 | 0 | 126.1696 | 0 | 1026.0412 | OK
|  | Drivers of Change in Risk | Asset Additions (not part of replace or refurb) |  | R£ | 0 | 0 | 0 | 0 | 0 | 0 | 0 | 0 | 0 | 0 | 0 |  | km | 0 |  | km | 0 | 0 | 0 | 0 | 0 | 0 | 0 | 0 | 0 | 0 | 0 |  | km | 0 | 0 | 0 | 0 | 0 | 0 | 0 | 0 | 0 | 0 | 0 | OK
|  |  | Asset Disposals (not part of replace or refurb) |  | R£ | 0 | 0 | 0 | 0 | 0 | 0 | 0 | 0 | 0 | 0 | 0 |  | km | 0 |  | km | 0 | 0 | 0 | 0 | 0 | 0 | 0 | 0 | 0 | 0 | 0 |  | km | 0 | 0 | 0 | 0 | 0 | 0 | 0 | 0 | 0 | 0 | 0 | OK
|  |  | Deterioration |  | R£ | -0.29209 | 4.2069 | -3.7641 | -10.9486 | -41.4484 | 1.8261 | 22.2628 | 15.8757 | 66.2977 | 13.8233 | 67.8394 |  | km |  |  | km | -11.4051 | 10.0868 | -34.7609 | -65.856 | -225.0663 | 5.6596 | 74.3945 | 46.7008 | 174.1166 | 26.13 | 0 |  | km | -1.09 | -160.4875 | 161.5775 | -0.6895 | 0.6895 | -19.3646 | -427.2848 | 184.2453 | 135.64 | 126.7641 | 0 | OK
|  |  | Manual Over-ride on PoF or CoF |  | R£ | 0 | 0 | 0 | 0 | 0 | 0 | 0 | 0 | 0 | 0 | 0 |  | km | 0 |  | km | 0 | 0 | 0 | 0 | 0 | 0 | 0 | 0 | 0 | 0 | 0 |  | km | 0 | 0 | 0 | 0 | 0 | 0 | 0 | 0 | 0 | 0 | 0 | OK
|  |  | Extension of Expected Asset Life |  | R£ | [10 empty] | 0 |  | km |  |  | km | [10 empty] | 0 |  | km | [10 empty] | 0 | OK
|  |  | Asset Replacement (PoF Driven) |  | R£ | 0.66289 | -1.4442 | -0.10884 | -0.27553 | 0 | -19.6356 | -0.44476 | 0 | -27.7405 | -13.6568 | -62.6433 |  | km | 309.7244 |  | km | 131.829 | 46.3445 | -1.3183 | -1.7137 | 0 | -76.3194 | -1.574 | 0 | -71.6602 | -25.7327 | -0.1448 |  | km | 308.36 | 0 | 0 | 0 | 0 | 0 | -1.7137 | -148.8702 | -31.1568 | -126.7641 | -0.1448 | OK
|  |  | Asset Replacement (CoF Driven) |  | R£ | 0 | 0 | 0 | 0 | 0 | 0 | 0 | 0 | 0 | 0 | 0 |  | km | 0 |  | km | 0 | 0 | 0 | 0 | 0 | 0 | 0 | 0 | 0 | 0 | 0 |  | km | 0 | 0 | 0 | 0 | 0 | 0 | 0 | 0 | 0 | 0 | 0 | OK
|  |  | Asset Replacement (Other Driven) |  | R£ | 0 | 0 | 0 | 0 | 0 | 0 | 0 | 0 | 0 | 0 | 0 |  | km | 0 |  | km | 0 | 0 | 0 | 0 | 0 | 0 | 0 | 0 | 0 | 0 | 0 |  | km | 0 | 0 | 0 | 0 | 0 | 0 | 0 | 0 | 0 | 0 | 0 | OK
|  |  | Asset Refurbishment (PoF Driven) |  | R£ | 0.0029341 | 8.3157 | 5.9883 | 0 | -3.1988 | -0.55686 | -29.1337 | -6.8283 | -38.5572 | 0 | -63.9679 |  | km | 238.4871 |  | km | 0.1141 | 171.7979 | 66.5751 | 0 | -16.9198 | -2.1888 | -97.3648 | -19.5573 | -102.4564 | 0 | 2.8422e-14 |  | km | 0.8538 | 0 | 16.4747 | 128.7783 | 29.6135 | 62.7668 | 0 | -35.3751 | -203.112 | 0 | 2.8422e-14 | OK
|  |  | Asset Refurbishment (CoF Driven) |  | R£ | 0 | 0 | 0 | 0 | 0 | 0 | 0 | 0 | 0 | 0 | 0 |  | km | 0 |  | km | 0 | 0 | 0 | 0 | 0 | 0 | 0 | 0 | 0 | 0 | 0 |  | km | 0 | 0 | 0 | 0 | 0 | 0 | 0 | 0 | 0 | 0 | 0 | OK
|  |  | Asset Refurbishment (Other Driven) |  | R£ | 0 | 0 | 0 | 0 | 0 | 0 | 0 | 0 | 0 | 0 | 0 |  | km | 0 |  | km | 0 | 0 | 0 | 0 | 0 | 0 | 0 | 0 | 0 | 0 | 0 |  | km | 0 | 0 | 0 | 0 | 0 | 0 | 0 | 0 | 0 | 0 | 0 | OK
|  |  | Indirect Intervention |  | R£ | 0 | 0 | 0 | 0 | 0 | 0 | 0 | 0 | 0 | 0 | 0 |  | km | 0 |  | km | 0 | 0 | 0 | 0 | 0 | 0 | 0 | 0 | 0 | 0 | 0 |  | km | 0 | 0 | 0 | 0 | 0 | 0 | 0 | 0 | 0 | 0 | 0 | OK
|  |  | Changes in Maintenance Programme |  | R£ | [10 empty] | 0 |  | km |  |  | km | [10 empty] | 0 |  | km | [10 empty] | 0 | OK
|  |  | Asset Replacement Due To Early Life Failures |  | R£ | [10 empty] | 0 |  | km |  |  | km | [10 empty] | 0 |  | km | [10 empty] | 0 | OK
|  |  | Methodological Changes |  | R£ | [10 empty] | 0 |  | km |  |  | km | [10 empty] | 0 |  | km | [10 empty] | 0 | OK
|  |  | Data Cleanse |  | R£ | [10 empty] | 0 |  | km |  |  | km | [10 empty] | 0 |  | km | [10 empty] | 0 | OK
|  |  | Other Factors |  | R£ | 0 | 0 | 0 | 0 | 0 | 0 | 0 | 0 | 0 | 0 | 0 |  | km | 0 |  | km | 0 | 0 | 0 | 0 | 0 | 0 | 0 | 0 | 0 | 0 | 0 |  | km | 0 | 0 | 0 | 0 | 0 | 0 | 0 | 0 | 0 | 0 | 0 | OK
|  | End of RIIO-2 Total Network Risk |  |  | R£ | 0.79097 | 29.7083 | 6.0195 | 2.4925 | 1.3323e-15 | -2.2204e-16 | -3.5527e-15 | 9.0474 | 0 | 0.16645 | 48.2252 |  | km |  |  | km | 155.1011 | 758.9665 | 66.8423 | 17.4457 | 7.1054e-15 | 4.4409e-16 | 0 | 27.1435 | 0 | 0.3973 | 1025.8964 |  | km | 519.8953 | 60.5665 | 178.0522 | 128.7783 | 30.303 | 63.1094 | 17.6509 | 1.4211e-14 | 27.5408 | 0 | 1025.8964 | OK

## N3.29
RIIO-2 Business Plan Data Template
Scottish Power Transmission
Workbook Scottish Power Transmission
Submission Version 3.0 - Submitted on 09 Dec 2019
Template Version: v3.0
Sheet: N3.29 400kV OHL Fittings
Prices Base: 2018/19
Error Checks: OK
- | - | - | - | - | - | - | - | - | - | - | - | - | - | - | - | - | - | - | - | - | - | - | - | - | - | - | - | - | - | - | - | - | - | - | - | - | - | - | - | - | - | - | - | - | - | -
400kV OHL Fittings |  |  |  |  | Monetised Risk | [12 empty] | Volumes |  |  |  | Units: | #
[18 empty] | Vol. Impacted |  |  | Total Volume: Monetised Risk Banding | [12 empty] | Total Volume: Probability of Failure (PoF) Banding
RIIO-1 | 2019-2021 (3 Years) |  |  |  | Units | R1 | R2 | R3 | R4 | R5 | R6 | R7 | R8 | R9 | R10 | Total |  | Units | No. |  | Units | R1 | R2 | R3 | R4 | R5 | R6 | R7 | R8 | R9 | R10 | Total |  | Units | P1 | P2 | P3 | P4 | P5 | P6 | P7 | P8 | P9 | P10 | Total | Check
|  | Long Term Benefit of Interventions During The Period |  |  | LR£ | [10 empty] | 0 | [15 empty] | 0 | [12 empty] | 0
|  | Start of 2019/20 Total Network Risk |  |  | R£ | 2.9288 | 335.174 | 55.4786 | 89.5877 | 109.5535 | 19.2871 | 248.7517 | 0 | 0 | 0 | 860.7613 |  | # |  |  | # | 199 | 2512 | 128 | 93 | 101 | 13 | 131 | 0 | 0 | 0 | 3177 |  | # | 766 | 395 | 737 | 176 | 165 | 368 | 58 | 48 | 267 | 197 | 3177 | OK
|  | Drivers of Change in Risk | Asset Additions (not part of replace or refurb) |  | R£ | 0 | 0 | 0 | 0 | 0 | 0 | 0 | 0 | 0 | 0 | 0 |  | # | 0 |  | # | 0 | 0 | 0 | 0 | 0 | 0 | 0 | 0 | 0 | 0 | 0 |  | # | 0 | 0 | 0 | 0 | 0 | 0 | 0 | 0 | 0 | 0 | 0 | OK
|  |  | Asset Disposals (not part of replace or refurb) |  | R£ | 0 | 0 | 0 | 0 | 0 | 0 | 0 | 0 | 0 | 0 | 0 |  | # | 0 |  | # | 0 | 0 | 0 | 0 | 0 | 0 | 0 | 0 | 0 | 0 | 0 |  | # | 0 | 0 | 0 | 0 | 0 | 0 | 0 | 0 | 0 | 0 | 0 | OK
|  |  | Deterioration |  | R£ | -2.2461 | -31.9021 | 102.7569 | -73.6995 | 2.654 | 118.3539 | -228.5147 | 72.2273 | 247.6794 | 8.5688 | 215.8779 |  | # |  |  | # | -33 | -193 | 210 | -74 | -10 | 86 | -120 | 31 | 100 | 3 | 0 |  | # | 0 | 0 | 0 | 0 | 0 | 0 | 0 | 0 | 0 | 0 | 0 | OK
|  |  | Manual Over-ride on PoF or CoF |  | R£ | 0 | 0 | 0 | 0 | 0 | 0 | 0 | 0 | 0 | 0 | 0 |  | # | 0 |  | # | 0 | 0 | 0 | 0 | 0 | 0 | 0 | 0 | 0 | 0 | 0 |  | # | 0 | 0 | 0 | 0 | 0 | 0 | 0 | 0 | 0 | 0 | 0 | OK
|  |  | Extension of Expected Asset Life |  | R£ | [10 empty] | 0 |  | # |  |  | # | [10 empty] | 0 |  | # | [10 empty] | 0 | OK
|  |  | Asset Replacement (PoF Driven) |  | R£ | 1.2825 | -0.72861 | -2.0204 | -2.7515 | 0 | 0 | 0 | 0 | -7.137 | 0 | -11.355 |  | # | 12 |  | # | 0 | 10 | -4 | -3 | 0 | 0 | 0 | 0 | -3 | 0 | 0 |  | # | 12 | 0 | 0 | 0 | -2 | -4 | 0 | -3 | 0 | -3 | 0 | OK
|  |  | Asset Replacement (CoF Driven) |  | R£ | 0 | 0 | 0 | 0 | 0 | 0 | 0 | 0 | 0 | 0 | 0 |  | # | 0 |  | # | 0 | 0 | 0 | 0 | 0 | 0 | 0 | 0 | 0 | 0 | 0 |  | # | 0 | 0 | 0 | 0 | 0 | 0 | 0 | 0 | 0 | 0 | 0 | OK
|  |  | Asset Replacement (Other Driven) |  | R£ | 0 | 0 | 0 | 0 | 0 | 0 | 0 | 0 | 0 | 0 | 0 |  | # | 0 |  | # | 0 | 0 | 0 | 0 | 0 | 0 | 0 | 0 | 0 | 0 | 0 |  | # | 0 | 0 | 0 | 0 | 0 | 0 | 0 | 0 | 0 | 0 | 0 | OK
|  |  | Asset Refurbishment (PoF Driven) |  | R£ | 0 | 0 | 0 | 0 | 0 | 0 | 0 | 0 | 0 | 0 | 0 |  | # | 0 |  | # | 0 | 0 | 0 | 0 | 0 | 0 | 0 | 0 | 0 | 0 | 0 |  | # | 0 | 0 | 0 | 0 | 0 | 0 | 0 | 0 | 0 | 0 | 0 | OK
|  |  | Asset Refurbishment (CoF Driven) |  | R£ | 0 | 0 | 0 | 0 | 0 | 0 | 0 | 0 | 0 | 0 | 0 |  | # | 0 |  | # | 0 | 0 | 0 | 0 | 0 | 0 | 0 | 0 | 0 | 0 | 0 |  | # | 0 | 0 | 0 | 0 | 0 | 0 | 0 | 0 | 0 | 0 | 0 | OK
|  |  | Asset Refurbishment (Other Driven) |  | R£ | 0 | 0 | 0 | 0 | 0 | 0 | 0 | 0 | 0 | 0 | 0 |  | # | 0 |  | # | 0 | 0 | 0 | 0 | 0 | 0 | 0 | 0 | 0 | 0 | 0 |  | # | 0 | 0 | 0 | 0 | 0 | 0 | 0 | 0 | 0 | 0 | 0 | OK
|  |  | Indirect Intervention |  | R£ | 0 | 0 | 0 | 0 | 0 | 0 | 0 | 0 | 0 | 0 | 0 |  | # | 0 |  | # | 0 | 0 | 0 | 0 | 0 | 0 | 0 | 0 | 0 | 0 | 0 |  | # | 0 | 0 | 0 | 0 | 0 | 0 | 0 | 0 | 0 | 0 | 0 | OK
|  |  | Changes in Maintenance Programme |  | R£ | [10 empty] | 0 |  | # |  |  | # | [10 empty] | 0 |  | # | [10 empty] | 0 | OK
|  |  | Asset Replacement Due To Early Life Failures |  | R£ | [10 empty] | 0 |  | # |  |  | # | [10 empty] | 0 |  | # | [10 empty] | 0 | OK
|  |  | Methodological Changes |  | R£ | [10 empty] | 0 |  | # |  |  | # | [10 empty] | 0 |  | # | [10 empty] | 0 | OK
|  |  | Data Cleanse |  | R£ | [10 empty] | 0 |  | # |  |  | # | [10 empty] | 0 |  | # | [10 empty] | 0 | OK
|  |  | Other Factors |  | R£ | 0 | 0 | 0 | 0 | 0 | 0 | 0 | 0 | 0 | 0 | 0 |  | # | 0 |  | # | 0 | 0 | 0 | 0 | 0 | 0 | 0 | 0 | 0 | 0 | 0 |  | # | 0 | 0 | 0 | 0 | 0 | 0 | 0 | 0 | 0 | 0 | 0 | OK
|  | End of RIIO-1 Total Network Risk |  |  | R£ | 1.9652 | 302.5433 | 156.2151 | 13.1367 | 112.2075 | 137.641 | 20.237 | 72.2273 | 240.5424 | 8.5688 | 1065.2842 |  | # |  |  | # | 166 | 2329 | 334 | 16 | 91 | 99 | 11 | 31 | 97 | 3 | 3177 |  | # | 778 | 395 | 737 | 176 | 163 | 364 | 58 | 45 | 267 | 194 | 3177 | OK
RIIO-2 | 2022-2026 (5 Years) |  |  |  | Units | R1 | R2 | R3 | R4 | R5 | R6 | R7 | R8 | R9 | R10 | Total |  | Units | No. |  | Units | R1 | R2 | R3 | R4 | R5 | R6 | R7 | R8 | R9 | R10 | Total |  | Units | P1 | P2 | P3 | P4 | P5 | P6 | P7 | P8 | P9 | P10 | Total | Check
|  | Long Term Benefit of Interventions During RIIO-2 |  |  | LR£ | R10: 9493.3805 | 9493.3805 | [15 empty] | 0 | [12 empty] | 0
|  | Start of RIIO-2 Total Network Risk |  |  | R£ | 1.9652 | 302.5433 | 156.2151 | 13.1367 | 112.2075 | 137.641 | 20.237 | 72.2273 | 240.5424 | 8.5688 | 1065.2842 |  | # |  |  | # | 166 | 2329 | 334 | 16 | 91 | 99 | 11 | 31 | 97 | 3 | 3177 |  | # | 778 | 395 | 737 | 176 | 163 | 364 | 58 | 45 | 267 | 194 | 3177 | OK
|  | Drivers of Change in Risk | Asset Additions (not part of replace or refurb) |  | R£ | 0 | 0 | 0 | 0 | 0 | 0 | 0 | 0 | 0 | 0 | 0 |  | # | 0 |  | # | 0 | 0 | 0 | 0 | 0 | 0 | 0 | 0 | 0 | 0 | 0 |  | # | 0 | 0 | 0 | 0 | 0 | 0 | 0 | 0 | 0 | 0 | 0 | OK
|  |  | Asset Disposals (not part of replace or refurb) |  | R£ | 0 | 0 | 0 | 0 | 0 | 0 | 0 | 0 | 0 | 0 | 0 |  | # | 0 |  | # | 0 | 0 | 0 | 0 | 0 | 0 | 0 | 0 | 0 | 0 | 0 |  | # | 0 | 0 | 0 | 0 | 0 | 0 | 0 | 0 | 0 | 0 | 0 | OK
|  |  | Deterioration |  | R£ | -1.1737 | 25.5292 | -18.8517 | 231.5878 | -9.9037 | -119.3114 | -8.8855 | 130.5795 | -14.7459 | 693.6198 | 908.4442 |  | # |  |  | # | -50 | -276 | -56 | 272 | -5 | -86 | -5 | 59 | -10 | 157 | 0 |  | # | -244 | -55 | -439 | -22 | 549 | -245 | 208 | 174 | -219 | 293 | 0 | OK
|  |  | Manual Over-ride on PoF or CoF |  | R£ | 0 | 0 | 0 | 0 | 0 | 0 | 0 | 0 | 0 | 0 | 0 |  | # | 0 |  | # | 0 | 0 | 0 | 0 | 0 | 0 | 0 | 0 | 0 | 0 | 0 |  | # | 0 | 0 | 0 | 0 | 0 | 0 | 0 | 0 | 0 | 0 | 0 | OK
|  |  | Extension of Expected Asset Life |  | R£ | [10 empty] | 0 |  | # |  |  | # | [10 empty] | 0 |  | # | [10 empty] | 0 | OK
|  |  | Asset Replacement (PoF Driven) |  | R£ | 4.2762 | -8.9505 | -59.5814 | -3.2647 | -8.6632 | -2.8259 | -3.8796 | -189.2371 | -215.7887 | -288.9231 | -776.8381 |  | # | 644 |  | # | 366 | 4 | -119 | -4 | -7 | -2 | -2 | -84 | -83 | -72 | -3 |  | # | 644 | -2 | -7 | -17 | -50 | -53 | -53 | -50 | -32 | -383 | -3 | OK
|  |  | Asset Replacement (CoF Driven) |  | R£ | 0 | 0 | 0 | 0 | 0 | 0 | 0 | 0 | 0 | 0 | 0 |  | # | 0 |  | # | 0 | 0 | 0 | 0 | 0 | 0 | 0 | 0 | 0 | 0 | 0 |  | # | 0 | 0 | 0 | 0 | 0 | 0 | 0 | 0 | 0 | 0 | 0 | OK
|  |  | Asset Replacement (Other Driven) |  | R£ | 0 | 0 | 0 | 0 | 0 | 0 | 0 | 0 | 0 | 0 | 0 |  | # | 0 |  | # | 0 | 0 | 0 | 0 | 0 | 0 | 0 | 0 | 0 | 0 | 0 |  | # | 0 | 0 | 0 | 0 | 0 | 0 | 0 | 0 | 0 | 0 | 0 | OK
|  |  | Asset Refurbishment (PoF Driven) |  | R£ | 0 | 0 | 0 | 0 | 0 | 0 | 0 | 0 | 0 | 0 | 0 |  | # | 0 |  | # | 0 | 0 | 0 | 0 | 0 | 0 | 0 | 0 | 0 | 0 | 0 |  | # | 0 | 0 | 0 | 0 | 0 | 0 | 0 | 0 | 0 | 0 | 0 | OK
|  |  | Asset Refurbishment (CoF Driven) |  | R£ | 0 | 0 | 0 | 0 | 0 | 0 | 0 | 0 | 0 | 0 | 0 |  | # | 0 |  | # | 0 | 0 | 0 | 0 | 0 | 0 | 0 | 0 | 0 | 0 | 0 |  | # | 0 | 0 | 0 | 0 | 0 | 0 | 0 | 0 | 0 | 0 | 0 | OK
|  |  | Asset Refurbishment (Other Driven) |  | R£ | 0 | 0 | 0 | 0 | 0 | 0 | 0 | 0 | 0 | 0 | 0 |  | # | 0 |  | # | 0 | 0 | 0 | 0 | 0 | 0 | 0 | 0 | 0 | 0 | 0 |  | # | 0 | 0 | 0 | 0 | 0 | 0 | 0 | 0 | 0 | 0 | 0 | OK
|  |  | Indirect Intervention |  | R£ | 0 | 0 | 0 | 0 | 0 | 0 | 0 | 0 | 0 | 0 | 0 |  | # | 0 |  | # | 0 | 0 | 0 | 0 | 0 | 0 | 0 | 0 | 0 | 0 | 0 |  | # | 0 | 0 | 0 | 0 | 0 | 0 | 0 | 0 | 0 | 0 | 0 | OK
|  |  | Changes in Maintenance Programme |  | R£ | [10 empty] | 0 |  | # |  |  | # | [10 empty] | 0 |  | # | [10 empty] | 0 | OK
|  |  | Asset Replacement Due To Early Life Failures |  | R£ | [10 empty] | 0 |  | # |  |  | # | [10 empty] | 0 |  | # | [10 empty] | 0 | OK
|  |  | Methodological Changes |  | R£ | [10 empty] | 0 |  | # |  |  | # | [10 empty] | 0 |  | # | [10 empty] | 0 | OK
|  |  | Data Cleanse |  | R£ | [10 empty] | 0 |  | # |  |  | # | [10 empty] | 0 |  | # | [10 empty] | 0 | OK
|  |  | Other Factors |  | R£ | 0 | 0 | 0 | 0 | 0 | 0 | 0 | 0 | 0 | 0 | 0 |  | # | 0 |  | # | 0 | 0 | 0 | 0 | 0 | 0 | 0 | 0 | 0 | 0 | 0 |  | # | 0 | 0 | 0 | 0 | 0 | 0 | 0 | 0 | 0 | 0 | 0 | OK
|  | End of RIIO-2 Total Network Risk |  |  | R£ | 5.0677 | 319.122 | 77.782 | 241.4598 | 93.6405 | 15.5037 | 7.4718 | 13.5697 | 10.0078 | 413.2655 | 1196.8903 |  | # |  |  | # | 482 | 2057 | 159 | 284 | 79 | 11 | 4 | 6 | 4 | 88 | 3174 |  | # | 1178 | 338 | 291 | 137 | 662 | 66 | 213 | 169 | 16 | 104 | 3174 | OK

## N3.30
RIIO-2 Business Plan Data Template
Scottish Power Transmission
Workbook Scottish Power Transmission
Submission Version 3.0 - Submitted on 09 Dec 2019
Template Version: v3.0
Sheet: N3.30 400kV OHL Tower
Prices Base: 2018/19
Error Checks: OK
- | - | - | - | - | - | - | - | - | - | - | - | - | - | - | - | - | - | - | - | - | - | - | - | - | - | - | - | - | - | - | - | - | - | - | - | - | - | - | - | - | - | - | - | - | - | -
400kV OHL Tower |  |  |  |  | Monetised Risk | [12 empty] | Volumes |  |  |  | Units: | #
[18 empty] | Vol. Impacted |  |  | Total Volume: Monetised Risk Banding | [12 empty] | Total Volume: Probability of Failure (PoF) Banding
RIIO-1 | 2019-2021 (3 Years) |  |  |  | Units | R1 | R2 | R3 | R4 | R5 | R6 | R7 | R8 | R9 | R10 | Total |  | Units | No. |  | Units | R1 | R2 | R3 | R4 | R5 | R6 | R7 | R8 | R9 | R10 | Total |  | Units | P1 | P2 | P3 | P4 | P5 | P6 | P7 | P8 | P9 | P10 | Total | Check
|  | Long Term Benefit of Interventions During The Period |  |  | LR£ | [10 empty] | 0 | [15 empty] | 0 | [12 empty] | 0
|  | Start of 2019/20 Total Network Risk |  |  | R£ | 0.014312 | 14.1618 | 9.9279 | 25.5354 | 12.9218 | 0.81891 | 0 | 0 | 0 | 0 | 63.3801 |  | # |  |  | # | 66 | 1048 | 188 | 252 | 103 | 5 | 0 | 0 | 0 | 0 | 1662 |  | # | 129 | 193 | 343 | 89 | 103 | 293 | 87 | 28 | 89 | 308 | 1662 | OK
|  | Drivers of Change in Risk | Asset Additions (not part of replace or refurb) |  | R£ | 0 | 0 | 0 | 0 | 0 | 0 | 0 | 0 | 0 | 0 | 0 |  | # | 0 |  | # | 0 | 0 | 0 | 0 | 0 | 0 | 0 | 0 | 0 | 0 | 0 |  | # | 0 | 0 | 0 | 0 | 0 | 0 | 0 | 0 | 0 | 0 | 0 | OK
|  |  | Asset Disposals (not part of replace or refurb) |  | R£ | 0 | 0 | 0 | 0 | 0 | 0 | 0 | 0 | 0 | 0 | 0 |  | # | 0 |  | # | 0 | 0 | 0 | 0 | 0 | 0 | 0 | 0 | 0 | 0 | 0 |  | # | 0 | 0 | 0 | 0 | 0 | 0 | 0 | 0 | 0 | 0 | 0 | OK
|  |  | Deterioration |  | R£ | -0.00064255 | -1.4637 | 3.6455 | -22.3001 | 18.7845 | 19.3767 | 1.0239 | 0 | 0 | 0 | 19.0662 |  | # |  |  | # | -3 | -77 | 50 | -218 | 122 | 121 | 5 | 0 | 0 | 0 | 0 |  | # | 3 | -58 | -108 | 131 | -13 | 16 | -42 | 50 | -72 | 93 | 0 | OK
|  |  | Manual Over-ride on PoF or CoF |  | R£ | 0 | 0 | 0 | 0 | 0 | 0 | 0 | 0 | 0 | 0 | 0 |  | # | 0 |  | # | 0 | 0 | 0 | 0 | 0 | 0 | 0 | 0 | 0 | 0 | 0 |  | # | 0 | 0 | 0 | 0 | 0 | 0 | 0 | 0 | 0 | 0 | 0 | OK
|  |  | Extension of Expected Asset Life |  | R£ | [10 empty] | 0 |  | # |  |  | # | [10 empty] | 0 |  | # | [10 empty] | 0 | OK
|  |  | Asset Replacement (PoF Driven) |  | R£ | 0 | 0 | 0 | 0 | 0 | 0 | 0 | 0 | 0 | 0 | 0 |  | # | 0 |  | # | 0 | 0 | 0 | 0 | 0 | 0 | 0 | 0 | 0 | 0 | 0 |  | # | 0 | 0 | 0 | 0 | 0 | 0 | 0 | 0 | 0 | 0 | 0 | OK
|  |  | Asset Replacement (CoF Driven) |  | R£ | 0 | 0 | 0 | 0 | 0 | 0 | 0 | 0 | 0 | 0 | 0 |  | # | 0 |  | # | 0 | 0 | 0 | 0 | 0 | 0 | 0 | 0 | 0 | 0 | 0 |  | # | 0 | 0 | 0 | 0 | 0 | 0 | 0 | 0 | 0 | 0 | 0 | OK
|  |  | Asset Replacement (Other Driven) |  | R£ | 0 | 0 | 0 | 0 | 0 | 0 | 0 | 0 | 0 | 0 | 0 |  | # | 0 |  | # | 0 | 0 | 0 | 0 | 0 | 0 | 0 | 0 | 0 | 0 | 0 |  | # | 0 | 0 | 0 | 0 | 0 | 0 | 0 | 0 | 0 | 0 | 0 | OK
|  |  | Asset Refurbishment (PoF Driven) |  | R£ | 0 | 0 | 0 | 0 | 0 | 0 | 0 | 0 | 0 | 0 | 0 |  | # | 0 |  | # | 0 | 0 | 0 | 0 | 0 | 0 | 0 | 0 | 0 | 0 | 0 |  | # | 0 | 0 | 0 | 0 | 0 | 0 | 0 | 0 | 0 | 0 | 0 | OK
|  |  | Asset Refurbishment (CoF Driven) |  | R£ | 0 | 0 | 0 | 0 | 0 | 0 | 0 | 0 | 0 | 0 | 0 |  | # | 0 |  | # | 0 | 0 | 0 | 0 | 0 | 0 | 0 | 0 | 0 | 0 | 0 |  | # | 0 | 0 | 0 | 0 | 0 | 0 | 0 | 0 | 0 | 0 | 0 | OK
|  |  | Asset Refurbishment (Other Driven) |  | R£ | 0 | 0 | 0 | 0 | 0 | 0 | 0 | 0 | 0 | 0 | 0 |  | # | 0 |  | # | 0 | 0 | 0 | 0 | 0 | 0 | 0 | 0 | 0 | 0 | 0 |  | # | 0 | 0 | 0 | 0 | 0 | 0 | 0 | 0 | 0 | 0 | 0 | OK
|  |  | Indirect Intervention |  | R£ | 0 | 0 | 0 | 0 | 0 | 0 | 0 | 0 | 0 | 0 | 0 |  | # | 0 |  | # | 0 | 0 | 0 | 0 | 0 | 0 | 0 | 0 | 0 | 0 | 0 |  | # | 0 | 0 | 0 | 0 | 0 | 0 | 0 | 0 | 0 | 0 | 0 | OK
|  |  | Changes in Maintenance Programme |  | R£ | [10 empty] | 0 |  | # |  |  | # | [10 empty] | 0 |  | # | [10 empty] | 0 | OK
|  |  | Asset Replacement Due To Early Life Failures |  | R£ | [10 empty] | 0 |  | # |  |  | # | [10 empty] | 0 |  | # | [10 empty] | 0 | OK
|  |  | Methodological Changes |  | R£ | [10 empty] | 0 |  | # |  |  | # | [10 empty] | 0 |  | # | [10 empty] | 0 | OK
|  |  | Data Cleanse |  | R£ | [10 empty] | 0 |  | # |  |  | # | [10 empty] | 0 |  | # | [10 empty] | 0 | OK
|  |  | Other Factors |  | R£ | 0 | 0 | 0 | 0 | 0 | 0 | 0 | 0 | 0 | 0 | 0 |  | # | 0 |  | # | 0 | 0 | 0 | 0 | 0 | 0 | 0 | 0 | 0 | 0 | 0 |  | # | 0 | 0 | 0 | 0 | 0 | 0 | 0 | 0 | 0 | 0 | 0 | OK
|  | End of RIIO-1 Total Network Risk |  |  | R£ | 0.01367 | 12.6981 | 13.5734 | 3.2353 | 31.7063 | 20.1956 | 1.0239 | 0 | 0 | 0 | 82.4463 |  | # |  |  | # | 63 | 971 | 238 | 34 | 225 | 126 | 5 | 0 | 0 | 0 | 1662 |  | # | 132 | 135 | 235 | 220 | 90 | 309 | 45 | 78 | 17 | 401 | 1662 | OK
RIIO-2 | 2022-2026 (5 Years) |  |  |  | Units | R1 | R2 | R3 | R4 | R5 | R6 | R7 | R8 | R9 | R10 | Total |  | Units | No. |  | Units | R1 | R2 | R3 | R4 | R5 | R6 | R7 | R8 | R9 | R10 | Total |  | Units | P1 | P2 | P3 | P4 | P5 | P6 | P7 | P8 | P9 | P10 | Total | Check
|  | Long Term Benefit of Interventions During RIIO-2 |  |  | LR£ | R10: 955.4662 | 955.4662 | [15 empty] | 0 | [12 empty] | 0
|  | Start of RIIO-2 Total Network Risk |  |  | R£ | 0.01367 | 12.6981 | 13.5734 | 3.2353 | 31.7063 | 20.1956 | 1.0239 | 0 | 0 | 0 | 82.4463 |  | # |  |  | # | 63 | 971 | 238 | 34 | 225 | 126 | 5 | 0 | 0 | 0 | 1662 |  | # | 132 | 135 | 235 | 220 | 90 | 309 | 45 | 78 | 17 | 401 | 1662 | OK
|  | Drivers of Change in Risk | Asset Additions (not part of replace or refurb) |  | R£ | 0 | 0 | 0 | 0 | 0 | 0 | 0 | 0 | 0 | 0 | 0 |  | # | 0 |  | # | 0 | 0 | 0 | 0 | 0 | 0 | 0 | 0 | 0 | 0 | 0 |  | # | 0 | 0 | 0 | 0 | 0 | 0 | 0 | 0 | 0 | 0 | 0 | OK
|  |  | Asset Disposals (not part of replace or refurb) |  | R£ | 0 | 0 | 0 | 0 | 0 | 0 | 0 | 0 | 0 | 0 | 0 |  | # | 0 |  | # | 0 | 0 | 0 | 0 | 0 | 0 | 0 | 0 | 0 | 0 | 0 |  | # | 0 | 0 | 0 | 0 | 0 | 0 | 0 | 0 | 0 | 0 | 0 | OK
|  |  | Deterioration |  | R£ | -0.0069264 | -0.087365 | -3.7421 | 4.9296 | -18.5014 | -18.0657 | 6.7406 | 3.3525 | 59.0949 | 39.6726 | 73.3866 |  | # |  |  | # | -32 | -100 | -52 | 47 | -122 | -114 | 31 | 14 | 202 | 126 | 0 |  | # | -8 | -17 | -149 | -152 | 250 | -237 | 167 | 30 | 49 | 67 | 0 | OK
|  |  | Manual Over-ride on PoF or CoF |  | R£ | 0 | 0 | 0 | 0 | 0 | 0 | 0 | 0 | 0 | 0 | 0 |  | # | 0 |  | # | 0 | 0 | 0 | 0 | 0 | 0 | 0 | 0 | 0 | 0 | 0 |  | # | 0 | 0 | 0 | 0 | 0 | 0 | 0 | 0 | 0 | 0 | 0 | OK
|  |  | Extension of Expected Asset Life |  | R£ | [10 empty] | 0 |  | # |  |  | # | [10 empty] | 0 |  | # | [10 empty] | 0 | OK
|  |  | Asset Replacement (PoF Driven) |  | R£ | 0 | 0.0076052 | -0.13183 | 0 | 0 | 0 | 0 | 0 | 0 | 0 | -0.12422 |  | # | 1 |  | # | 0 | 1 | -3 | 0 | 0 | 0 | 0 | 0 | 0 | 0 | -2 |  | # | 1 | 0 | 0 | 0 | 0 | 0 | -3 | 0 | 0 | 0 | -2 | OK
|  |  | Asset Replacement (CoF Driven) |  | R£ | 0 | 0 | 0 | 0 | 0 | 0 | 0 | 0 | 0 | 0 | 0 |  | # | 0 |  | # | 0 | 0 | 0 | 0 | 0 | 0 | 0 | 0 | 0 | 0 | 0 |  | # | 0 | 0 | 0 | 0 | 0 | 0 | 0 | 0 | 0 | 0 | 0 | OK
|  |  | Asset Replacement (Other Driven) |  | R£ | 0 | 0 | 0 | 0 | 0 | 0 | 0 | 0 | 0 | 0 | 0 |  | # | 0 |  | # | 0 | 0 | 0 | 0 | 0 | 0 | 0 | 0 | 0 | 0 | 0 |  | # | 0 | 0 | 0 | 0 | 0 | 0 | 0 | 0 | 0 | 0 | 0 | OK
|  |  | Asset Refurbishment (PoF Driven) |  | R£ | 0 | 5.6892 | -4.0169 | -4.5566 | -1.3483 | -0.71135 | -6.2533 | -0.95468 | -24.9503 | -37.3464 | -74.4485 |  | # | 539 |  | # | 0 | 355 | -58 | -46 | -10 | -4 | -29 | -4 | -85 | -119 | 0 |  | # | -9 | 34 | -9 | 2 | 147 | 237 | -22 | -9 | -59 | -312 | 0 | OK
|  |  | Asset Refurbishment (CoF Driven) |  | R£ | 0 | 0 | 0 | 0 | 0 | 0 | 0 | 0 | 0 | 0 | 0 |  | # | 0 |  | # | 0 | 0 | 0 | 0 | 0 | 0 | 0 | 0 | 0 | 0 | 0 |  | # | 0 | 0 | 0 | 0 | 0 | 0 | 0 | 0 | 0 | 0 | 0 | OK
|  |  | Asset Refurbishment (Other Driven) |  | R£ | 0 | 0 | 0 | 0 | 0 | 0 | 0 | 0 | 0 | 0 | 0 |  | # | 0 |  | # | 0 | 0 | 0 | 0 | 0 | 0 | 0 | 0 | 0 | 0 | 0 |  | # | 0 | 0 | 0 | 0 | 0 | 0 | 0 | 0 | 0 | 0 | 0 | OK
|  |  | Indirect Intervention |  | R£ | 0 | 0 | 0 | 0 | 0 | 0 | 0 | 0 | 0 | 0 | 0 |  | # | 0 |  | # | 0 | 0 | 0 | 0 | 0 | 0 | 0 | 0 | 0 | 0 | 0 |  | # | 0 | 0 | 0 | 0 | 0 | 0 | 0 | 0 | 0 | 0 | 0 | OK
|  |  | Changes in Maintenance Programme |  | R£ | [10 empty] | 0 |  | # |  |  | # | [10 empty] | 0 |  | # | [10 empty] | 0 | OK
|  |  | Asset Replacement Due To Early Life Failures |  | R£ | [10 empty] | 0 |  | # |  |  | # | [10 empty] | 0 |  | # | [10 empty] | 0 | OK
|  |  | Methodological Changes |  | R£ | [10 empty] | 0 |  | # |  |  | # | [10 empty] | 0 |  | # | [10 empty] | 0 | OK
|  |  | Data Cleanse |  | R£ | [10 empty] | 0 |  | # |  |  | # | [10 empty] | 0 |  | # | [10 empty] | 0 | OK
|  |  | Other Factors |  | R£ | 0 | 0 | 0 | 0 | 0 | 0 | 0 | 0 | 0 | 0 | 0 |  | # | 0 |  | # | 0 | 0 | 0 | 0 | 0 | 0 | 0 | 0 | 0 | 0 | 0 |  | # | 0 | 0 | 0 | 0 | 0 | 0 | 0 | 0 | 0 | 0 | 0 | OK
|  | End of RIIO-2 Total Network Risk |  |  | R£ | 0.0067433 | 18.3075 | 5.6827 | 3.6083 | 11.8566 | 1.4185 | 1.5112 | 2.3979 | 34.1446 | 2.3262 | 81.2602 |  | # |  |  | # | 31 | 1227 | 125 | 35 | 93 | 8 | 7 | 10 | 117 | 7 | 1660 |  | # | 116 | 152 | 77 | 70 | 487 | 309 | 187 | 99 | 7 | 156 | 1660 | OK

## N3.31
RIIO-2 Business Plan Data Template
Scottish Power Transmission
Workbook Scottish Power Transmission
Submission Version 3.0 - Submitted on 09 Dec 2019
Template Version: v3.0
Sheet: N3.31 No entry required
Prices Base: 2018/19
Error Checks: OK
- | - | - | - | - | - | - | - | - | - | - | - | - | - | - | - | - | - | - | - | - | - | - | - | - | - | - | - | - | - | - | - | - | - | - | - | - | - | - | - | - | - | - | - | - | - | -
No entry required |  |  |  |  | Monetised Risk | [12 empty] | Volumes |  |  |  | Units: | -
[18 empty] | Vol. Impacted |  |  | Total Volume: Monetised Risk Banding | [12 empty] | Total Volume: Probability of Failure (PoF) Banding
RIIO-1 | 2019-2021 (3 Years) |  |  |  | Units | R1 | R2 | R3 | R4 | R5 | R6 | R7 | R8 | R9 | R10 | Total |  | Units | No. |  | Units | R1 | R2 | R3 | R4 | R5 | R6 | R7 | R8 | R9 | R10 | Total |  | Units | P1 | P2 | P3 | P4 | P5 | P6 | P7 | P8 | P9 | P10 | Total | Check
|  | Long Term Benefit of Interventions During The Period |  |  | LR£ | [10 empty] | 0 | [15 empty] | 0 | [12 empty] | 0
|  | Start of 2019/20 Total Network Risk |  |  | R£ | [10 empty] | 0 |  | - |  |  | - | [10 empty] | 0 |  | - | [10 empty] | 0 | OK
|  | Drivers of Change in Risk | Asset Additions (not part of replace or refurb) |  | R£ | [10 empty] | 0 |  | - |  |  | - | [10 empty] | 0 |  | - | [10 empty] | 0 | OK
|  |  | Asset Disposals (not part of replace or refurb) |  | R£ | [10 empty] | 0 |  | - |  |  | - | [10 empty] | 0 |  | - | [10 empty] | 0 | OK
|  |  | Deterioration |  | R£ | [10 empty] | 0 |  | - |  |  | - | [10 empty] | 0 |  | - | [10 empty] | 0 | OK
|  |  | Manual Over-ride on PoF or CoF |  | R£ | [10 empty] | 0 |  | - |  |  | - | [10 empty] | 0 |  | - | [10 empty] | 0 | OK
|  |  | Extension of Expected Asset Life |  | R£ | [10 empty] | 0 |  | - |  |  | - | [10 empty] | 0 |  | - | [10 empty] | 0 | OK
|  |  | Asset Replacement (PoF Driven) |  | R£ | [10 empty] | 0 |  | - |  |  | - | [10 empty] | 0 |  | - | [10 empty] | 0 | OK
|  |  | Asset Replacement (CoF Driven) |  | R£ | [10 empty] | 0 |  | - |  |  | - | [10 empty] | 0 |  | - | [10 empty] | 0 | OK
|  |  | Asset Replacement (Other Driven) |  | R£ | [10 empty] | 0 |  | - |  |  | - | [10 empty] | 0 |  | - | [10 empty] | 0 | OK
|  |  | Asset Refurbishment (PoF Driven) |  | R£ | [10 empty] | 0 |  | - |  |  | - | [10 empty] | 0 |  | - | [10 empty] | 0 | OK
|  |  | Asset Refurbishment (CoF Driven) |  | R£ | [10 empty] | 0 |  | - |  |  | - | [10 empty] | 0 |  | - | [10 empty] | 0 | OK
|  |  | Asset Refurbishment (Other Driven) |  | R£ | [10 empty] | 0 |  | - |  |  | - | [10 empty] | 0 |  | - | [10 empty] | 0 | OK
|  |  | Indirect Intervention |  | R£ | [10 empty] | 0 |  | - |  |  | - | [10 empty] | 0 |  | - | [10 empty] | 0 | OK
|  |  | Changes in Maintenance Programme |  | R£ | [10 empty] | 0 |  | - |  |  | - | [10 empty] | 0 |  | - | [10 empty] | 0 | OK
|  |  | Asset Replacement Due To Early Life Failures |  | R£ | [10 empty] | 0 |  | - |  |  | - | [10 empty] | 0 |  | - | [10 empty] | 0 | OK
|  |  | Methodological Changes |  | R£ | [10 empty] | 0 |  | - |  |  | - | [10 empty] | 0 |  | - | [10 empty] | 0 | OK
|  |  | Data Cleanse |  | R£ | [10 empty] | 0 |  | - |  |  | - | [10 empty] | 0 |  | - | [10 empty] | 0 | OK
|  |  | Other Factors |  | R£ | [10 empty] | 0 |  | - |  |  | - | [10 empty] | 0 |  | - | [10 empty] | 0 | OK
|  | End of RIIO-1 Total Network Risk |  |  | R£ | 0 | 0 | 0 | 0 | 0 | 0 | 0 | 0 | 0 | 0 | 0 |  | - |  |  | - | 0 | 0 | 0 | 0 | 0 | 0 | 0 | 0 | 0 | 0 | 0 |  | - | 0 | 0 | 0 | 0 | 0 | 0 | 0 | 0 | 0 | 0 | 0 | OK
RIIO-2 | 2022-2026 (5 Years) |  |  |  | Units | R1 | R2 | R3 | R4 | R5 | R6 | R7 | R8 | R9 | R10 | Total |  | Units | No. |  | Units | R1 | R2 | R3 | R4 | R5 | R6 | R7 | R8 | R9 | R10 | Total |  | Units | P1 | P2 | P3 | P4 | P5 | P6 | P7 | P8 | P9 | P10 | Total | Check
|  | Long Term Benefit of Interventions During RIIO-2 |  |  | LR£ | [10 empty] | 0 | [15 empty] | 0 | [12 empty] | 0
|  | Start of RIIO-2 Total Network Risk |  |  | R£ | 0 | 0 | 0 | 0 | 0 | 0 | 0 | 0 | 0 | 0 | 0 |  | - |  |  | - | 0 | 0 | 0 | 0 | 0 | 0 | 0 | 0 | 0 | 0 | 0 |  | - | 0 | 0 | 0 | 0 | 0 | 0 | 0 | 0 | 0 | 0 | 0 | OK
|  | Drivers of Change in Risk | Asset Additions (not part of replace or refurb) |  | R£ | [10 empty] | 0 |  | - |  |  | - | [10 empty] | 0 |  | - | [10 empty] | 0 | OK
|  |  | Asset Disposals (not part of replace or refurb) |  | R£ | [10 empty] | 0 |  | - |  |  | - | [10 empty] | 0 |  | - | [10 empty] | 0 | OK
|  |  | Deterioration |  | R£ | [10 empty] | 0 |  | - |  |  | - | [10 empty] | 0 |  | - | [10 empty] | 0 | OK
|  |  | Manual Over-ride on PoF or CoF |  | R£ | [10 empty] | 0 |  | - |  |  | - | [10 empty] | 0 |  | - | [10 empty] | 0 | OK
|  |  | Extension of Expected Asset Life |  | R£ | [10 empty] | 0 |  | - |  |  | - | [10 empty] | 0 |  | - | [10 empty] | 0 | OK
|  |  | Asset Replacement (PoF Driven) |  | R£ | [10 empty] | 0 |  | - |  |  | - | [10 empty] | 0 |  | - | [10 empty] | 0 | OK
|  |  | Asset Replacement (CoF Driven) |  | R£ | [10 empty] | 0 |  | - |  |  | - | [10 empty] | 0 |  | - | [10 empty] | 0 | OK
|  |  | Asset Replacement (Other Driven) |  | R£ | [10 empty] | 0 |  | - |  |  | - | [10 empty] | 0 |  | - | [10 empty] | 0 | OK
|  |  | Asset Refurbishment (PoF Driven) |  | R£ | [10 empty] | 0 |  | - |  |  | - | [10 empty] | 0 |  | - | [10 empty] | 0 | OK
|  |  | Asset Refurbishment (CoF Driven) |  | R£ | [10 empty] | 0 |  | - |  |  | - | [10 empty] | 0 |  | - | [10 empty] | 0 | OK
|  |  | Asset Refurbishment (Other Driven) |  | R£ | [10 empty] | 0 |  | - |  |  | - | [10 empty] | 0 |  | - | [10 empty] | 0 | OK
|  |  | Indirect Intervention |  | R£ | [10 empty] | 0 |  | - |  |  | - | [10 empty] | 0 |  | - | [10 empty] | 0 | OK
|  |  | Changes in Maintenance Programme |  | R£ | [10 empty] | 0 |  | - |  |  | - | [10 empty] | 0 |  | - | [10 empty] | 0 | OK
|  |  | Asset Replacement Due To Early Life Failures |  | R£ | [10 empty] | 0 |  | - |  |  | - | [10 empty] | 0 |  | - | [10 empty] | 0 | OK
|  |  | Methodological Changes |  | R£ | [10 empty] | 0 |  | - |  |  | - | [10 empty] | 0 |  | - | [10 empty] | 0 | OK
|  |  | Data Cleanse |  | R£ | [10 empty] | 0 |  | - |  |  | - | [10 empty] | 0 |  | - | [10 empty] | 0 | OK
|  |  | Other Factors |  | R£ | [10 empty] | 0 |  | - |  |  | - | [10 empty] | 0 |  | - | [10 empty] | 0 | OK
|  | End of RIIO-2 Total Network Risk |  |  | R£ | 0 | 0 | 0 | 0 | 0 | 0 | 0 | 0 | 0 | 0 | 0 |  | - |  |  | - | 0 | 0 | 0 | 0 | 0 | 0 | 0 | 0 | 0 | 0 | 0 |  | - | 0 | 0 | 0 | 0 | 0 | 0 | 0 | 0 | 0 | 0 | 0 | OK

## N3.32
RIIO-2 Business Plan Data Template
Scottish Power Transmission
Workbook Scottish Power Transmission
Submission Version 3.0 - Submitted on 09 Dec 2019
Template Version: v3.0
Sheet: N3.32 No entry required
Prices Base: 2018/19
Error Checks: OK
- | - | - | - | - | - | - | - | - | - | - | - | - | - | - | - | - | - | - | - | - | - | - | - | - | - | - | - | - | - | - | - | - | - | - | - | - | - | - | - | - | - | - | - | - | - | -
No entry required |  |  |  |  | Monetised Risk | [12 empty] | Volumes |  |  |  | Units: | -
[18 empty] | Vol. Impacted |  |  | Total Volume: Monetised Risk Banding | [12 empty] | Total Volume: Probability of Failure (PoF) Banding
RIIO-1 | 2019-2021 (3 Years) |  |  |  | Units | R1 | R2 | R3 | R4 | R5 | R6 | R7 | R8 | R9 | R10 | Total |  | Units | No. |  | Units | R1 | R2 | R3 | R4 | R5 | R6 | R7 | R8 | R9 | R10 | Total |  | Units | P1 | P2 | P3 | P4 | P5 | P6 | P7 | P8 | P9 | P10 | Total | Check
|  | Long Term Benefit of Interventions During The Period |  |  | LR£ | [10 empty] | 0 | [15 empty] | 0 | [12 empty] | 0
|  | Start of 2019/20 Total Network Risk |  |  | R£ | [10 empty] | 0 |  | - |  |  | - | [10 empty] | 0 |  | - | [10 empty] | 0 | OK
|  | Drivers of Change in Risk | Asset Additions (not part of replace or refurb) |  | R£ | [10 empty] | 0 |  | - |  |  | - | [10 empty] | 0 |  | - | [10 empty] | 0 | OK
|  |  | Asset Disposals (not part of replace or refurb) |  | R£ | [10 empty] | 0 |  | - |  |  | - | [10 empty] | 0 |  | - | [10 empty] | 0 | OK
|  |  | Deterioration |  | R£ | [10 empty] | 0 |  | - |  |  | - | [10 empty] | 0 |  | - | [10 empty] | 0 | OK
|  |  | Manual Over-ride on PoF or CoF |  | R£ | [10 empty] | 0 |  | - |  |  | - | [10 empty] | 0 |  | - | [10 empty] | 0 | OK
|  |  | Extension of Expected Asset Life |  | R£ | [10 empty] | 0 |  | - |  |  | - | [10 empty] | 0 |  | - | [10 empty] | 0 | OK
|  |  | Asset Replacement (PoF Driven) |  | R£ | [10 empty] | 0 |  | - |  |  | - | [10 empty] | 0 |  | - | [10 empty] | 0 | OK
|  |  | Asset Replacement (CoF Driven) |  | R£ | [10 empty] | 0 |  | - |  |  | - | [10 empty] | 0 |  | - | [10 empty] | 0 | OK
|  |  | Asset Replacement (Other Driven) |  | R£ | [10 empty] | 0 |  | - |  |  | - | [10 empty] | 0 |  | - | [10 empty] | 0 | OK
|  |  | Asset Refurbishment (PoF Driven) |  | R£ | [10 empty] | 0 |  | - |  |  | - | [10 empty] | 0 |  | - | [10 empty] | 0 | OK
|  |  | Asset Refurbishment (CoF Driven) |  | R£ | [10 empty] | 0 |  | - |  |  | - | [10 empty] | 0 |  | - | [10 empty] | 0 | OK
|  |  | Asset Refurbishment (Other Driven) |  | R£ | [10 empty] | 0 |  | - |  |  | - | [10 empty] | 0 |  | - | [10 empty] | 0 | OK
|  |  | Indirect Intervention |  | R£ | [10 empty] | 0 |  | - |  |  | - | [10 empty] | 0 |  | - | [10 empty] | 0 | OK
|  |  | Changes in Maintenance Programme |  | R£ | [10 empty] | 0 |  | - |  |  | - | [10 empty] | 0 |  | - | [10 empty] | 0 | OK
|  |  | Asset Replacement Due To Early Life Failures |  | R£ | [10 empty] | 0 |  | - |  |  | - | [10 empty] | 0 |  | - | [10 empty] | 0 | OK
|  |  | Methodological Changes |  | R£ | [10 empty] | 0 |  | - |  |  | - | [10 empty] | 0 |  | - | [10 empty] | 0 | OK
|  |  | Data Cleanse |  | R£ | [10 empty] | 0 |  | - |  |  | - | [10 empty] | 0 |  | - | [10 empty] | 0 | OK
|  |  | Other Factors |  | R£ | [10 empty] | 0 |  | - |  |  | - | [10 empty] | 0 |  | - | [10 empty] | 0 | OK
|  | End of RIIO-1 Total Network Risk |  |  | R£ | 0 | 0 | 0 | 0 | 0 | 0 | 0 | 0 | 0 | 0 | 0 |  | - |  |  | - | 0 | 0 | 0 | 0 | 0 | 0 | 0 | 0 | 0 | 0 | 0 |  | - | 0 | 0 | 0 | 0 | 0 | 0 | 0 | 0 | 0 | 0 | 0 | OK
RIIO-2 | 2022-2026 (5 Years) |  |  |  | Units | R1 | R2 | R3 | R4 | R5 | R6 | R7 | R8 | R9 | R10 | Total |  | Units | No. |  | Units | R1 | R2 | R3 | R4 | R5 | R6 | R7 | R8 | R9 | R10 | Total |  | Units | P1 | P2 | P3 | P4 | P5 | P6 | P7 | P8 | P9 | P10 | Total | Check
|  | Long Term Benefit of Interventions During RIIO-2 |  |  | LR£ | [10 empty] | 0 | [15 empty] | 0 | [12 empty] | 0
|  | Start of RIIO-2 Total Network Risk |  |  | R£ | 0 | 0 | 0 | 0 | 0 | 0 | 0 | 0 | 0 | 0 | 0 |  | - |  |  | - | 0 | 0 | 0 | 0 | 0 | 0 | 0 | 0 | 0 | 0 | 0 |  | - | 0 | 0 | 0 | 0 | 0 | 0 | 0 | 0 | 0 | 0 | 0 | OK
|  | Drivers of Change in Risk | Asset Additions (not part of replace or refurb) |  | R£ | [10 empty] | 0 |  | - |  |  | - | [10 empty] | 0 |  | - | [10 empty] | 0 | OK
|  |  | Asset Disposals (not part of replace or refurb) |  | R£ | [10 empty] | 0 |  | - |  |  | - | [10 empty] | 0 |  | - | [10 empty] | 0 | OK
|  |  | Deterioration |  | R£ | [10 empty] | 0 |  | - |  |  | - | [10 empty] | 0 |  | - | [10 empty] | 0 | OK
|  |  | Manual Over-ride on PoF or CoF |  | R£ | [10 empty] | 0 |  | - |  |  | - | [10 empty] | 0 |  | - | [10 empty] | 0 | OK
|  |  | Extension of Expected Asset Life |  | R£ | [10 empty] | 0 |  | - |  |  | - | [10 empty] | 0 |  | - | [10 empty] | 0 | OK
|  |  | Asset Replacement (PoF Driven) |  | R£ | [10 empty] | 0 |  | - |  |  | - | [10 empty] | 0 |  | - | [10 empty] | 0 | OK
|  |  | Asset Replacement (CoF Driven) |  | R£ | [10 empty] | 0 |  | - |  |  | - | [10 empty] | 0 |  | - | [10 empty] | 0 | OK
|  |  | Asset Replacement (Other Driven) |  | R£ | [10 empty] | 0 |  | - |  |  | - | [10 empty] | 0 |  | - | [10 empty] | 0 | OK
|  |  | Asset Refurbishment (PoF Driven) |  | R£ | [10 empty] | 0 |  | - |  |  | - | [10 empty] | 0 |  | - | [10 empty] | 0 | OK
|  |  | Asset Refurbishment (CoF Driven) |  | R£ | [10 empty] | 0 |  | - |  |  | - | [10 empty] | 0 |  | - | [10 empty] | 0 | OK
|  |  | Asset Refurbishment (Other Driven) |  | R£ | [10 empty] | 0 |  | - |  |  | - | [10 empty] | 0 |  | - | [10 empty] | 0 | OK
|  |  | Indirect Intervention |  | R£ | [10 empty] | 0 |  | - |  |  | - | [10 empty] | 0 |  | - | [10 empty] | 0 | OK
|  |  | Changes in Maintenance Programme |  | R£ | [10 empty] | 0 |  | - |  |  | - | [10 empty] | 0 |  | - | [10 empty] | 0 | OK
|  |  | Asset Replacement Due To Early Life Failures |  | R£ | [10 empty] | 0 |  | - |  |  | - | [10 empty] | 0 |  | - | [10 empty] | 0 | OK
|  |  | Methodological Changes |  | R£ | [10 empty] | 0 |  | - |  |  | - | [10 empty] | 0 |  | - | [10 empty] | 0 | OK
|  |  | Data Cleanse |  | R£ | [10 empty] | 0 |  | - |  |  | - | [10 empty] | 0 |  | - | [10 empty] | 0 | OK
|  |  | Other Factors |  | R£ | [10 empty] | 0 |  | - |  |  | - | [10 empty] | 0 |  | - | [10 empty] | 0 | OK
|  | End of RIIO-2 Total Network Risk |  |  | R£ | 0 | 0 | 0 | 0 | 0 | 0 | 0 | 0 | 0 | 0 | 0 |  | - |  |  | - | 0 | 0 | 0 | 0 | 0 | 0 | 0 | 0 | 0 | 0 | 0 |  | - | 0 | 0 | 0 | 0 | 0 | 0 | 0 | 0 | 0 | 0 | 0 | OK

## N3.33
RIIO-2 Business Plan Data Template
Scottish Power Transmission
Workbook Scottish Power Transmission
Submission Version 3.0 - Submitted on 09 Dec 2019
Template Version: v3.0
Sheet: N3.33 No entry required
Prices Base: 2018/19
Error Checks: OK
- | - | - | - | - | - | - | - | - | - | - | - | - | - | - | - | - | - | - | - | - | - | - | - | - | - | - | - | - | - | - | - | - | - | - | - | - | - | - | - | - | - | - | - | - | - | -
No entry required |  |  |  |  | Monetised Risk | [12 empty] | Volumes |  |  |  | Units: | -
[18 empty] | Vol. Impacted |  |  | Total Volume: Monetised Risk Banding | [12 empty] | Total Volume: Probability of Failure (PoF) Banding
RIIO-1 | 2019-2021 (3 Years) |  |  |  | Units | R1 | R2 | R3 | R4 | R5 | R6 | R7 | R8 | R9 | R10 | Total |  | Units | No. |  | Units | R1 | R2 | R3 | R4 | R5 | R6 | R7 | R8 | R9 | R10 | Total |  | Units | P1 | P2 | P3 | P4 | P5 | P6 | P7 | P8 | P9 | P10 | Total | Check
|  | Long Term Benefit of Interventions During The Period |  |  | LR£ | [10 empty] | 0 | [15 empty] | 0 | [12 empty] | 0
|  | Start of 2019/20 Total Network Risk |  |  | R£ | [10 empty] | 0 |  | - |  |  | - | [10 empty] | 0 |  | - | [10 empty] | 0 | OK
|  | Drivers of Change in Risk | Asset Additions (not part of replace or refurb) |  | R£ | [10 empty] | 0 |  | - |  |  | - | [10 empty] | 0 |  | - | [10 empty] | 0 | OK
|  |  | Asset Disposals (not part of replace or refurb) |  | R£ | [10 empty] | 0 |  | - |  |  | - | [10 empty] | 0 |  | - | [10 empty] | 0 | OK
|  |  | Deterioration |  | R£ | [10 empty] | 0 |  | - |  |  | - | [10 empty] | 0 |  | - | [10 empty] | 0 | OK
|  |  | Manual Over-ride on PoF or CoF |  | R£ | [10 empty] | 0 |  | - |  |  | - | [10 empty] | 0 |  | - | [10 empty] | 0 | OK
|  |  | Extension of Expected Asset Life |  | R£ | [10 empty] | 0 |  | - |  |  | - | [10 empty] | 0 |  | - | [10 empty] | 0 | OK
|  |  | Asset Replacement (PoF Driven) |  | R£ | [10 empty] | 0 |  | - |  |  | - | [10 empty] | 0 |  | - | [10 empty] | 0 | OK
|  |  | Asset Replacement (CoF Driven) |  | R£ | [10 empty] | 0 |  | - |  |  | - | [10 empty] | 0 |  | - | [10 empty] | 0 | OK
|  |  | Asset Replacement (Other Driven) |  | R£ | [10 empty] | 0 |  | - |  |  | - | [10 empty] | 0 |  | - | [10 empty] | 0 | OK
|  |  | Asset Refurbishment (PoF Driven) |  | R£ | [10 empty] | 0 |  | - |  |  | - | [10 empty] | 0 |  | - | [10 empty] | 0 | OK
|  |  | Asset Refurbishment (CoF Driven) |  | R£ | [10 empty] | 0 |  | - |  |  | - | [10 empty] | 0 |  | - | [10 empty] | 0 | OK
|  |  | Asset Refurbishment (Other Driven) |  | R£ | [10 empty] | 0 |  | - |  |  | - | [10 empty] | 0 |  | - | [10 empty] | 0 | OK
|  |  | Indirect Intervention |  | R£ | [10 empty] | 0 |  | - |  |  | - | [10 empty] | 0 |  | - | [10 empty] | 0 | OK
|  |  | Changes in Maintenance Programme |  | R£ | [10 empty] | 0 |  | - |  |  | - | [10 empty] | 0 |  | - | [10 empty] | 0 | OK
|  |  | Asset Replacement Due To Early Life Failures |  | R£ | [10 empty] | 0 |  | - |  |  | - | [10 empty] | 0 |  | - | [10 empty] | 0 | OK
|  |  | Methodological Changes |  | R£ | [10 empty] | 0 |  | - |  |  | - | [10 empty] | 0 |  | - | [10 empty] | 0 | OK
|  |  | Data Cleanse |  | R£ | [10 empty] | 0 |  | - |  |  | - | [10 empty] | 0 |  | - | [10 empty] | 0 | OK
|  |  | Other Factors |  | R£ | [10 empty] | 0 |  | - |  |  | - | [10 empty] | 0 |  | - | [10 empty] | 0 | OK
|  | End of RIIO-1 Total Network Risk |  |  | R£ | 0 | 0 | 0 | 0 | 0 | 0 | 0 | 0 | 0 | 0 | 0 |  | - |  |  | - | 0 | 0 | 0 | 0 | 0 | 0 | 0 | 0 | 0 | 0 | 0 |  | - | 0 | 0 | 0 | 0 | 0 | 0 | 0 | 0 | 0 | 0 | 0 | OK
RIIO-2 | 2022-2026 (5 Years) |  |  |  | Units | R1 | R2 | R3 | R4 | R5 | R6 | R7 | R8 | R9 | R10 | Total |  | Units | No. |  | Units | R1 | R2 | R3 | R4 | R5 | R6 | R7 | R8 | R9 | R10 | Total |  | Units | P1 | P2 | P3 | P4 | P5 | P6 | P7 | P8 | P9 | P10 | Total | Check
|  | Long Term Benefit of Interventions During RIIO-2 |  |  | LR£ | [10 empty] | 0 | [15 empty] | 0 | [12 empty] | 0
|  | Start of RIIO-2 Total Network Risk |  |  | R£ | 0 | 0 | 0 | 0 | 0 | 0 | 0 | 0 | 0 | 0 | 0 |  | - |  |  | - | 0 | 0 | 0 | 0 | 0 | 0 | 0 | 0 | 0 | 0 | 0 |  | - | 0 | 0 | 0 | 0 | 0 | 0 | 0 | 0 | 0 | 0 | 0 | OK
|  | Drivers of Change in Risk | Asset Additions (not part of replace or refurb) |  | R£ | [10 empty] | 0 |  | - |  |  | - | [10 empty] | 0 |  | - | [10 empty] | 0 | OK
|  |  | Asset Disposals (not part of replace or refurb) |  | R£ | [10 empty] | 0 |  | - |  |  | - | [10 empty] | 0 |  | - | [10 empty] | 0 | OK
|  |  | Deterioration |  | R£ | [10 empty] | 0 |  | - |  |  | - | [10 empty] | 0 |  | - | [10 empty] | 0 | OK
|  |  | Manual Over-ride on PoF or CoF |  | R£ | [10 empty] | 0 |  | - |  |  | - | [10 empty] | 0 |  | - | [10 empty] | 0 | OK
|  |  | Extension of Expected Asset Life |  | R£ | [10 empty] | 0 |  | - |  |  | - | [10 empty] | 0 |  | - | [10 empty] | 0 | OK
|  |  | Asset Replacement (PoF Driven) |  | R£ | [10 empty] | 0 |  | - |  |  | - | [10 empty] | 0 |  | - | [10 empty] | 0 | OK
|  |  | Asset Replacement (CoF Driven) |  | R£ | [10 empty] | 0 |  | - |  |  | - | [10 empty] | 0 |  | - | [10 empty] | 0 | OK
|  |  | Asset Replacement (Other Driven) |  | R£ | [10 empty] | 0 |  | - |  |  | - | [10 empty] | 0 |  | - | [10 empty] | 0 | OK
|  |  | Asset Refurbishment (PoF Driven) |  | R£ | [10 empty] | 0 |  | - |  |  | - | [10 empty] | 0 |  | - | [10 empty] | 0 | OK
|  |  | Asset Refurbishment (CoF Driven) |  | R£ | [10 empty] | 0 |  | - |  |  | - | [10 empty] | 0 |  | - | [10 empty] | 0 | OK
|  |  | Asset Refurbishment (Other Driven) |  | R£ | [10 empty] | 0 |  | - |  |  | - | [10 empty] | 0 |  | - | [10 empty] | 0 | OK
|  |  | Indirect Intervention |  | R£ | [10 empty] | 0 |  | - |  |  | - | [10 empty] | 0 |  | - | [10 empty] | 0 | OK
|  |  | Changes in Maintenance Programme |  | R£ | [10 empty] | 0 |  | - |  |  | - | [10 empty] | 0 |  | - | [10 empty] | 0 | OK
|  |  | Asset Replacement Due To Early Life Failures |  | R£ | [10 empty] | 0 |  | - |  |  | - | [10 empty] | 0 |  | - | [10 empty] | 0 | OK
|  |  | Methodological Changes |  | R£ | [10 empty] | 0 |  | - |  |  | - | [10 empty] | 0 |  | - | [10 empty] | 0 | OK
|  |  | Data Cleanse |  | R£ | [10 empty] | 0 |  | - |  |  | - | [10 empty] | 0 |  | - | [10 empty] | 0 | OK
|  |  | Other Factors |  | R£ | [10 empty] | 0 |  | - |  |  | - | [10 empty] | 0 |  | - | [10 empty] | 0 | OK
|  | End of RIIO-2 Total Network Risk |  |  | R£ | 0 | 0 | 0 | 0 | 0 | 0 | 0 | 0 | 0 | 0 | 0 |  | - |  |  | - | 0 | 0 | 0 | 0 | 0 | 0 | 0 | 0 | 0 | 0 | 0 |  | - | 0 | 0 | 0 | 0 | 0 | 0 | 0 | 0 | 0 | 0 | 0 | OK

## N3.34
RIIO-2 Business Plan Data Template
Scottish Power Transmission
Workbook Scottish Power Transmission
Submission Version 3.0 - Submitted on 09 Dec 2019
Template Version: v3.0
Sheet: N3.34 No entry required
Prices Base: 2018/19
Error Checks: OK
- | - | - | - | - | - | - | - | - | - | - | - | - | - | - | - | - | - | - | - | - | - | - | - | - | - | - | - | - | - | - | - | - | - | - | - | - | - | - | - | - | - | - | - | - | - | -
No entry required |  |  |  |  | Monetised Risk | [12 empty] | Volumes |  |  |  | Units: | -
[18 empty] | Vol. Impacted |  |  | Total Volume: Monetised Risk Banding | [12 empty] | Total Volume: Probability of Failure (PoF) Banding
RIIO-1 | 2019-2021 (3 Years) |  |  |  | Units | R1 | R2 | R3 | R4 | R5 | R6 | R7 | R8 | R9 | R10 | Total |  | Units | No. |  | Units | R1 | R2 | R3 | R4 | R5 | R6 | R7 | R8 | R9 | R10 | Total |  | Units | P1 | P2 | P3 | P4 | P5 | P6 | P7 | P8 | P9 | P10 | Total | Check
|  | Long Term Benefit of Interventions During The Period |  |  | LR£ | [10 empty] | 0 | [15 empty] | 0 | [12 empty] | 0
|  | Start of 2019/20 Total Network Risk |  |  | R£ | [10 empty] | 0 |  | - |  |  | - | [10 empty] | 0 |  | - | [10 empty] | 0 | OK
|  | Drivers of Change in Risk | Asset Additions (not part of replace or refurb) |  | R£ | [10 empty] | 0 |  | - |  |  | - | [10 empty] | 0 |  | - | [10 empty] | 0 | OK
|  |  | Asset Disposals (not part of replace or refurb) |  | R£ | [10 empty] | 0 |  | - |  |  | - | [10 empty] | 0 |  | - | [10 empty] | 0 | OK
|  |  | Deterioration |  | R£ | [10 empty] | 0 |  | - |  |  | - | [10 empty] | 0 |  | - | [10 empty] | 0 | OK
|  |  | Manual Over-ride on PoF or CoF |  | R£ | [10 empty] | 0 |  | - |  |  | - | [10 empty] | 0 |  | - | [10 empty] | 0 | OK
|  |  | Extension of Expected Asset Life |  | R£ | [10 empty] | 0 |  | - |  |  | - | [10 empty] | 0 |  | - | [10 empty] | 0 | OK
|  |  | Asset Replacement (PoF Driven) |  | R£ | [10 empty] | 0 |  | - |  |  | - | [10 empty] | 0 |  | - | [10 empty] | 0 | OK
|  |  | Asset Replacement (CoF Driven) |  | R£ | [10 empty] | 0 |  | - |  |  | - | [10 empty] | 0 |  | - | [10 empty] | 0 | OK
|  |  | Asset Replacement (Other Driven) |  | R£ | [10 empty] | 0 |  | - |  |  | - | [10 empty] | 0 |  | - | [10 empty] | 0 | OK
|  |  | Asset Refurbishment (PoF Driven) |  | R£ | [10 empty] | 0 |  | - |  |  | - | [10 empty] | 0 |  | - | [10 empty] | 0 | OK
|  |  | Asset Refurbishment (CoF Driven) |  | R£ | [10 empty] | 0 |  | - |  |  | - | [10 empty] | 0 |  | - | [10 empty] | 0 | OK
|  |  | Asset Refurbishment (Other Driven) |  | R£ | [10 empty] | 0 |  | - |  |  | - | [10 empty] | 0 |  | - | [10 empty] | 0 | OK
|  |  | Indirect Intervention |  | R£ | [10 empty] | 0 |  | - |  |  | - | [10 empty] | 0 |  | - | [10 empty] | 0 | OK
|  |  | Changes in Maintenance Programme |  | R£ | [10 empty] | 0 |  | - |  |  | - | [10 empty] | 0 |  | - | [10 empty] | 0 | OK
|  |  | Asset Replacement Due To Early Life Failures |  | R£ | [10 empty] | 0 |  | - |  |  | - | [10 empty] | 0 |  | - | [10 empty] | 0 | OK
|  |  | Methodological Changes |  | R£ | [10 empty] | 0 |  | - |  |  | - | [10 empty] | 0 |  | - | [10 empty] | 0 | OK
|  |  | Data Cleanse |  | R£ | [10 empty] | 0 |  | - |  |  | - | [10 empty] | 0 |  | - | [10 empty] | 0 | OK
|  |  | Other Factors |  | R£ | [10 empty] | 0 |  | - |  |  | - | [10 empty] | 0 |  | - | [10 empty] | 0 | OK
|  | End of RIIO-1 Total Network Risk |  |  | R£ | 0 | 0 | 0 | 0 | 0 | 0 | 0 | 0 | 0 | 0 | 0 |  | - |  |  | - | 0 | 0 | 0 | 0 | 0 | 0 | 0 | 0 | 0 | 0 | 0 |  | - | 0 | 0 | 0 | 0 | 0 | 0 | 0 | 0 | 0 | 0 | 0 | OK
RIIO-2 | 2022-2026 (5 Years) |  |  |  | Units | R1 | R2 | R3 | R4 | R5 | R6 | R7 | R8 | R9 | R10 | Total |  | Units | No. |  | Units | R1 | R2 | R3 | R4 | R5 | R6 | R7 | R8 | R9 | R10 | Total |  | Units | P1 | P2 | P3 | P4 | P5 | P6 | P7 | P8 | P9 | P10 | Total | Check
|  | Long Term Benefit of Interventions During RIIO-2 |  |  | LR£ | [10 empty] | 0 | [15 empty] | 0 | [12 empty] | 0
|  | Start of RIIO-2 Total Network Risk |  |  | R£ | 0 | 0 | 0 | 0 | 0 | 0 | 0 | 0 | 0 | 0 | 0 |  | - |  |  | - | 0 | 0 | 0 | 0 | 0 | 0 | 0 | 0 | 0 | 0 | 0 |  | - | 0 | 0 | 0 | 0 | 0 | 0 | 0 | 0 | 0 | 0 | 0 | OK
|  | Drivers of Change in Risk | Asset Additions (not part of replace or refurb) |  | R£ | [10 empty] | 0 |  | - |  |  | - | [10 empty] | 0 |  | - | [10 empty] | 0 | OK
|  |  | Asset Disposals (not part of replace or refurb) |  | R£ | [10 empty] | 0 |  | - |  |  | - | [10 empty] | 0 |  | - | [10 empty] | 0 | OK
|  |  | Deterioration |  | R£ | [10 empty] | 0 |  | - |  |  | - | [10 empty] | 0 |  | - | [10 empty] | 0 | OK
|  |  | Manual Over-ride on PoF or CoF |  | R£ | [10 empty] | 0 |  | - |  |  | - | [10 empty] | 0 |  | - | [10 empty] | 0 | OK
|  |  | Extension of Expected Asset Life |  | R£ | [10 empty] | 0 |  | - |  |  | - | [10 empty] | 0 |  | - | [10 empty] | 0 | OK
|  |  | Asset Replacement (PoF Driven) |  | R£ | [10 empty] | 0 |  | - |  |  | - | [10 empty] | 0 |  | - | [10 empty] | 0 | OK
|  |  | Asset Replacement (CoF Driven) |  | R£ | [10 empty] | 0 |  | - |  |  | - | [10 empty] | 0 |  | - | [10 empty] | 0 | OK
|  |  | Asset Replacement (Other Driven) |  | R£ | [10 empty] | 0 |  | - |  |  | - | [10 empty] | 0 |  | - | [10 empty] | 0 | OK
|  |  | Asset Refurbishment (PoF Driven) |  | R£ | [10 empty] | 0 |  | - |  |  | - | [10 empty] | 0 |  | - | [10 empty] | 0 | OK
|  |  | Asset Refurbishment (CoF Driven) |  | R£ | [10 empty] | 0 |  | - |  |  | - | [10 empty] | 0 |  | - | [10 empty] | 0 | OK
|  |  | Asset Refurbishment (Other Driven) |  | R£ | [10 empty] | 0 |  | - |  |  | - | [10 empty] | 0 |  | - | [10 empty] | 0 | OK
|  |  | Indirect Intervention |  | R£ | [10 empty] | 0 |  | - |  |  | - | [10 empty] | 0 |  | - | [10 empty] | 0 | OK
|  |  | Changes in Maintenance Programme |  | R£ | [10 empty] | 0 |  | - |  |  | - | [10 empty] | 0 |  | - | [10 empty] | 0 | OK
|  |  | Asset Replacement Due To Early Life Failures |  | R£ | [10 empty] | 0 |  | - |  |  | - | [10 empty] | 0 |  | - | [10 empty] | 0 | OK
|  |  | Methodological Changes |  | R£ | [10 empty] | 0 |  | - |  |  | - | [10 empty] | 0 |  | - | [10 empty] | 0 | OK
|  |  | Data Cleanse |  | R£ | [10 empty] | 0 |  | - |  |  | - | [10 empty] | 0 |  | - | [10 empty] | 0 | OK
|  |  | Other Factors |  | R£ | [10 empty] | 0 |  | - |  |  | - | [10 empty] | 0 |  | - | [10 empty] | 0 | OK
|  | End of RIIO-2 Total Network Risk |  |  | R£ | 0 | 0 | 0 | 0 | 0 | 0 | 0 | 0 | 0 | 0 | 0 |  | - |  |  | - | 0 | 0 | 0 | 0 | 0 | 0 | 0 | 0 | 0 | 0 | 0 |  | - | 0 | 0 | 0 | 0 | 0 | 0 | 0 | 0 | 0 | 0 | 0 | OK

## N3.35
RIIO-2 Business Plan Data Template
Scottish Power Transmission
Workbook Scottish Power Transmission
Submission Version 3.0 - Submitted on 09 Dec 2019
Template Version: v3.0
Sheet: N3.35 No entry required
Prices Base: 2018/19
Error Checks: OK
- | - | - | - | - | - | - | - | - | - | - | - | - | - | - | - | - | - | - | - | - | - | - | - | - | - | - | - | - | - | - | - | - | - | - | - | - | - | - | - | - | - | - | - | - | - | -
No entry required |  |  |  |  | Monetised Risk | [12 empty] | Volumes |  |  |  | Units: | -
[18 empty] | Vol. Impacted |  |  | Total Volume: Monetised Risk Banding | [12 empty] | Total Volume: Probability of Failure (PoF) Banding
RIIO-1 | 2019-2021 (3 Years) |  |  |  | Units | R1 | R2 | R3 | R4 | R5 | R6 | R7 | R8 | R9 | R10 | Total |  | Units | No. |  | Units | R1 | R2 | R3 | R4 | R5 | R6 | R7 | R8 | R9 | R10 | Total |  | Units | P1 | P2 | P3 | P4 | P5 | P6 | P7 | P8 | P9 | P10 | Total | Check
|  | Long Term Benefit of Interventions During The Period |  |  | LR£ | [10 empty] | 0 | [15 empty] | 0 | [12 empty] | 0
|  | Start of 2019/20 Total Network Risk |  |  | R£ | [10 empty] | 0 |  | - |  |  | - | [10 empty] | 0 |  | - | [10 empty] | 0 | OK
|  | Drivers of Change in Risk | Asset Additions (not part of replace or refurb) |  | R£ | [10 empty] | 0 |  | - |  |  | - | [10 empty] | 0 |  | - | [10 empty] | 0 | OK
|  |  | Asset Disposals (not part of replace or refurb) |  | R£ | [10 empty] | 0 |  | - |  |  | - | [10 empty] | 0 |  | - | [10 empty] | 0 | OK
|  |  | Deterioration |  | R£ | [10 empty] | 0 |  | - |  |  | - | [10 empty] | 0 |  | - | [10 empty] | 0 | OK
|  |  | Manual Over-ride on PoF or CoF |  | R£ | [10 empty] | 0 |  | - |  |  | - | [10 empty] | 0 |  | - | [10 empty] | 0 | OK
|  |  | Extension of Expected Asset Life |  | R£ | [10 empty] | 0 |  | - |  |  | - | [10 empty] | 0 |  | - | [10 empty] | 0 | OK
|  |  | Asset Replacement (PoF Driven) |  | R£ | [10 empty] | 0 |  | - |  |  | - | [10 empty] | 0 |  | - | [10 empty] | 0 | OK
|  |  | Asset Replacement (CoF Driven) |  | R£ | [10 empty] | 0 |  | - |  |  | - | [10 empty] | 0 |  | - | [10 empty] | 0 | OK
|  |  | Asset Replacement (Other Driven) |  | R£ | [10 empty] | 0 |  | - |  |  | - | [10 empty] | 0 |  | - | [10 empty] | 0 | OK
|  |  | Asset Refurbishment (PoF Driven) |  | R£ | [10 empty] | 0 |  | - |  |  | - | [10 empty] | 0 |  | - | [10 empty] | 0 | OK
|  |  | Asset Refurbishment (CoF Driven) |  | R£ | [10 empty] | 0 |  | - |  |  | - | [10 empty] | 0 |  | - | [10 empty] | 0 | OK
|  |  | Asset Refurbishment (Other Driven) |  | R£ | [10 empty] | 0 |  | - |  |  | - | [10 empty] | 0 |  | - | [10 empty] | 0 | OK
|  |  | Indirect Intervention |  | R£ | [10 empty] | 0 |  | - |  |  | - | [10 empty] | 0 |  | - | [10 empty] | 0 | OK
|  |  | Changes in Maintenance Programme |  | R£ | [10 empty] | 0 |  | - |  |  | - | [10 empty] | 0 |  | - | [10 empty] | 0 | OK
|  |  | Asset Replacement Due To Early Life Failures |  | R£ | [10 empty] | 0 |  | - |  |  | - | [10 empty] | 0 |  | - | [10 empty] | 0 | OK
|  |  | Methodological Changes |  | R£ | [10 empty] | 0 |  | - |  |  | - | [10 empty] | 0 |  | - | [10 empty] | 0 | OK
|  |  | Data Cleanse |  | R£ | [10 empty] | 0 |  | - |  |  | - | [10 empty] | 0 |  | - | [10 empty] | 0 | OK
|  |  | Other Factors |  | R£ | [10 empty] | 0 |  | - |  |  | - | [10 empty] | 0 |  | - | [10 empty] | 0 | OK
|  | End of RIIO-1 Total Network Risk |  |  | R£ | 0 | 0 | 0 | 0 | 0 | 0 | 0 | 0 | 0 | 0 | 0 |  | - |  |  | - | 0 | 0 | 0 | 0 | 0 | 0 | 0 | 0 | 0 | 0 | 0 |  | - | 0 | 0 | 0 | 0 | 0 | 0 | 0 | 0 | 0 | 0 | 0 | OK
RIIO-2 | 2022-2026 (5 Years) |  |  |  | Units | R1 | R2 | R3 | R4 | R5 | R6 | R7 | R8 | R9 | R10 | Total |  | Units | No. |  | Units | R1 | R2 | R3 | R4 | R5 | R6 | R7 | R8 | R9 | R10 | Total |  | Units | P1 | P2 | P3 | P4 | P5 | P6 | P7 | P8 | P9 | P10 | Total | Check
|  | Long Term Benefit of Interventions During RIIO-2 |  |  | LR£ | [10 empty] | 0 | [15 empty] | 0 | [12 empty] | 0
|  | Start of RIIO-2 Total Network Risk |  |  | R£ | 0 | 0 | 0 | 0 | 0 | 0 | 0 | 0 | 0 | 0 | 0 |  | - |  |  | - | 0 | 0 | 0 | 0 | 0 | 0 | 0 | 0 | 0 | 0 | 0 |  | - | 0 | 0 | 0 | 0 | 0 | 0 | 0 | 0 | 0 | 0 | 0 | OK
|  | Drivers of Change in Risk | Asset Additions (not part of replace or refurb) |  | R£ | [10 empty] | 0 |  | - |  |  | - | [10 empty] | 0 |  | - | [10 empty] | 0 | OK
|  |  | Asset Disposals (not part of replace or refurb) |  | R£ | [10 empty] | 0 |  | - |  |  | - | [10 empty] | 0 |  | - | [10 empty] | 0 | OK
|  |  | Deterioration |  | R£ | [10 empty] | 0 |  | - |  |  | - | [10 empty] | 0 |  | - | [10 empty] | 0 | OK
|  |  | Manual Over-ride on PoF or CoF |  | R£ | [10 empty] | 0 |  | - |  |  | - | [10 empty] | 0 |  | - | [10 empty] | 0 | OK
|  |  | Extension of Expected Asset Life |  | R£ | [10 empty] | 0 |  | - |  |  | - | [10 empty] | 0 |  | - | [10 empty] | 0 | OK
|  |  | Asset Replacement (PoF Driven) |  | R£ | [10 empty] | 0 |  | - |  |  | - | [10 empty] | 0 |  | - | [10 empty] | 0 | OK
|  |  | Asset Replacement (CoF Driven) |  | R£ | [10 empty] | 0 |  | - |  |  | - | [10 empty] | 0 |  | - | [10 empty] | 0 | OK
|  |  | Asset Replacement (Other Driven) |  | R£ | [10 empty] | 0 |  | - |  |  | - | [10 empty] | 0 |  | - | [10 empty] | 0 | OK
|  |  | Asset Refurbishment (PoF Driven) |  | R£ | [10 empty] | 0 |  | - |  |  | - | [10 empty] | 0 |  | - | [10 empty] | 0 | OK
|  |  | Asset Refurbishment (CoF Driven) |  | R£ | [10 empty] | 0 |  | - |  |  | - | [10 empty] | 0 |  | - | [10 empty] | 0 | OK
|  |  | Asset Refurbishment (Other Driven) |  | R£ | [10 empty] | 0 |  | - |  |  | - | [10 empty] | 0 |  | - | [10 empty] | 0 | OK
|  |  | Indirect Intervention |  | R£ | [10 empty] | 0 |  | - |  |  | - | [10 empty] | 0 |  | - | [10 empty] | 0 | OK
|  |  | Changes in Maintenance Programme |  | R£ | [10 empty] | 0 |  | - |  |  | - | [10 empty] | 0 |  | - | [10 empty] | 0 | OK
|  |  | Asset Replacement Due To Early Life Failures |  | R£ | [10 empty] | 0 |  | - |  |  | - | [10 empty] | 0 |  | - | [10 empty] | 0 | OK
|  |  | Methodological Changes |  | R£ | [10 empty] | 0 |  | - |  |  | - | [10 empty] | 0 |  | - | [10 empty] | 0 | OK
|  |  | Data Cleanse |  | R£ | [10 empty] | 0 |  | - |  |  | - | [10 empty] | 0 |  | - | [10 empty] | 0 | OK
|  |  | Other Factors |  | R£ | [10 empty] | 0 |  | - |  |  | - | [10 empty] | 0 |  | - | [10 empty] | 0 | OK
|  | End of RIIO-2 Total Network Risk |  |  | R£ | 0 | 0 | 0 | 0 | 0 | 0 | 0 | 0 | 0 | 0 | 0 |  | - |  |  | - | 0 | 0 | 0 | 0 | 0 | 0 | 0 | 0 | 0 | 0 | 0 |  | - | 0 | 0 | 0 | 0 | 0 | 0 | 0 | 0 | 0 | 0 | 0 | OK

## N3.36
RIIO-2 Business Plan Data Template
Scottish Power Transmission
Workbook Scottish Power Transmission
Submission Version 3.0 - Submitted on 09 Dec 2019
Template Version: v3.0
Sheet: N3.36 No entry required
Prices Base: 2018/19
Error Checks: OK
- | - | - | - | - | - | - | - | - | - | - | - | - | - | - | - | - | - | - | - | - | - | - | - | - | - | - | - | - | - | - | - | - | - | - | - | - | - | - | - | - | - | - | - | - | - | -
No entry required |  |  |  |  | Monetised Risk | [12 empty] | Volumes |  |  |  | Units: | -
[18 empty] | Vol. Impacted |  |  | Total Volume: Monetised Risk Banding | [12 empty] | Total Volume: Probability of Failure (PoF) Banding
RIIO-1 | 2019-2021 (3 Years) |  |  |  | Units | R1 | R2 | R3 | R4 | R5 | R6 | R7 | R8 | R9 | R10 | Total |  | Units | No. |  | Units | R1 | R2 | R3 | R4 | R5 | R6 | R7 | R8 | R9 | R10 | Total |  | Units | P1 | P2 | P3 | P4 | P5 | P6 | P7 | P8 | P9 | P10 | Total | Check
|  | Long Term Benefit of Interventions During The Period |  |  | LR£ | [10 empty] | 0 | [15 empty] | 0 | [12 empty] | 0
|  | Start of 2019/20 Total Network Risk |  |  | R£ | [10 empty] | 0 |  | - |  |  | - | [10 empty] | 0 |  | - | [10 empty] | 0 | OK
|  | Drivers of Change in Risk | Asset Additions (not part of replace or refurb) |  | R£ | [10 empty] | 0 |  | - |  |  | - | [10 empty] | 0 |  | - | [10 empty] | 0 | OK
|  |  | Asset Disposals (not part of replace or refurb) |  | R£ | [10 empty] | 0 |  | - |  |  | - | [10 empty] | 0 |  | - | [10 empty] | 0 | OK
|  |  | Deterioration |  | R£ | [10 empty] | 0 |  | - |  |  | - | [10 empty] | 0 |  | - | [10 empty] | 0 | OK
|  |  | Manual Over-ride on PoF or CoF |  | R£ | [10 empty] | 0 |  | - |  |  | - | [10 empty] | 0 |  | - | [10 empty] | 0 | OK
|  |  | Extension of Expected Asset Life |  | R£ | [10 empty] | 0 |  | - |  |  | - | [10 empty] | 0 |  | - | [10 empty] | 0 | OK
|  |  | Asset Replacement (PoF Driven) |  | R£ | [10 empty] | 0 |  | - |  |  | - | [10 empty] | 0 |  | - | [10 empty] | 0 | OK
|  |  | Asset Replacement (CoF Driven) |  | R£ | [10 empty] | 0 |  | - |  |  | - | [10 empty] | 0 |  | - | [10 empty] | 0 | OK
|  |  | Asset Replacement (Other Driven) |  | R£ | [10 empty] | 0 |  | - |  |  | - | [10 empty] | 0 |  | - | [10 empty] | 0 | OK
|  |  | Asset Refurbishment (PoF Driven) |  | R£ | [10 empty] | 0 |  | - |  |  | - | [10 empty] | 0 |  | - | [10 empty] | 0 | OK
|  |  | Asset Refurbishment (CoF Driven) |  | R£ | [10 empty] | 0 |  | - |  |  | - | [10 empty] | 0 |  | - | [10 empty] | 0 | OK
|  |  | Asset Refurbishment (Other Driven) |  | R£ | [10 empty] | 0 |  | - |  |  | - | [10 empty] | 0 |  | - | [10 empty] | 0 | OK
|  |  | Indirect Intervention |  | R£ | [10 empty] | 0 |  | - |  |  | - | [10 empty] | 0 |  | - | [10 empty] | 0 | OK
|  |  | Changes in Maintenance Programme |  | R£ | [10 empty] | 0 |  | - |  |  | - | [10 empty] | 0 |  | - | [10 empty] | 0 | OK
|  |  | Asset Replacement Due To Early Life Failures |  | R£ | [10 empty] | 0 |  | - |  |  | - | [10 empty] | 0 |  | - | [10 empty] | 0 | OK
|  |  | Methodological Changes |  | R£ | [10 empty] | 0 |  | - |  |  | - | [10 empty] | 0 |  | - | [10 empty] | 0 | OK
|  |  | Data Cleanse |  | R£ | [10 empty] | 0 |  | - |  |  | - | [10 empty] | 0 |  | - | [10 empty] | 0 | OK
|  |  | Other Factors |  | R£ | [10 empty] | 0 |  | - |  |  | - | [10 empty] | 0 |  | - | [10 empty] | 0 | OK
|  | End of RIIO-1 Total Network Risk |  |  | R£ | 0 | 0 | 0 | 0 | 0 | 0 | 0 | 0 | 0 | 0 | 0 |  | - |  |  | - | 0 | 0 | 0 | 0 | 0 | 0 | 0 | 0 | 0 | 0 | 0 |  | - | 0 | 0 | 0 | 0 | 0 | 0 | 0 | 0 | 0 | 0 | 0 | OK
RIIO-2 | 2022-2026 (5 Years) |  |  |  | Units | R1 | R2 | R3 | R4 | R5 | R6 | R7 | R8 | R9 | R10 | Total |  | Units | No. |  | Units | R1 | R2 | R3 | R4 | R5 | R6 | R7 | R8 | R9 | R10 | Total |  | Units | P1 | P2 | P3 | P4 | P5 | P6 | P7 | P8 | P9 | P10 | Total | Check
|  | Long Term Benefit of Interventions During RIIO-2 |  |  | LR£ | [10 empty] | 0 | [15 empty] | 0 | [12 empty] | 0
|  | Start of RIIO-2 Total Network Risk |  |  | R£ | 0 | 0 | 0 | 0 | 0 | 0 | 0 | 0 | 0 | 0 | 0 |  | - |  |  | - | 0 | 0 | 0 | 0 | 0 | 0 | 0 | 0 | 0 | 0 | 0 |  | - | 0 | 0 | 0 | 0 | 0 | 0 | 0 | 0 | 0 | 0 | 0 | OK
|  | Drivers of Change in Risk | Asset Additions (not part of replace or refurb) |  | R£ | [10 empty] | 0 |  | - |  |  | - | [10 empty] | 0 |  | - | [10 empty] | 0 | OK
|  |  | Asset Disposals (not part of replace or refurb) |  | R£ | [10 empty] | 0 |  | - |  |  | - | [10 empty] | 0 |  | - | [10 empty] | 0 | OK
|  |  | Deterioration |  | R£ | [10 empty] | 0 |  | - |  |  | - | [10 empty] | 0 |  | - | [10 empty] | 0 | OK
|  |  | Manual Over-ride on PoF or CoF |  | R£ | [10 empty] | 0 |  | - |  |  | - | [10 empty] | 0 |  | - | [10 empty] | 0 | OK
|  |  | Extension of Expected Asset Life |  | R£ | [10 empty] | 0 |  | - |  |  | - | [10 empty] | 0 |  | - | [10 empty] | 0 | OK
|  |  | Asset Replacement (PoF Driven) |  | R£ | [10 empty] | 0 |  | - |  |  | - | [10 empty] | 0 |  | - | [10 empty] | 0 | OK
|  |  | Asset Replacement (CoF Driven) |  | R£ | [10 empty] | 0 |  | - |  |  | - | [10 empty] | 0 |  | - | [10 empty] | 0 | OK
|  |  | Asset Replacement (Other Driven) |  | R£ | [10 empty] | 0 |  | - |  |  | - | [10 empty] | 0 |  | - | [10 empty] | 0 | OK
|  |  | Asset Refurbishment (PoF Driven) |  | R£ | [10 empty] | 0 |  | - |  |  | - | [10 empty] | 0 |  | - | [10 empty] | 0 | OK
|  |  | Asset Refurbishment (CoF Driven) |  | R£ | [10 empty] | 0 |  | - |  |  | - | [10 empty] | 0 |  | - | [10 empty] | 0 | OK
|  |  | Asset Refurbishment (Other Driven) |  | R£ | [10 empty] | 0 |  | - |  |  | - | [10 empty] | 0 |  | - | [10 empty] | 0 | OK
|  |  | Indirect Intervention |  | R£ | [10 empty] | 0 |  | - |  |  | - | [10 empty] | 0 |  | - | [10 empty] | 0 | OK
|  |  | Changes in Maintenance Programme |  | R£ | [10 empty] | 0 |  | - |  |  | - | [10 empty] | 0 |  | - | [10 empty] | 0 | OK
|  |  | Asset Replacement Due To Early Life Failures |  | R£ | [10 empty] | 0 |  | - |  |  | - | [10 empty] | 0 |  | - | [10 empty] | 0 | OK
|  |  | Methodological Changes |  | R£ | [10 empty] | 0 |  | - |  |  | - | [10 empty] | 0 |  | - | [10 empty] | 0 | OK
|  |  | Data Cleanse |  | R£ | [10 empty] | 0 |  | - |  |  | - | [10 empty] | 0 |  | - | [10 empty] | 0 | OK
|  |  | Other Factors |  | R£ | [10 empty] | 0 |  | - |  |  | - | [10 empty] | 0 |  | - | [10 empty] | 0 | OK
|  | End of RIIO-2 Total Network Risk |  |  | R£ | 0 | 0 | 0 | 0 | 0 | 0 | 0 | 0 | 0 | 0 | 0 |  | - |  |  | - | 0 | 0 | 0 | 0 | 0 | 0 | 0 | 0 | 0 | 0 | 0 |  | - | 0 | 0 | 0 | 0 | 0 | 0 | 0 | 0 | 0 | 0 | 0 | OK

## N3.37
RIIO-2 Business Plan Data Template
Scottish Power Transmission
Workbook Scottish Power Transmission
Submission Version 3.0 - Submitted on 09 Dec 2019
Template Version: v3.0
Sheet: N3.37 No entry required
Prices Base: 2018/19
Error Checks: OK
- | - | - | - | - | - | - | - | - | - | - | - | - | - | - | - | - | - | - | - | - | - | - | - | - | - | - | - | - | - | - | - | - | - | - | - | - | - | - | - | - | - | - | - | - | - | -
No entry required |  |  |  |  | Monetised Risk | [12 empty] | Volumes |  |  |  | Units: | -
[18 empty] | Vol. Impacted |  |  | Total Volume: Monetised Risk Banding | [12 empty] | Total Volume: Probability of Failure (PoF) Banding
RIIO-1 | 2019-2021 (3 Years) |  |  |  | Units | R1 | R2 | R3 | R4 | R5 | R6 | R7 | R8 | R9 | R10 | Total |  | Units | No. |  | Units | R1 | R2 | R3 | R4 | R5 | R6 | R7 | R8 | R9 | R10 | Total |  | Units | P1 | P2 | P3 | P4 | P5 | P6 | P7 | P8 | P9 | P10 | Total | Check
|  | Long Term Benefit of Interventions During The Period |  |  | LR£ | [10 empty] | 0 | [15 empty] | 0 | [12 empty] | 0
|  | Start of 2019/20 Total Network Risk |  |  | R£ | [10 empty] | 0 |  | - |  |  | - | [10 empty] | 0 |  | - | [10 empty] | 0 | OK
|  | Drivers of Change in Risk | Asset Additions (not part of replace or refurb) |  | R£ | [10 empty] | 0 |  | - |  |  | - | [10 empty] | 0 |  | - | [10 empty] | 0 | OK
|  |  | Asset Disposals (not part of replace or refurb) |  | R£ | [10 empty] | 0 |  | - |  |  | - | [10 empty] | 0 |  | - | [10 empty] | 0 | OK
|  |  | Deterioration |  | R£ | [10 empty] | 0 |  | - |  |  | - | [10 empty] | 0 |  | - | [10 empty] | 0 | OK
|  |  | Manual Over-ride on PoF or CoF |  | R£ | [10 empty] | 0 |  | - |  |  | - | [10 empty] | 0 |  | - | [10 empty] | 0 | OK
|  |  | Extension of Expected Asset Life |  | R£ | [10 empty] | 0 |  | - |  |  | - | [10 empty] | 0 |  | - | [10 empty] | 0 | OK
|  |  | Asset Replacement (PoF Driven) |  | R£ | [10 empty] | 0 |  | - |  |  | - | [10 empty] | 0 |  | - | [10 empty] | 0 | OK
|  |  | Asset Replacement (CoF Driven) |  | R£ | [10 empty] | 0 |  | - |  |  | - | [10 empty] | 0 |  | - | [10 empty] | 0 | OK
|  |  | Asset Replacement (Other Driven) |  | R£ | [10 empty] | 0 |  | - |  |  | - | [10 empty] | 0 |  | - | [10 empty] | 0 | OK
|  |  | Asset Refurbishment (PoF Driven) |  | R£ | [10 empty] | 0 |  | - |  |  | - | [10 empty] | 0 |  | - | [10 empty] | 0 | OK
|  |  | Asset Refurbishment (CoF Driven) |  | R£ | [10 empty] | 0 |  | - |  |  | - | [10 empty] | 0 |  | - | [10 empty] | 0 | OK
|  |  | Asset Refurbishment (Other Driven) |  | R£ | [10 empty] | 0 |  | - |  |  | - | [10 empty] | 0 |  | - | [10 empty] | 0 | OK
|  |  | Indirect Intervention |  | R£ | [10 empty] | 0 |  | - |  |  | - | [10 empty] | 0 |  | - | [10 empty] | 0 | OK
|  |  | Changes in Maintenance Programme |  | R£ | [10 empty] | 0 |  | - |  |  | - | [10 empty] | 0 |  | - | [10 empty] | 0 | OK
|  |  | Asset Replacement Due To Early Life Failures |  | R£ | [10 empty] | 0 |  | - |  |  | - | [10 empty] | 0 |  | - | [10 empty] | 0 | OK
|  |  | Methodological Changes |  | R£ | [10 empty] | 0 |  | - |  |  | - | [10 empty] | 0 |  | - | [10 empty] | 0 | OK
|  |  | Data Cleanse |  | R£ | [10 empty] | 0 |  | - |  |  | - | [10 empty] | 0 |  | - | [10 empty] | 0 | OK
|  |  | Other Factors |  | R£ | [10 empty] | 0 |  | - |  |  | - | [10 empty] | 0 |  | - | [10 empty] | 0 | OK
|  | End of RIIO-1 Total Network Risk |  |  | R£ | 0 | 0 | 0 | 0 | 0 | 0 | 0 | 0 | 0 | 0 | 0 |  | - |  |  | - | 0 | 0 | 0 | 0 | 0 | 0 | 0 | 0 | 0 | 0 | 0 |  | - | 0 | 0 | 0 | 0 | 0 | 0 | 0 | 0 | 0 | 0 | 0 | OK
RIIO-2 | 2022-2026 (5 Years) |  |  |  | Units | R1 | R2 | R3 | R4 | R5 | R6 | R7 | R8 | R9 | R10 | Total |  | Units | No. |  | Units | R1 | R2 | R3 | R4 | R5 | R6 | R7 | R8 | R9 | R10 | Total |  | Units | P1 | P2 | P3 | P4 | P5 | P6 | P7 | P8 | P9 | P10 | Total | Check
|  | Long Term Benefit of Interventions During RIIO-2 |  |  | LR£ | [10 empty] | 0 | [15 empty] | 0 | [12 empty] | 0
|  | Start of RIIO-2 Total Network Risk |  |  | R£ | 0 | 0 | 0 | 0 | 0 | 0 | 0 | 0 | 0 | 0 | 0 |  | - |  |  | - | 0 | 0 | 0 | 0 | 0 | 0 | 0 | 0 | 0 | 0 | 0 |  | - | 0 | 0 | 0 | 0 | 0 | 0 | 0 | 0 | 0 | 0 | 0 | OK
|  | Drivers of Change in Risk | Asset Additions (not part of replace or refurb) |  | R£ | [10 empty] | 0 |  | - |  |  | - | [10 empty] | 0 |  | - | [10 empty] | 0 | OK
|  |  | Asset Disposals (not part of replace or refurb) |  | R£ | [10 empty] | 0 |  | - |  |  | - | [10 empty] | 0 |  | - | [10 empty] | 0 | OK
|  |  | Deterioration |  | R£ | [10 empty] | 0 |  | - |  |  | - | [10 empty] | 0 |  | - | [10 empty] | 0 | OK
|  |  | Manual Over-ride on PoF or CoF |  | R£ | [10 empty] | 0 |  | - |  |  | - | [10 empty] | 0 |  | - | [10 empty] | 0 | OK
|  |  | Extension of Expected Asset Life |  | R£ | [10 empty] | 0 |  | - |  |  | - | [10 empty] | 0 |  | - | [10 empty] | 0 | OK
|  |  | Asset Replacement (PoF Driven) |  | R£ | [10 empty] | 0 |  | - |  |  | - | [10 empty] | 0 |  | - | [10 empty] | 0 | OK
|  |  | Asset Replacement (CoF Driven) |  | R£ | [10 empty] | 0 |  | - |  |  | - | [10 empty] | 0 |  | - | [10 empty] | 0 | OK
|  |  | Asset Replacement (Other Driven) |  | R£ | [10 empty] | 0 |  | - |  |  | - | [10 empty] | 0 |  | - | [10 empty] | 0 | OK
|  |  | Asset Refurbishment (PoF Driven) |  | R£ | [10 empty] | 0 |  | - |  |  | - | [10 empty] | 0 |  | - | [10 empty] | 0 | OK
|  |  | Asset Refurbishment (CoF Driven) |  | R£ | [10 empty] | 0 |  | - |  |  | - | [10 empty] | 0 |  | - | [10 empty] | 0 | OK
|  |  | Asset Refurbishment (Other Driven) |  | R£ | [10 empty] | 0 |  | - |  |  | - | [10 empty] | 0 |  | - | [10 empty] | 0 | OK
|  |  | Indirect Intervention |  | R£ | [10 empty] | 0 |  | - |  |  | - | [10 empty] | 0 |  | - | [10 empty] | 0 | OK
|  |  | Changes in Maintenance Programme |  | R£ | [10 empty] | 0 |  | - |  |  | - | [10 empty] | 0 |  | - | [10 empty] | 0 | OK
|  |  | Asset Replacement Due To Early Life Failures |  | R£ | [10 empty] | 0 |  | - |  |  | - | [10 empty] | 0 |  | - | [10 empty] | 0 | OK
|  |  | Methodological Changes |  | R£ | [10 empty] | 0 |  | - |  |  | - | [10 empty] | 0 |  | - | [10 empty] | 0 | OK
|  |  | Data Cleanse |  | R£ | [10 empty] | 0 |  | - |  |  | - | [10 empty] | 0 |  | - | [10 empty] | 0 | OK
|  |  | Other Factors |  | R£ | [10 empty] | 0 |  | - |  |  | - | [10 empty] | 0 |  | - | [10 empty] | 0 | OK
|  | End of RIIO-2 Total Network Risk |  |  | R£ | 0 | 0 | 0 | 0 | 0 | 0 | 0 | 0 | 0 | 0 | 0 |  | - |  |  | - | 0 | 0 | 0 | 0 | 0 | 0 | 0 | 0 | 0 | 0 | 0 |  | - | 0 | 0 | 0 | 0 | 0 | 0 | 0 | 0 | 0 | 0 | 0 | OK

## N3.38
RIIO-2 Business Plan Data Template
Scottish Power Transmission
Workbook Scottish Power Transmission
Submission Version 3.0 - Submitted on 09 Dec 2019
Template Version: v3.0
Sheet: N3.38 No entry required
Prices Base: 2018/19
Error Checks: OK
- | - | - | - | - | - | - | - | - | - | - | - | - | - | - | - | - | - | - | - | - | - | - | - | - | - | - | - | - | - | - | - | - | - | - | - | - | - | - | - | - | - | - | - | - | - | -
No entry required |  |  |  |  | Monetised Risk | [12 empty] | Volumes |  |  |  | Units: | -
[18 empty] | Vol. Impacted |  |  | Total Volume: Monetised Risk Banding | [12 empty] | Total Volume: Probability of Failure (PoF) Banding
RIIO-1 | 2019-2021 (3 Years) |  |  |  | Units | R1 | R2 | R3 | R4 | R5 | R6 | R7 | R8 | R9 | R10 | Total |  | Units | No. |  | Units | R1 | R2 | R3 | R4 | R5 | R6 | R7 | R8 | R9 | R10 | Total |  | Units | P1 | P2 | P3 | P4 | P5 | P6 | P7 | P8 | P9 | P10 | Total | Check
|  | Long Term Benefit of Interventions During The Period |  |  | LR£ | [10 empty] | 0 | [15 empty] | 0 | [12 empty] | 0
|  | Start of 2019/20 Total Network Risk |  |  | R£ | [10 empty] | 0 |  | - |  |  | - | [10 empty] | 0 |  | - | [10 empty] | 0 | OK
|  | Drivers of Change in Risk | Asset Additions (not part of replace or refurb) |  | R£ | [10 empty] | 0 |  | - |  |  | - | [10 empty] | 0 |  | - | [10 empty] | 0 | OK
|  |  | Asset Disposals (not part of replace or refurb) |  | R£ | [10 empty] | 0 |  | - |  |  | - | [10 empty] | 0 |  | - | [10 empty] | 0 | OK
|  |  | Deterioration |  | R£ | [10 empty] | 0 |  | - |  |  | - | [10 empty] | 0 |  | - | [10 empty] | 0 | OK
|  |  | Manual Over-ride on PoF or CoF |  | R£ | [10 empty] | 0 |  | - |  |  | - | [10 empty] | 0 |  | - | [10 empty] | 0 | OK
|  |  | Extension of Expected Asset Life |  | R£ | [10 empty] | 0 |  | - |  |  | - | [10 empty] | 0 |  | - | [10 empty] | 0 | OK
|  |  | Asset Replacement (PoF Driven) |  | R£ | [10 empty] | 0 |  | - |  |  | - | [10 empty] | 0 |  | - | [10 empty] | 0 | OK
|  |  | Asset Replacement (CoF Driven) |  | R£ | [10 empty] | 0 |  | - |  |  | - | [10 empty] | 0 |  | - | [10 empty] | 0 | OK
|  |  | Asset Replacement (Other Driven) |  | R£ | [10 empty] | 0 |  | - |  |  | - | [10 empty] | 0 |  | - | [10 empty] | 0 | OK
|  |  | Asset Refurbishment (PoF Driven) |  | R£ | [10 empty] | 0 |  | - |  |  | - | [10 empty] | 0 |  | - | [10 empty] | 0 | OK
|  |  | Asset Refurbishment (CoF Driven) |  | R£ | [10 empty] | 0 |  | - |  |  | - | [10 empty] | 0 |  | - | [10 empty] | 0 | OK
|  |  | Asset Refurbishment (Other Driven) |  | R£ | [10 empty] | 0 |  | - |  |  | - | [10 empty] | 0 |  | - | [10 empty] | 0 | OK
|  |  | Indirect Intervention |  | R£ | [10 empty] | 0 |  | - |  |  | - | [10 empty] | 0 |  | - | [10 empty] | 0 | OK
|  |  | Changes in Maintenance Programme |  | R£ | [10 empty] | 0 |  | - |  |  | - | [10 empty] | 0 |  | - | [10 empty] | 0 | OK
|  |  | Asset Replacement Due To Early Life Failures |  | R£ | [10 empty] | 0 |  | - |  |  | - | [10 empty] | 0 |  | - | [10 empty] | 0 | OK
|  |  | Methodological Changes |  | R£ | [10 empty] | 0 |  | - |  |  | - | [10 empty] | 0 |  | - | [10 empty] | 0 | OK
|  |  | Data Cleanse |  | R£ | [10 empty] | 0 |  | - |  |  | - | [10 empty] | 0 |  | - | [10 empty] | 0 | OK
|  |  | Other Factors |  | R£ | [10 empty] | 0 |  | - |  |  | - | [10 empty] | 0 |  | - | [10 empty] | 0 | OK
|  | End of RIIO-1 Total Network Risk |  |  | R£ | 0 | 0 | 0 | 0 | 0 | 0 | 0 | 0 | 0 | 0 | 0 |  | - |  |  | - | 0 | 0 | 0 | 0 | 0 | 0 | 0 | 0 | 0 | 0 | 0 |  | - | 0 | 0 | 0 | 0 | 0 | 0 | 0 | 0 | 0 | 0 | 0 | OK
RIIO-2 | 2022-2026 (5 Years) |  |  |  | Units | R1 | R2 | R3 | R4 | R5 | R6 | R7 | R8 | R9 | R10 | Total |  | Units | No. |  | Units | R1 | R2 | R3 | R4 | R5 | R6 | R7 | R8 | R9 | R10 | Total |  | Units | P1 | P2 | P3 | P4 | P5 | P6 | P7 | P8 | P9 | P10 | Total | Check
|  | Long Term Benefit of Interventions During RIIO-2 |  |  | LR£ | [10 empty] | 0 | [15 empty] | 0 | [12 empty] | 0
|  | Start of RIIO-2 Total Network Risk |  |  | R£ | 0 | 0 | 0 | 0 | 0 | 0 | 0 | 0 | 0 | 0 | 0 |  | - |  |  | - | 0 | 0 | 0 | 0 | 0 | 0 | 0 | 0 | 0 | 0 | 0 |  | - | 0 | 0 | 0 | 0 | 0 | 0 | 0 | 0 | 0 | 0 | 0 | OK
|  | Drivers of Change in Risk | Asset Additions (not part of replace or refurb) |  | R£ | [10 empty] | 0 |  | - |  |  | - | [10 empty] | 0 |  | - | [10 empty] | 0 | OK
|  |  | Asset Disposals (not part of replace or refurb) |  | R£ | [10 empty] | 0 |  | - |  |  | - | [10 empty] | 0 |  | - | [10 empty] | 0 | OK
|  |  | Deterioration |  | R£ | [10 empty] | 0 |  | - |  |  | - | [10 empty] | 0 |  | - | [10 empty] | 0 | OK
|  |  | Manual Over-ride on PoF or CoF |  | R£ | [10 empty] | 0 |  | - |  |  | - | [10 empty] | 0 |  | - | [10 empty] | 0 | OK
|  |  | Extension of Expected Asset Life |  | R£ | [10 empty] | 0 |  | - |  |  | - | [10 empty] | 0 |  | - | [10 empty] | 0 | OK
|  |  | Asset Replacement (PoF Driven) |  | R£ | [10 empty] | 0 |  | - |  |  | - | [10 empty] | 0 |  | - | [10 empty] | 0 | OK
|  |  | Asset Replacement (CoF Driven) |  | R£ | [10 empty] | 0 |  | - |  |  | - | [10 empty] | 0 |  | - | [10 empty] | 0 | OK
|  |  | Asset Replacement (Other Driven) |  | R£ | [10 empty] | 0 |  | - |  |  | - | [10 empty] | 0 |  | - | [10 empty] | 0 | OK
|  |  | Asset Refurbishment (PoF Driven) |  | R£ | [10 empty] | 0 |  | - |  |  | - | [10 empty] | 0 |  | - | [10 empty] | 0 | OK
|  |  | Asset Refurbishment (CoF Driven) |  | R£ | [10 empty] | 0 |  | - |  |  | - | [10 empty] | 0 |  | - | [10 empty] | 0 | OK
|  |  | Asset Refurbishment (Other Driven) |  | R£ | [10 empty] | 0 |  | - |  |  | - | [10 empty] | 0 |  | - | [10 empty] | 0 | OK
|  |  | Indirect Intervention |  | R£ | [10 empty] | 0 |  | - |  |  | - | [10 empty] | 0 |  | - | [10 empty] | 0 | OK
|  |  | Changes in Maintenance Programme |  | R£ | [10 empty] | 0 |  | - |  |  | - | [10 empty] | 0 |  | - | [10 empty] | 0 | OK
|  |  | Asset Replacement Due To Early Life Failures |  | R£ | [10 empty] | 0 |  | - |  |  | - | [10 empty] | 0 |  | - | [10 empty] | 0 | OK
|  |  | Methodological Changes |  | R£ | [10 empty] | 0 |  | - |  |  | - | [10 empty] | 0 |  | - | [10 empty] | 0 | OK
|  |  | Data Cleanse |  | R£ | [10 empty] | 0 |  | - |  |  | - | [10 empty] | 0 |  | - | [10 empty] | 0 | OK
|  |  | Other Factors |  | R£ | [10 empty] | 0 |  | - |  |  | - | [10 empty] | 0 |  | - | [10 empty] | 0 | OK
|  | End of RIIO-2 Total Network Risk |  |  | R£ | 0 | 0 | 0 | 0 | 0 | 0 | 0 | 0 | 0 | 0 | 0 |  | - |  |  | - | 0 | 0 | 0 | 0 | 0 | 0 | 0 | 0 | 0 | 0 | 0 |  | - | 0 | 0 | 0 | 0 | 0 | 0 | 0 | 0 | 0 | 0 | 0 | OK

## N3.40
RIIO-2 Business Plan Data Template
Scottish Power Transmission
Workbook Scottish Power Transmission
Submission Version 3.0 - Submitted on 09 Dec 2019
Template Version: v3.0
Sheet: N3.40 No entry required
Prices Base: 2018/19
Error Checks: OK
- | - | - | - | - | - | - | - | - | - | - | - | - | - | - | - | - | - | - | - | - | - | - | - | - | - | - | - | - | - | - | - | - | - | - | - | - | - | - | - | - | - | - | - | - | - | -
No entry required |  |  |  |  | Monetised Risk | [12 empty] | Volumes |  |  |  | Units: | -
[18 empty] | Vol. Impacted |  |  | Total Volume: Monetised Risk Banding | [12 empty] | Total Volume: Probability of Failure (PoF) Banding
RIIO-1 | 2019-2021 (3 Years) |  |  |  | Units | R1 | R2 | R3 | R4 | R5 | R6 | R7 | R8 | R9 | R10 | Total |  | Units | No. |  | Units | R1 | R2 | R3 | R4 | R5 | R6 | R7 | R8 | R9 | R10 | Total |  | Units | P1 | P2 | P3 | P4 | P5 | P6 | P7 | P8 | P9 | P10 | Total | Check
|  | Long Term Benefit of Interventions During The Period |  |  | LR£ | [10 empty] | 0 | [15 empty] | 0 | [12 empty] | 0
|  | Start of 2019/20 Total Network Risk |  |  | R£ | [10 empty] | 0 |  | - |  |  | - | [10 empty] | 0 |  | - | [10 empty] | 0 | OK
|  | Drivers of Change in Risk | Asset Additions (not part of replace or refurb) |  | R£ | [10 empty] | 0 |  | - |  |  | - | [10 empty] | 0 |  | - | [10 empty] | 0 | OK
|  |  | Asset Disposals (not part of replace or refurb) |  | R£ | [10 empty] | 0 |  | - |  |  | - | [10 empty] | 0 |  | - | [10 empty] | 0 | OK
|  |  | Deterioration |  | R£ | [10 empty] | 0 |  | - |  |  | - | [10 empty] | 0 |  | - | [10 empty] | 0 | OK
|  |  | Manual Over-ride on PoF or CoF |  | R£ | [10 empty] | 0 |  | - |  |  | - | [10 empty] | 0 |  | - | [10 empty] | 0 | OK
|  |  | Extension of Expected Asset Life |  | R£ | [10 empty] | 0 |  | - |  |  | - | [10 empty] | 0 |  | - | [10 empty] | 0 | OK
|  |  | Asset Replacement (PoF Driven) |  | R£ | [10 empty] | 0 |  | - |  |  | - | [10 empty] | 0 |  | - | [10 empty] | 0 | OK
|  |  | Asset Replacement (CoF Driven) |  | R£ | [10 empty] | 0 |  | - |  |  | - | [10 empty] | 0 |  | - | [10 empty] | 0 | OK
|  |  | Asset Replacement (Other Driven) |  | R£ | [10 empty] | 0 |  | - |  |  | - | [10 empty] | 0 |  | - | [10 empty] | 0 | OK
|  |  | Asset Refurbishment (PoF Driven) |  | R£ | [10 empty] | 0 |  | - |  |  | - | [10 empty] | 0 |  | - | [10 empty] | 0 | OK
|  |  | Asset Refurbishment (CoF Driven) |  | R£ | [10 empty] | 0 |  | - |  |  | - | [10 empty] | 0 |  | - | [10 empty] | 0 | OK
|  |  | Asset Refurbishment (Other Driven) |  | R£ | [10 empty] | 0 |  | - |  |  | - | [10 empty] | 0 |  | - | [10 empty] | 0 | OK
|  |  | Indirect Intervention |  | R£ | [10 empty] | 0 |  | - |  |  | - | [10 empty] | 0 |  | - | [10 empty] | 0 | OK
|  |  | Changes in Maintenance Programme |  | R£ | [10 empty] | 0 |  | - |  |  | - | [10 empty] | 0 |  | - | [10 empty] | 0 | OK
|  |  | Asset Replacement Due To Early Life Failures |  | R£ | [10 empty] | 0 |  | - |  |  | - | [10 empty] | 0 |  | - | [10 empty] | 0 | OK
|  |  | Methodological Changes |  | R£ | [10 empty] | 0 |  | - |  |  | - | [10 empty] | 0 |  | - | [10 empty] | 0 | OK
|  |  | Data Cleanse |  | R£ | [10 empty] | 0 |  | - |  |  | - | [10 empty] | 0 |  | - | [10 empty] | 0 | OK
|  |  | Other Factors |  | R£ | [10 empty] | 0 |  | - |  |  | - | [10 empty] | 0 |  | - | [10 empty] | 0 | OK
|  | End of RIIO-1 Total Network Risk |  |  | R£ | 0 | 0 | 0 | 0 | 0 | 0 | 0 | 0 | 0 | 0 | 0 |  | - |  |  | - | 0 | 0 | 0 | 0 | 0 | 0 | 0 | 0 | 0 | 0 | 0 |  | - | 0 | 0 | 0 | 0 | 0 | 0 | 0 | 0 | 0 | 0 | 0 | OK
RIIO-2 | 2022-2026 (5 Years) |  |  |  | Units | R1 | R2 | R3 | R4 | R5 | R6 | R7 | R8 | R9 | R10 | Total |  | Units | No. |  | Units | R1 | R2 | R3 | R4 | R5 | R6 | R7 | R8 | R9 | R10 | Total |  | Units | P1 | P2 | P3 | P4 | P5 | P6 | P7 | P8 | P9 | P10 | Total | Check
|  | Long Term Benefit of Interventions During RIIO-2 |  |  | LR£ | [10 empty] | 0 | [15 empty] | 0 | [12 empty] | 0
|  | Start of RIIO-2 Total Network Risk |  |  | R£ | 0 | 0 | 0 | 0 | 0 | 0 | 0 | 0 | 0 | 0 | 0 |  | - |  |  | - | 0 | 0 | 0 | 0 | 0 | 0 | 0 | 0 | 0 | 0 | 0 |  | - | 0 | 0 | 0 | 0 | 0 | 0 | 0 | 0 | 0 | 0 | 0 | OK
|  | Drivers of Change in Risk | Asset Additions (not part of replace or refurb) |  | R£ | [10 empty] | 0 |  | - |  |  | - | [10 empty] | 0 |  | - | [10 empty] | 0 | OK
|  |  | Asset Disposals (not part of replace or refurb) |  | R£ | [10 empty] | 0 |  | - |  |  | - | [10 empty] | 0 |  | - | [10 empty] | 0 | OK
|  |  | Deterioration |  | R£ | [10 empty] | 0 |  | - |  |  | - | [10 empty] | 0 |  | - | [10 empty] | 0 | OK
|  |  | Manual Over-ride on PoF or CoF |  | R£ | [10 empty] | 0 |  | - |  |  | - | [10 empty] | 0 |  | - | [10 empty] | 0 | OK
|  |  | Extension of Expected Asset Life |  | R£ | [10 empty] | 0 |  | - |  |  | - | [10 empty] | 0 |  | - | [10 empty] | 0 | OK
|  |  | Asset Replacement (PoF Driven) |  | R£ | [10 empty] | 0 |  | - |  |  | - | [10 empty] | 0 |  | - | [10 empty] | 0 | OK
|  |  | Asset Replacement (CoF Driven) |  | R£ | [10 empty] | 0 |  | - |  |  | - | [10 empty] | 0 |  | - | [10 empty] | 0 | OK
|  |  | Asset Replacement (Other Driven) |  | R£ | [10 empty] | 0 |  | - |  |  | - | [10 empty] | 0 |  | - | [10 empty] | 0 | OK
|  |  | Asset Refurbishment (PoF Driven) |  | R£ | [10 empty] | 0 |  | - |  |  | - | [10 empty] | 0 |  | - | [10 empty] | 0 | OK
|  |  | Asset Refurbishment (CoF Driven) |  | R£ | [10 empty] | 0 |  | - |  |  | - | [10 empty] | 0 |  | - | [10 empty] | 0 | OK
|  |  | Asset Refurbishment (Other Driven) |  | R£ | [10 empty] | 0 |  | - |  |  | - | [10 empty] | 0 |  | - | [10 empty] | 0 | OK
|  |  | Indirect Intervention |  | R£ | [10 empty] | 0 |  | - |  |  | - | [10 empty] | 0 |  | - | [10 empty] | 0 | OK
|  |  | Changes in Maintenance Programme |  | R£ | [10 empty] | 0 |  | - |  |  | - | [10 empty] | 0 |  | - | [10 empty] | 0 | OK
|  |  | Asset Replacement Due To Early Life Failures |  | R£ | [10 empty] | 0 |  | - |  |  | - | [10 empty] | 0 |  | - | [10 empty] | 0 | OK
|  |  | Methodological Changes |  | R£ | [10 empty] | 0 |  | - |  |  | - | [10 empty] | 0 |  | - | [10 empty] | 0 | OK
|  |  | Data Cleanse |  | R£ | [10 empty] | 0 |  | - |  |  | - | [10 empty] | 0 |  | - | [10 empty] | 0 | OK
|  |  | Other Factors |  | R£ | [10 empty] | 0 |  | - |  |  | - | [10 empty] | 0 |  | - | [10 empty] | 0 | OK
|  | End of RIIO-2 Total Network Risk |  |  | R£ | 0 | 0 | 0 | 0 | 0 | 0 | 0 | 0 | 0 | 0 | 0 |  | - |  |  | - | 0 | 0 | 0 | 0 | 0 | 0 | 0 | 0 | 0 | 0 | 0 |  | - | 0 | 0 | 0 | 0 | 0 | 0 | 0 | 0 | 0 | 0 | 0 | OK

## N3.41
RIIO-2 Business Plan Data Template
Scottish Power Transmission
Workbook Scottish Power Transmission
Submission Version 3.0 - Submitted on 09 Dec 2019
Template Version: v3.0
Sheet: N3.41 No entry required
Prices Base: 2018/19
Error Checks: OK
- | - | - | - | - | - | - | - | - | - | - | - | - | - | - | - | - | - | - | - | - | - | - | - | - | - | - | - | - | - | - | - | - | - | - | - | - | - | - | - | - | - | - | - | - | - | -
No entry required |  |  |  |  | Monetised Risk | [12 empty] | Volumes |  |  |  | Units: | -
[18 empty] | Vol. Impacted |  |  | Total Volume: Monetised Risk Banding | [12 empty] | Total Volume: Probability of Failure (PoF) Banding
RIIO-1 | 2019-2021 (3 Years) |  |  |  | Units | R1 | R2 | R3 | R4 | R5 | R6 | R7 | R8 | R9 | R10 | Total |  | Units | No. |  | Units | R1 | R2 | R3 | R4 | R5 | R6 | R7 | R8 | R9 | R10 | Total |  | Units | P1 | P2 | P3 | P4 | P5 | P6 | P7 | P8 | P9 | P10 | Total | Check
|  | Long Term Benefit of Interventions During The Period |  |  | LR£ | [10 empty] | 0 | [15 empty] | 0 | [12 empty] | 0
|  | Start of 2019/20 Total Network Risk |  |  | R£ | [10 empty] | 0 |  | - |  |  | - | [10 empty] | 0 |  | - | [10 empty] | 0 | OK
|  | Drivers of Change in Risk | Asset Additions (not part of replace or refurb) |  | R£ | [10 empty] | 0 |  | - |  |  | - | [10 empty] | 0 |  | - | [10 empty] | 0 | OK
|  |  | Asset Disposals (not part of replace or refurb) |  | R£ | [10 empty] | 0 |  | - |  |  | - | [10 empty] | 0 |  | - | [10 empty] | 0 | OK
|  |  | Deterioration |  | R£ | [10 empty] | 0 |  | - |  |  | - | [10 empty] | 0 |  | - | [10 empty] | 0 | OK
|  |  | Manual Over-ride on PoF or CoF |  | R£ | [10 empty] | 0 |  | - |  |  | - | [10 empty] | 0 |  | - | [10 empty] | 0 | OK
|  |  | Extension of Expected Asset Life |  | R£ | [10 empty] | 0 |  | - |  |  | - | [10 empty] | 0 |  | - | [10 empty] | 0 | OK
|  |  | Asset Replacement (PoF Driven) |  | R£ | [10 empty] | 0 |  | - |  |  | - | [10 empty] | 0 |  | - | [10 empty] | 0 | OK
|  |  | Asset Replacement (CoF Driven) |  | R£ | [10 empty] | 0 |  | - |  |  | - | [10 empty] | 0 |  | - | [10 empty] | 0 | OK
|  |  | Asset Replacement (Other Driven) |  | R£ | [10 empty] | 0 |  | - |  |  | - | [10 empty] | 0 |  | - | [10 empty] | 0 | OK
|  |  | Asset Refurbishment (PoF Driven) |  | R£ | [10 empty] | 0 |  | - |  |  | - | [10 empty] | 0 |  | - | [10 empty] | 0 | OK
|  |  | Asset Refurbishment (CoF Driven) |  | R£ | [10 empty] | 0 |  | - |  |  | - | [10 empty] | 0 |  | - | [10 empty] | 0 | OK
|  |  | Asset Refurbishment (Other Driven) |  | R£ | [10 empty] | 0 |  | - |  |  | - | [10 empty] | 0 |  | - | [10 empty] | 0 | OK
|  |  | Indirect Intervention |  | R£ | [10 empty] | 0 |  | - |  |  | - | [10 empty] | 0 |  | - | [10 empty] | 0 | OK
|  |  | Changes in Maintenance Programme |  | R£ | [10 empty] | 0 |  | - |  |  | - | [10 empty] | 0 |  | - | [10 empty] | 0 | OK
|  |  | Asset Replacement Due To Early Life Failures |  | R£ | [10 empty] | 0 |  | - |  |  | - | [10 empty] | 0 |  | - | [10 empty] | 0 | OK
|  |  | Methodological Changes |  | R£ | [10 empty] | 0 |  | - |  |  | - | [10 empty] | 0 |  | - | [10 empty] | 0 | OK
|  |  | Data Cleanse |  | R£ | [10 empty] | 0 |  | - |  |  | - | [10 empty] | 0 |  | - | [10 empty] | 0 | OK
|  |  | Other Factors |  | R£ | [10 empty] | 0 |  | - |  |  | - | [10 empty] | 0 |  | - | [10 empty] | 0 | OK
|  | End of RIIO-1 Total Network Risk |  |  | R£ | 0 | 0 | 0 | 0 | 0 | 0 | 0 | 0 | 0 | 0 | 0 |  | - |  |  | - | 0 | 0 | 0 | 0 | 0 | 0 | 0 | 0 | 0 | 0 | 0 |  | - | 0 | 0 | 0 | 0 | 0 | 0 | 0 | 0 | 0 | 0 | 0 | OK
RIIO-2 | 2022-2026 (5 Years) |  |  |  | Units | R1 | R2 | R3 | R4 | R5 | R6 | R7 | R8 | R9 | R10 | Total |  | Units | No. |  | Units | R1 | R2 | R3 | R4 | R5 | R6 | R7 | R8 | R9 | R10 | Total |  | Units | P1 | P2 | P3 | P4 | P5 | P6 | P7 | P8 | P9 | P10 | Total | Check
|  | Long Term Benefit of Interventions During RIIO-2 |  |  | LR£ | [10 empty] | 0 | [15 empty] | 0 | [12 empty] | 0
|  | Start of RIIO-2 Total Network Risk |  |  | R£ | 0 | 0 | 0 | 0 | 0 | 0 | 0 | 0 | 0 | 0 | 0 |  | - |  |  | - | 0 | 0 | 0 | 0 | 0 | 0 | 0 | 0 | 0 | 0 | 0 |  | - | 0 | 0 | 0 | 0 | 0 | 0 | 0 | 0 | 0 | 0 | 0 | OK
|  | Drivers of Change in Risk | Asset Additions (not part of replace or refurb) |  | R£ | [10 empty] | 0 |  | - |  |  | - | [10 empty] | 0 |  | - | [10 empty] | 0 | OK
|  |  | Asset Disposals (not part of replace or refurb) |  | R£ | [10 empty] | 0 |  | - |  |  | - | [10 empty] | 0 |  | - | [10 empty] | 0 | OK
|  |  | Deterioration |  | R£ | [10 empty] | 0 |  | - |  |  | - | [10 empty] | 0 |  | - | [10 empty] | 0 | OK
|  |  | Manual Over-ride on PoF or CoF |  | R£ | [10 empty] | 0 |  | - |  |  | - | [10 empty] | 0 |  | - | [10 empty] | 0 | OK
|  |  | Extension of Expected Asset Life |  | R£ | [10 empty] | 0 |  | - |  |  | - | [10 empty] | 0 |  | - | [10 empty] | 0 | OK
|  |  | Asset Replacement (PoF Driven) |  | R£ | [10 empty] | 0 |  | - |  |  | - | [10 empty] | 0 |  | - | [10 empty] | 0 | OK
|  |  | Asset Replacement (CoF Driven) |  | R£ | [10 empty] | 0 |  | - |  |  | - | [10 empty] | 0 |  | - | [10 empty] | 0 | OK
|  |  | Asset Replacement (Other Driven) |  | R£ | [10 empty] | 0 |  | - |  |  | - | [10 empty] | 0 |  | - | [10 empty] | 0 | OK
|  |  | Asset Refurbishment (PoF Driven) |  | R£ | [10 empty] | 0 |  | - |  |  | - | [10 empty] | 0 |  | - | [10 empty] | 0 | OK
|  |  | Asset Refurbishment (CoF Driven) |  | R£ | [10 empty] | 0 |  | - |  |  | - | [10 empty] | 0 |  | - | [10 empty] | 0 | OK
|  |  | Asset Refurbishment (Other Driven) |  | R£ | [10 empty] | 0 |  | - |  |  | - | [10 empty] | 0 |  | - | [10 empty] | 0 | OK
|  |  | Indirect Intervention |  | R£ | [10 empty] | 0 |  | - |  |  | - | [10 empty] | 0 |  | - | [10 empty] | 0 | OK
|  |  | Changes in Maintenance Programme |  | R£ | [10 empty] | 0 |  | - |  |  | - | [10 empty] | 0 |  | - | [10 empty] | 0 | OK
|  |  | Asset Replacement Due To Early Life Failures |  | R£ | [10 empty] | 0 |  | - |  |  | - | [10 empty] | 0 |  | - | [10 empty] | 0 | OK
|  |  | Methodological Changes |  | R£ | [10 empty] | 0 |  | - |  |  | - | [10 empty] | 0 |  | - | [10 empty] | 0 | OK
|  |  | Data Cleanse |  | R£ | [10 empty] | 0 |  | - |  |  | - | [10 empty] | 0 |  | - | [10 empty] | 0 | OK
|  |  | Other Factors |  | R£ | [10 empty] | 0 |  | - |  |  | - | [10 empty] | 0 |  | - | [10 empty] | 0 | OK
|  | End of RIIO-2 Total Network Risk |  |  | R£ | 0 | 0 | 0 | 0 | 0 | 0 | 0 | 0 | 0 | 0 | 0 |  | - |  |  | - | 0 | 0 | 0 | 0 | 0 | 0 | 0 | 0 | 0 | 0 | 0 |  | - | 0 | 0 | 0 | 0 | 0 | 0 | 0 | 0 | 0 | 0 | 0 | OK

## N3.42
RIIO-2 Business Plan Data Template
Scottish Power Transmission
Workbook Scottish Power Transmission
Submission Version 3.0 - Submitted on 09 Dec 2019
Template Version: v3.0
Sheet: N3.42 No entry required
Prices Base: 2018/19
Error Checks: OK
- | - | - | - | - | - | - | - | - | - | - | - | - | - | - | - | - | - | - | - | - | - | - | - | - | - | - | - | - | - | - | - | - | - | - | - | - | - | - | - | - | - | - | - | - | - | -
No entry required |  |  |  |  | Monetised Risk | [12 empty] | Volumes |  |  |  | Units: | -
[18 empty] | Vol. Impacted |  |  | Total Volume: Monetised Risk Banding | [12 empty] | Total Volume: Probability of Failure (PoF) Banding
RIIO-1 | 2019-2021 (3 Years) |  |  |  | Units | R1 | R2 | R3 | R4 | R5 | R6 | R7 | R8 | R9 | R10 | Total |  | Units | No. |  | Units | R1 | R2 | R3 | R4 | R5 | R6 | R7 | R8 | R9 | R10 | Total |  | Units | P1 | P2 | P3 | P4 | P5 | P6 | P7 | P8 | P9 | P10 | Total | Check
|  | Long Term Benefit of Interventions During The Period |  |  | LR£ | [10 empty] | 0 | [15 empty] | 0 | [12 empty] | 0
|  | Start of 2019/20 Total Network Risk |  |  | R£ | [10 empty] | 0 |  | - |  |  | - | [10 empty] | 0 |  | - | [10 empty] | 0 | OK
|  | Drivers of Change in Risk | Asset Additions (not part of replace or refurb) |  | R£ | [10 empty] | 0 |  | - |  |  | - | [10 empty] | 0 |  | - | [10 empty] | 0 | OK
|  |  | Asset Disposals (not part of replace or refurb) |  | R£ | [10 empty] | 0 |  | - |  |  | - | [10 empty] | 0 |  | - | [10 empty] | 0 | OK
|  |  | Deterioration |  | R£ | [10 empty] | 0 |  | - |  |  | - | [10 empty] | 0 |  | - | [10 empty] | 0 | OK
|  |  | Manual Over-ride on PoF or CoF |  | R£ | [10 empty] | 0 |  | - |  |  | - | [10 empty] | 0 |  | - | [10 empty] | 0 | OK
|  |  | Extension of Expected Asset Life |  | R£ | [10 empty] | 0 |  | - |  |  | - | [10 empty] | 0 |  | - | [10 empty] | 0 | OK
|  |  | Asset Replacement (PoF Driven) |  | R£ | [10 empty] | 0 |  | - |  |  | - | [10 empty] | 0 |  | - | [10 empty] | 0 | OK
|  |  | Asset Replacement (CoF Driven) |  | R£ | [10 empty] | 0 |  | - |  |  | - | [10 empty] | 0 |  | - | [10 empty] | 0 | OK
|  |  | Asset Replacement (Other Driven) |  | R£ | [10 empty] | 0 |  | - |  |  | - | [10 empty] | 0 |  | - | [10 empty] | 0 | OK
|  |  | Asset Refurbishment (PoF Driven) |  | R£ | [10 empty] | 0 |  | - |  |  | - | [10 empty] | 0 |  | - | [10 empty] | 0 | OK
|  |  | Asset Refurbishment (CoF Driven) |  | R£ | [10 empty] | 0 |  | - |  |  | - | [10 empty] | 0 |  | - | [10 empty] | 0 | OK
|  |  | Asset Refurbishment (Other Driven) |  | R£ | [10 empty] | 0 |  | - |  |  | - | [10 empty] | 0 |  | - | [10 empty] | 0 | OK
|  |  | Indirect Intervention |  | R£ | [10 empty] | 0 |  | - |  |  | - | [10 empty] | 0 |  | - | [10 empty] | 0 | OK
|  |  | Changes in Maintenance Programme |  | R£ | [10 empty] | 0 |  | - |  |  | - | [10 empty] | 0 |  | - | [10 empty] | 0 | OK
|  |  | Asset Replacement Due To Early Life Failures |  | R£ | [10 empty] | 0 |  | - |  |  | - | [10 empty] | 0 |  | - | [10 empty] | 0 | OK
|  |  | Methodological Changes |  | R£ | [10 empty] | 0 |  | - |  |  | - | [10 empty] | 0 |  | - | [10 empty] | 0 | OK
|  |  | Data Cleanse |  | R£ | [10 empty] | 0 |  | - |  |  | - | [10 empty] | 0 |  | - | [10 empty] | 0 | OK
|  |  | Other Factors |  | R£ | [10 empty] | 0 |  | - |  |  | - | [10 empty] | 0 |  | - | [10 empty] | 0 | OK
|  | End of RIIO-1 Total Network Risk |  |  | R£ | 0 | 0 | 0 | 0 | 0 | 0 | 0 | 0 | 0 | 0 | 0 |  | - |  |  | - | 0 | 0 | 0 | 0 | 0 | 0 | 0 | 0 | 0 | 0 | 0 |  | - | 0 | 0 | 0 | 0 | 0 | 0 | 0 | 0 | 0 | 0 | 0 | OK
RIIO-2 | 2022-2026 (5 Years) |  |  |  | Units | R1 | R2 | R3 | R4 | R5 | R6 | R7 | R8 | R9 | R10 | Total |  | Units | No. |  | Units | R1 | R2 | R3 | R4 | R5 | R6 | R7 | R8 | R9 | R10 | Total |  | Units | P1 | P2 | P3 | P4 | P5 | P6 | P7 | P8 | P9 | P10 | Total | Check
|  | Long Term Benefit of Interventions During RIIO-2 |  |  | LR£ | [10 empty] | 0 | [15 empty] | 0 | [12 empty] | 0
|  | Start of RIIO-2 Total Network Risk |  |  | R£ | 0 | 0 | 0 | 0 | 0 | 0 | 0 | 0 | 0 | 0 | 0 |  | - |  |  | - | 0 | 0 | 0 | 0 | 0 | 0 | 0 | 0 | 0 | 0 | 0 |  | - | 0 | 0 | 0 | 0 | 0 | 0 | 0 | 0 | 0 | 0 | 0 | OK
|  | Drivers of Change in Risk | Asset Additions (not part of replace or refurb) |  | R£ | [10 empty] | 0 |  | - |  |  | - | [10 empty] | 0 |  | - | [10 empty] | 0 | OK
|  |  | Asset Disposals (not part of replace or refurb) |  | R£ | [10 empty] | 0 |  | - |  |  | - | [10 empty] | 0 |  | - | [10 empty] | 0 | OK
|  |  | Deterioration |  | R£ | [10 empty] | 0 |  | - |  |  | - | [10 empty] | 0 |  | - | [10 empty] | 0 | OK
|  |  | Manual Over-ride on PoF or CoF |  | R£ | [10 empty] | 0 |  | - |  |  | - | [10 empty] | 0 |  | - | [10 empty] | 0 | OK
|  |  | Extension of Expected Asset Life |  | R£ | [10 empty] | 0 |  | - |  |  | - | [10 empty] | 0 |  | - | [10 empty] | 0 | OK
|  |  | Asset Replacement (PoF Driven) |  | R£ | [10 empty] | 0 |  | - |  |  | - | [10 empty] | 0 |  | - | [10 empty] | 0 | OK
|  |  | Asset Replacement (CoF Driven) |  | R£ | [10 empty] | 0 |  | - |  |  | - | [10 empty] | 0 |  | - | [10 empty] | 0 | OK
|  |  | Asset Replacement (Other Driven) |  | R£ | [10 empty] | 0 |  | - |  |  | - | [10 empty] | 0 |  | - | [10 empty] | 0 | OK
|  |  | Asset Refurbishment (PoF Driven) |  | R£ | [10 empty] | 0 |  | - |  |  | - | [10 empty] | 0 |  | - | [10 empty] | 0 | OK
|  |  | Asset Refurbishment (CoF Driven) |  | R£ | [10 empty] | 0 |  | - |  |  | - | [10 empty] | 0 |  | - | [10 empty] | 0 | OK
|  |  | Asset Refurbishment (Other Driven) |  | R£ | [10 empty] | 0 |  | - |  |  | - | [10 empty] | 0 |  | - | [10 empty] | 0 | OK
|  |  | Indirect Intervention |  | R£ | [10 empty] | 0 |  | - |  |  | - | [10 empty] | 0 |  | - | [10 empty] | 0 | OK
|  |  | Changes in Maintenance Programme |  | R£ | [10 empty] | 0 |  | - |  |  | - | [10 empty] | 0 |  | - | [10 empty] | 0 | OK
|  |  | Asset Replacement Due To Early Life Failures |  | R£ | [10 empty] | 0 |  | - |  |  | - | [10 empty] | 0 |  | - | [10 empty] | 0 | OK
|  |  | Methodological Changes |  | R£ | [10 empty] | 0 |  | - |  |  | - | [10 empty] | 0 |  | - | [10 empty] | 0 | OK
|  |  | Data Cleanse |  | R£ | [10 empty] | 0 |  | - |  |  | - | [10 empty] | 0 |  | - | [10 empty] | 0 | OK
|  |  | Other Factors |  | R£ | [10 empty] | 0 |  | - |  |  | - | [10 empty] | 0 |  | - | [10 empty] | 0 | OK
|  | End of RIIO-2 Total Network Risk |  |  | R£ | 0 | 0 | 0 | 0 | 0 | 0 | 0 | 0 | 0 | 0 | 0 |  | - |  |  | - | 0 | 0 | 0 | 0 | 0 | 0 | 0 | 0 | 0 | 0 | 0 |  | - | 0 | 0 | 0 | 0 | 0 | 0 | 0 | 0 | 0 | 0 | 0 | OK

## N3.43
RIIO-2 Business Plan Data Template
Scottish Power Transmission
Workbook Scottish Power Transmission
Submission Version 3.0 - Submitted on 09 Dec 2019
Template Version: v3.0
Sheet: N3.43 No entry required
Prices Base: 2018/19
Error Checks: OK
- | - | - | - | - | - | - | - | - | - | - | - | - | - | - | - | - | - | - | - | - | - | - | - | - | - | - | - | - | - | - | - | - | - | - | - | - | - | - | - | - | - | - | - | - | - | -
No entry required |  |  |  |  | Monetised Risk | [12 empty] | Volumes |  |  |  | Units: | -
[18 empty] | Vol. Impacted |  |  | Total Volume: Monetised Risk Banding | [12 empty] | Total Volume: Probability of Failure (PoF) Banding
RIIO-1 | 2019-2021 (3 Years) |  |  |  | Units | R1 | R2 | R3 | R4 | R5 | R6 | R7 | R8 | R9 | R10 | Total |  | Units | No. |  | Units | R1 | R2 | R3 | R4 | R5 | R6 | R7 | R8 | R9 | R10 | Total |  | Units | P1 | P2 | P3 | P4 | P5 | P6 | P7 | P8 | P9 | P10 | Total | Check
|  | Long Term Benefit of Interventions During The Period |  |  | LR£ | [10 empty] | 0 | [15 empty] | 0 | [12 empty] | 0
|  | Start of 2019/20 Total Network Risk |  |  | R£ | [10 empty] | 0 |  | - |  |  | - | [10 empty] | 0 |  | - | [10 empty] | 0 | OK
|  | Drivers of Change in Risk | Asset Additions (not part of replace or refurb) |  | R£ | [10 empty] | 0 |  | - |  |  | - | [10 empty] | 0 |  | - | [10 empty] | 0 | OK
|  |  | Asset Disposals (not part of replace or refurb) |  | R£ | [10 empty] | 0 |  | - |  |  | - | [10 empty] | 0 |  | - | [10 empty] | 0 | OK
|  |  | Deterioration |  | R£ | [10 empty] | 0 |  | - |  |  | - | [10 empty] | 0 |  | - | [10 empty] | 0 | OK
|  |  | Manual Over-ride on PoF or CoF |  | R£ | [10 empty] | 0 |  | - |  |  | - | [10 empty] | 0 |  | - | [10 empty] | 0 | OK
|  |  | Extension of Expected Asset Life |  | R£ | [10 empty] | 0 |  | - |  |  | - | [10 empty] | 0 |  | - | [10 empty] | 0 | OK
|  |  | Asset Replacement (PoF Driven) |  | R£ | [10 empty] | 0 |  | - |  |  | - | [10 empty] | 0 |  | - | [10 empty] | 0 | OK
|  |  | Asset Replacement (CoF Driven) |  | R£ | [10 empty] | 0 |  | - |  |  | - | [10 empty] | 0 |  | - | [10 empty] | 0 | OK
|  |  | Asset Replacement (Other Driven) |  | R£ | [10 empty] | 0 |  | - |  |  | - | [10 empty] | 0 |  | - | [10 empty] | 0 | OK
|  |  | Asset Refurbishment (PoF Driven) |  | R£ | [10 empty] | 0 |  | - |  |  | - | [10 empty] | 0 |  | - | [10 empty] | 0 | OK
|  |  | Asset Refurbishment (CoF Driven) |  | R£ | [10 empty] | 0 |  | - |  |  | - | [10 empty] | 0 |  | - | [10 empty] | 0 | OK
|  |  | Asset Refurbishment (Other Driven) |  | R£ | [10 empty] | 0 |  | - |  |  | - | [10 empty] | 0 |  | - | [10 empty] | 0 | OK
|  |  | Indirect Intervention |  | R£ | [10 empty] | 0 |  | - |  |  | - | [10 empty] | 0 |  | - | [10 empty] | 0 | OK
|  |  | Changes in Maintenance Programme |  | R£ | [10 empty] | 0 |  | - |  |  | - | [10 empty] | 0 |  | - | [10 empty] | 0 | OK
|  |  | Asset Replacement Due To Early Life Failures |  | R£ | [10 empty] | 0 |  | - |  |  | - | [10 empty] | 0 |  | - | [10 empty] | 0 | OK
|  |  | Methodological Changes |  | R£ | [10 empty] | 0 |  | - |  |  | - | [10 empty] | 0 |  | - | [10 empty] | 0 | OK
|  |  | Data Cleanse |  | R£ | [10 empty] | 0 |  | - |  |  | - | [10 empty] | 0 |  | - | [10 empty] | 0 | OK
|  |  | Other Factors |  | R£ | [10 empty] | 0 |  | - |  |  | - | [10 empty] | 0 |  | - | [10 empty] | 0 | OK
|  | End of RIIO-1 Total Network Risk |  |  | R£ | 0 | 0 | 0 | 0 | 0 | 0 | 0 | 0 | 0 | 0 | 0 |  | - |  |  | - | 0 | 0 | 0 | 0 | 0 | 0 | 0 | 0 | 0 | 0 | 0 |  | - | 0 | 0 | 0 | 0 | 0 | 0 | 0 | 0 | 0 | 0 | 0 | OK
RIIO-2 | 2022-2026 (5 Years) |  |  |  | Units | R1 | R2 | R3 | R4 | R5 | R6 | R7 | R8 | R9 | R10 | Total |  | Units | No. |  | Units | R1 | R2 | R3 | R4 | R5 | R6 | R7 | R8 | R9 | R10 | Total |  | Units | P1 | P2 | P3 | P4 | P5 | P6 | P7 | P8 | P9 | P10 | Total | Check
|  | Long Term Benefit of Interventions During RIIO-2 |  |  | LR£ | [10 empty] | 0 | [15 empty] | 0 | [12 empty] | 0
|  | Start of RIIO-2 Total Network Risk |  |  | R£ | 0 | 0 | 0 | 0 | 0 | 0 | 0 | 0 | 0 | 0 | 0 |  | - |  |  | - | 0 | 0 | 0 | 0 | 0 | 0 | 0 | 0 | 0 | 0 | 0 |  | - | 0 | 0 | 0 | 0 | 0 | 0 | 0 | 0 | 0 | 0 | 0 | OK
|  | Drivers of Change in Risk | Asset Additions (not part of replace or refurb) |  | R£ | [10 empty] | 0 |  | - |  |  | - | [10 empty] | 0 |  | - | [10 empty] | 0 | OK
|  |  | Asset Disposals (not part of replace or refurb) |  | R£ | [10 empty] | 0 |  | - |  |  | - | [10 empty] | 0 |  | - | [10 empty] | 0 | OK
|  |  | Deterioration |  | R£ | [10 empty] | 0 |  | - |  |  | - | [10 empty] | 0 |  | - | [10 empty] | 0 | OK
|  |  | Manual Over-ride on PoF or CoF |  | R£ | [10 empty] | 0 |  | - |  |  | - | [10 empty] | 0 |  | - | [10 empty] | 0 | OK
|  |  | Extension of Expected Asset Life |  | R£ | [10 empty] | 0 |  | - |  |  | - | [10 empty] | 0 |  | - | [10 empty] | 0 | OK
|  |  | Asset Replacement (PoF Driven) |  | R£ | [10 empty] | 0 |  | - |  |  | - | [10 empty] | 0 |  | - | [10 empty] | 0 | OK
|  |  | Asset Replacement (CoF Driven) |  | R£ | [10 empty] | 0 |  | - |  |  | - | [10 empty] | 0 |  | - | [10 empty] | 0 | OK
|  |  | Asset Replacement (Other Driven) |  | R£ | [10 empty] | 0 |  | - |  |  | - | [10 empty] | 0 |  | - | [10 empty] | 0 | OK
|  |  | Asset Refurbishment (PoF Driven) |  | R£ | [10 empty] | 0 |  | - |  |  | - | [10 empty] | 0 |  | - | [10 empty] | 0 | OK
|  |  | Asset Refurbishment (CoF Driven) |  | R£ | [10 empty] | 0 |  | - |  |  | - | [10 empty] | 0 |  | - | [10 empty] | 0 | OK
|  |  | Asset Refurbishment (Other Driven) |  | R£ | [10 empty] | 0 |  | - |  |  | - | [10 empty] | 0 |  | - | [10 empty] | 0 | OK
|  |  | Indirect Intervention |  | R£ | [10 empty] | 0 |  | - |  |  | - | [10 empty] | 0 |  | - | [10 empty] | 0 | OK
|  |  | Changes in Maintenance Programme |  | R£ | [10 empty] | 0 |  | - |  |  | - | [10 empty] | 0 |  | - | [10 empty] | 0 | OK
|  |  | Asset Replacement Due To Early Life Failures |  | R£ | [10 empty] | 0 |  | - |  |  | - | [10 empty] | 0 |  | - | [10 empty] | 0 | OK
|  |  | Methodological Changes |  | R£ | [10 empty] | 0 |  | - |  |  | - | [10 empty] | 0 |  | - | [10 empty] | 0 | OK
|  |  | Data Cleanse |  | R£ | [10 empty] | 0 |  | - |  |  | - | [10 empty] | 0 |  | - | [10 empty] | 0 | OK
|  |  | Other Factors |  | R£ | [10 empty] | 0 |  | - |  |  | - | [10 empty] | 0 |  | - | [10 empty] | 0 | OK
|  | End of RIIO-2 Total Network Risk |  |  | R£ | 0 | 0 | 0 | 0 | 0 | 0 | 0 | 0 | 0 | 0 | 0 |  | - |  |  | - | 0 | 0 | 0 | 0 | 0 | 0 | 0 | 0 | 0 | 0 | 0 |  | - | 0 | 0 | 0 | 0 | 0 | 0 | 0 | 0 | 0 | 0 | 0 | OK

## N3.44
RIIO-2 Business Plan Data Template
Scottish Power Transmission
Workbook Scottish Power Transmission
Submission Version 3.0 - Submitted on 09 Dec 2019
Template Version: v3.0
Sheet: N3.44 No entry required
Prices Base: 2018/19
Error Checks: OK
- | - | - | - | - | - | - | - | - | - | - | - | - | - | - | - | - | - | - | - | - | - | - | - | - | - | - | - | - | - | - | - | - | - | - | - | - | - | - | - | - | - | - | - | - | - | -
No entry required |  |  |  |  | Monetised Risk | [12 empty] | Volumes |  |  |  | Units: | -
[18 empty] | Vol. Impacted |  |  | Total Volume: Monetised Risk Banding | [12 empty] | Total Volume: Probability of Failure (PoF) Banding
RIIO-1 | 2019-2021 (3 Years) |  |  |  | Units | R1 | R2 | R3 | R4 | R5 | R6 | R7 | R8 | R9 | R10 | Total |  | Units | No. |  | Units | R1 | R2 | R3 | R4 | R5 | R6 | R7 | R8 | R9 | R10 | Total |  | Units | P1 | P2 | P3 | P4 | P5 | P6 | P7 | P8 | P9 | P10 | Total | Check
|  | Long Term Benefit of Interventions During The Period |  |  | LR£ | [10 empty] | 0 | [15 empty] | 0 | [12 empty] | 0
|  | Start of 2019/20 Total Network Risk |  |  | R£ | [10 empty] | 0 |  | - |  |  | - | [10 empty] | 0 |  | - | [10 empty] | 0 | OK
|  | Drivers of Change in Risk | Asset Additions (not part of replace or refurb) |  | R£ | [10 empty] | 0 |  | - |  |  | - | [10 empty] | 0 |  | - | [10 empty] | 0 | OK
|  |  | Asset Disposals (not part of replace or refurb) |  | R£ | [10 empty] | 0 |  | - |  |  | - | [10 empty] | 0 |  | - | [10 empty] | 0 | OK
|  |  | Deterioration |  | R£ | [10 empty] | 0 |  | - |  |  | - | [10 empty] | 0 |  | - | [10 empty] | 0 | OK
|  |  | Manual Over-ride on PoF or CoF |  | R£ | [10 empty] | 0 |  | - |  |  | - | [10 empty] | 0 |  | - | [10 empty] | 0 | OK
|  |  | Extension of Expected Asset Life |  | R£ | [10 empty] | 0 |  | - |  |  | - | [10 empty] | 0 |  | - | [10 empty] | 0 | OK
|  |  | Asset Replacement (PoF Driven) |  | R£ | [10 empty] | 0 |  | - |  |  | - | [10 empty] | 0 |  | - | [10 empty] | 0 | OK
|  |  | Asset Replacement (CoF Driven) |  | R£ | [10 empty] | 0 |  | - |  |  | - | [10 empty] | 0 |  | - | [10 empty] | 0 | OK
|  |  | Asset Replacement (Other Driven) |  | R£ | [10 empty] | 0 |  | - |  |  | - | [10 empty] | 0 |  | - | [10 empty] | 0 | OK
|  |  | Asset Refurbishment (PoF Driven) |  | R£ | [10 empty] | 0 |  | - |  |  | - | [10 empty] | 0 |  | - | [10 empty] | 0 | OK
|  |  | Asset Refurbishment (CoF Driven) |  | R£ | [10 empty] | 0 |  | - |  |  | - | [10 empty] | 0 |  | - | [10 empty] | 0 | OK
|  |  | Asset Refurbishment (Other Driven) |  | R£ | [10 empty] | 0 |  | - |  |  | - | [10 empty] | 0 |  | - | [10 empty] | 0 | OK
|  |  | Indirect Intervention |  | R£ | [10 empty] | 0 |  | - |  |  | - | [10 empty] | 0 |  | - | [10 empty] | 0 | OK
|  |  | Changes in Maintenance Programme |  | R£ | [10 empty] | 0 |  | - |  |  | - | [10 empty] | 0 |  | - | [10 empty] | 0 | OK
|  |  | Asset Replacement Due To Early Life Failures |  | R£ | [10 empty] | 0 |  | - |  |  | - | [10 empty] | 0 |  | - | [10 empty] | 0 | OK
|  |  | Methodological Changes |  | R£ | [10 empty] | 0 |  | - |  |  | - | [10 empty] | 0 |  | - | [10 empty] | 0 | OK
|  |  | Data Cleanse |  | R£ | [10 empty] | 0 |  | - |  |  | - | [10 empty] | 0 |  | - | [10 empty] | 0 | OK
|  |  | Other Factors |  | R£ | [10 empty] | 0 |  | - |  |  | - | [10 empty] | 0 |  | - | [10 empty] | 0 | OK
|  | End of RIIO-1 Total Network Risk |  |  | R£ | 0 | 0 | 0 | 0 | 0 | 0 | 0 | 0 | 0 | 0 | 0 |  | - |  |  | - | 0 | 0 | 0 | 0 | 0 | 0 | 0 | 0 | 0 | 0 | 0 |  | - | 0 | 0 | 0 | 0 | 0 | 0 | 0 | 0 | 0 | 0 | 0 | OK
RIIO-2 | 2022-2026 (5 Years) |  |  |  | Units | R1 | R2 | R3 | R4 | R5 | R6 | R7 | R8 | R9 | R10 | Total |  | Units | No. |  | Units | R1 | R2 | R3 | R4 | R5 | R6 | R7 | R8 | R9 | R10 | Total |  | Units | P1 | P2 | P3 | P4 | P5 | P6 | P7 | P8 | P9 | P10 | Total | Check
|  | Long Term Benefit of Interventions During RIIO-2 |  |  | LR£ | [10 empty] | 0 | [15 empty] | 0 | [12 empty] | 0
|  | Start of RIIO-2 Total Network Risk |  |  | R£ | 0 | 0 | 0 | 0 | 0 | 0 | 0 | 0 | 0 | 0 | 0 |  | - |  |  | - | 0 | 0 | 0 | 0 | 0 | 0 | 0 | 0 | 0 | 0 | 0 |  | - | 0 | 0 | 0 | 0 | 0 | 0 | 0 | 0 | 0 | 0 | 0 | OK
|  | Drivers of Change in Risk | Asset Additions (not part of replace or refurb) |  | R£ | [10 empty] | 0 |  | - |  |  | - | [10 empty] | 0 |  | - | [10 empty] | 0 | OK
|  |  | Asset Disposals (not part of replace or refurb) |  | R£ | [10 empty] | 0 |  | - |  |  | - | [10 empty] | 0 |  | - | [10 empty] | 0 | OK
|  |  | Deterioration |  | R£ | [10 empty] | 0 |  | - |  |  | - | [10 empty] | 0 |  | - | [10 empty] | 0 | OK
|  |  | Manual Over-ride on PoF or CoF |  | R£ | [10 empty] | 0 |  | - |  |  | - | [10 empty] | 0 |  | - | [10 empty] | 0 | OK
|  |  | Extension of Expected Asset Life |  | R£ | [10 empty] | 0 |  | - |  |  | - | [10 empty] | 0 |  | - | [10 empty] | 0 | OK
|  |  | Asset Replacement (PoF Driven) |  | R£ | [10 empty] | 0 |  | - |  |  | - | [10 empty] | 0 |  | - | [10 empty] | 0 | OK
|  |  | Asset Replacement (CoF Driven) |  | R£ | [10 empty] | 0 |  | - |  |  | - | [10 empty] | 0 |  | - | [10 empty] | 0 | OK
|  |  | Asset Replacement (Other Driven) |  | R£ | [10 empty] | 0 |  | - |  |  | - | [10 empty] | 0 |  | - | [10 empty] | 0 | OK
|  |  | Asset Refurbishment (PoF Driven) |  | R£ | [10 empty] | 0 |  | - |  |  | - | [10 empty] | 0 |  | - | [10 empty] | 0 | OK
|  |  | Asset Refurbishment (CoF Driven) |  | R£ | [10 empty] | 0 |  | - |  |  | - | [10 empty] | 0 |  | - | [10 empty] | 0 | OK
|  |  | Asset Refurbishment (Other Driven) |  | R£ | [10 empty] | 0 |  | - |  |  | - | [10 empty] | 0 |  | - | [10 empty] | 0 | OK
|  |  | Indirect Intervention |  | R£ | [10 empty] | 0 |  | - |  |  | - | [10 empty] | 0 |  | - | [10 empty] | 0 | OK
|  |  | Changes in Maintenance Programme |  | R£ | [10 empty] | 0 |  | - |  |  | - | [10 empty] | 0 |  | - | [10 empty] | 0 | OK
|  |  | Asset Replacement Due To Early Life Failures |  | R£ | [10 empty] | 0 |  | - |  |  | - | [10 empty] | 0 |  | - | [10 empty] | 0 | OK
|  |  | Methodological Changes |  | R£ | [10 empty] | 0 |  | - |  |  | - | [10 empty] | 0 |  | - | [10 empty] | 0 | OK
|  |  | Data Cleanse |  | R£ | [10 empty] | 0 |  | - |  |  | - | [10 empty] | 0 |  | - | [10 empty] | 0 | OK
|  |  | Other Factors |  | R£ | [10 empty] | 0 |  | - |  |  | - | [10 empty] | 0 |  | - | [10 empty] | 0 | OK
|  | End of RIIO-2 Total Network Risk |  |  | R£ | 0 | 0 | 0 | 0 | 0 | 0 | 0 | 0 | 0 | 0 | 0 |  | - |  |  | - | 0 | 0 | 0 | 0 | 0 | 0 | 0 | 0 | 0 | 0 | 0 |  | - | 0 | 0 | 0 | 0 | 0 | 0 | 0 | 0 | 0 | 0 | 0 | OK

## N3.45
RIIO-2 Business Plan Data Template
Scottish Power Transmission
Workbook Scottish Power Transmission
Submission Version 3.0 - Submitted on 09 Dec 2019
Template Version: v3.0
Sheet: N3.45 No entry required
Prices Base: 2018/19
Error Checks: OK
- | - | - | - | - | - | - | - | - | - | - | - | - | - | - | - | - | - | - | - | - | - | - | - | - | - | - | - | - | - | - | - | - | - | - | - | - | - | - | - | - | - | - | - | - | - | -
No entry required |  |  |  |  | Monetised Risk | [12 empty] | Volumes |  |  |  | Units: | -
[18 empty] | Vol. Impacted |  |  | Total Volume: Monetised Risk Banding | [12 empty] | Total Volume: Probability of Failure (PoF) Banding
RIIO-1 | 2019-2021 (3 Years) |  |  |  | Units | R1 | R2 | R3 | R4 | R5 | R6 | R7 | R8 | R9 | R10 | Total |  | Units | No. |  | Units | R1 | R2 | R3 | R4 | R5 | R6 | R7 | R8 | R9 | R10 | Total |  | Units | P1 | P2 | P3 | P4 | P5 | P6 | P7 | P8 | P9 | P10 | Total | Check
|  | Long Term Benefit of Interventions During The Period |  |  | LR£ | [10 empty] | 0 | [15 empty] | 0 | [12 empty] | 0
|  | Start of 2019/20 Total Network Risk |  |  | R£ | [10 empty] | 0 |  | - |  |  | - | [10 empty] | 0 |  | - | [10 empty] | 0 | OK
|  | Drivers of Change in Risk | Asset Additions (not part of replace or refurb) |  | R£ | [10 empty] | 0 |  | - |  |  | - | [10 empty] | 0 |  | - | [10 empty] | 0 | OK
|  |  | Asset Disposals (not part of replace or refurb) |  | R£ | [10 empty] | 0 |  | - |  |  | - | [10 empty] | 0 |  | - | [10 empty] | 0 | OK
|  |  | Deterioration |  | R£ | [10 empty] | 0 |  | - |  |  | - | [10 empty] | 0 |  | - | [10 empty] | 0 | OK
|  |  | Manual Over-ride on PoF or CoF |  | R£ | [10 empty] | 0 |  | - |  |  | - | [10 empty] | 0 |  | - | [10 empty] | 0 | OK
|  |  | Extension of Expected Asset Life |  | R£ | [10 empty] | 0 |  | - |  |  | - | [10 empty] | 0 |  | - | [10 empty] | 0 | OK
|  |  | Asset Replacement (PoF Driven) |  | R£ | [10 empty] | 0 |  | - |  |  | - | [10 empty] | 0 |  | - | [10 empty] | 0 | OK
|  |  | Asset Replacement (CoF Driven) |  | R£ | [10 empty] | 0 |  | - |  |  | - | [10 empty] | 0 |  | - | [10 empty] | 0 | OK
|  |  | Asset Replacement (Other Driven) |  | R£ | [10 empty] | 0 |  | - |  |  | - | [10 empty] | 0 |  | - | [10 empty] | 0 | OK
|  |  | Asset Refurbishment (PoF Driven) |  | R£ | [10 empty] | 0 |  | - |  |  | - | [10 empty] | 0 |  | - | [10 empty] | 0 | OK
|  |  | Asset Refurbishment (CoF Driven) |  | R£ | [10 empty] | 0 |  | - |  |  | - | [10 empty] | 0 |  | - | [10 empty] | 0 | OK
|  |  | Asset Refurbishment (Other Driven) |  | R£ | [10 empty] | 0 |  | - |  |  | - | [10 empty] | 0 |  | - | [10 empty] | 0 | OK
|  |  | Indirect Intervention |  | R£ | [10 empty] | 0 |  | - |  |  | - | [10 empty] | 0 |  | - | [10 empty] | 0 | OK
|  |  | Changes in Maintenance Programme |  | R£ | [10 empty] | 0 |  | - |  |  | - | [10 empty] | 0 |  | - | [10 empty] | 0 | OK
|  |  | Asset Replacement Due To Early Life Failures |  | R£ | [10 empty] | 0 |  | - |  |  | - | [10 empty] | 0 |  | - | [10 empty] | 0 | OK
|  |  | Methodological Changes |  | R£ | [10 empty] | 0 |  | - |  |  | - | [10 empty] | 0 |  | - | [10 empty] | 0 | OK
|  |  | Data Cleanse |  | R£ | [10 empty] | 0 |  | - |  |  | - | [10 empty] | 0 |  | - | [10 empty] | 0 | OK
|  |  | Other Factors |  | R£ | [10 empty] | 0 |  | - |  |  | - | [10 empty] | 0 |  | - | [10 empty] | 0 | OK
|  | End of RIIO-1 Total Network Risk |  |  | R£ | 0 | 0 | 0 | 0 | 0 | 0 | 0 | 0 | 0 | 0 | 0 |  | - |  |  | - | 0 | 0 | 0 | 0 | 0 | 0 | 0 | 0 | 0 | 0 | 0 |  | - | 0 | 0 | 0 | 0 | 0 | 0 | 0 | 0 | 0 | 0 | 0 | OK
RIIO-2 | 2022-2026 (5 Years) |  |  |  | Units | R1 | R2 | R3 | R4 | R5 | R6 | R7 | R8 | R9 | R10 | Total |  | Units | No. |  | Units | R1 | R2 | R3 | R4 | R5 | R6 | R7 | R8 | R9 | R10 | Total |  | Units | P1 | P2 | P3 | P4 | P5 | P6 | P7 | P8 | P9 | P10 | Total | Check
|  | Long Term Benefit of Interventions During RIIO-2 |  |  | LR£ | [10 empty] | 0 | [15 empty] | 0 | [12 empty] | 0
|  | Start of RIIO-2 Total Network Risk |  |  | R£ | 0 | 0 | 0 | 0 | 0 | 0 | 0 | 0 | 0 | 0 | 0 |  | - |  |  | - | 0 | 0 | 0 | 0 | 0 | 0 | 0 | 0 | 0 | 0 | 0 |  | - | 0 | 0 | 0 | 0 | 0 | 0 | 0 | 0 | 0 | 0 | 0 | OK
|  | Drivers of Change in Risk | Asset Additions (not part of replace or refurb) |  | R£ | [10 empty] | 0 |  | - |  |  | - | [10 empty] | 0 |  | - | [10 empty] | 0 | OK
|  |  | Asset Disposals (not part of replace or refurb) |  | R£ | [10 empty] | 0 |  | - |  |  | - | [10 empty] | 0 |  | - | [10 empty] | 0 | OK
|  |  | Deterioration |  | R£ | [10 empty] | 0 |  | - |  |  | - | [10 empty] | 0 |  | - | [10 empty] | 0 | OK
|  |  | Manual Over-ride on PoF or CoF |  | R£ | [10 empty] | 0 |  | - |  |  | - | [10 empty] | 0 |  | - | [10 empty] | 0 | OK
|  |  | Extension of Expected Asset Life |  | R£ | [10 empty] | 0 |  | - |  |  | - | [10 empty] | 0 |  | - | [10 empty] | 0 | OK
|  |  | Asset Replacement (PoF Driven) |  | R£ | [10 empty] | 0 |  | - |  |  | - | [10 empty] | 0 |  | - | [10 empty] | 0 | OK
|  |  | Asset Replacement (CoF Driven) |  | R£ | [10 empty] | 0 |  | - |  |  | - | [10 empty] | 0 |  | - | [10 empty] | 0 | OK
|  |  | Asset Replacement (Other Driven) |  | R£ | [10 empty] | 0 |  | - |  |  | - | [10 empty] | 0 |  | - | [10 empty] | 0 | OK
|  |  | Asset Refurbishment (PoF Driven) |  | R£ | [10 empty] | 0 |  | - |  |  | - | [10 empty] | 0 |  | - | [10 empty] | 0 | OK
|  |  | Asset Refurbishment (CoF Driven) |  | R£ | [10 empty] | 0 |  | - |  |  | - | [10 empty] | 0 |  | - | [10 empty] | 0 | OK
|  |  | Asset Refurbishment (Other Driven) |  | R£ | [10 empty] | 0 |  | - |  |  | - | [10 empty] | 0 |  | - | [10 empty] | 0 | OK
|  |  | Indirect Intervention |  | R£ | [10 empty] | 0 |  | - |  |  | - | [10 empty] | 0 |  | - | [10 empty] | 0 | OK
|  |  | Changes in Maintenance Programme |  | R£ | [10 empty] | 0 |  | - |  |  | - | [10 empty] | 0 |  | - | [10 empty] | 0 | OK
|  |  | Asset Replacement Due To Early Life Failures |  | R£ | [10 empty] | 0 |  | - |  |  | - | [10 empty] | 0 |  | - | [10 empty] | 0 | OK
|  |  | Methodological Changes |  | R£ | [10 empty] | 0 |  | - |  |  | - | [10 empty] | 0 |  | - | [10 empty] | 0 | OK
|  |  | Data Cleanse |  | R£ | [10 empty] | 0 |  | - |  |  | - | [10 empty] | 0 |  | - | [10 empty] | 0 | OK
|  |  | Other Factors |  | R£ | [10 empty] | 0 |  | - |  |  | - | [10 empty] | 0 |  | - | [10 empty] | 0 | OK
|  | End of RIIO-2 Total Network Risk |  |  | R£ | 0 | 0 | 0 | 0 | 0 | 0 | 0 | 0 | 0 | 0 | 0 |  | - |  |  | - | 0 | 0 | 0 | 0 | 0 | 0 | 0 | 0 | 0 | 0 | 0 |  | - | 0 | 0 | 0 | 0 | 0 | 0 | 0 | 0 | 0 | 0 | 0 | OK

## N3.46
RIIO-2 Business Plan Data Template
Scottish Power Transmission
Workbook Scottish Power Transmission
Submission Version 3.0 - Submitted on 09 Dec 2019
Template Version: v3.0
Sheet: N3.46 No entry required
Prices Base: 2018/19
Error Checks: OK
- | - | - | - | - | - | - | - | - | - | - | - | - | - | - | - | - | - | - | - | - | - | - | - | - | - | - | - | - | - | - | - | - | - | - | - | - | - | - | - | - | - | - | - | - | - | -
No entry required |  |  |  |  | Monetised Risk | [12 empty] | Volumes |  |  |  | Units: | -
[18 empty] | Vol. Impacted |  |  | Total Volume: Monetised Risk Banding | [12 empty] | Total Volume: Probability of Failure (PoF) Banding
RIIO-1 | 2019-2021 (3 Years) |  |  |  | Units | R1 | R2 | R3 | R4 | R5 | R6 | R7 | R8 | R9 | R10 | Total |  | Units | No. |  | Units | R1 | R2 | R3 | R4 | R5 | R6 | R7 | R8 | R9 | R10 | Total |  | Units | P1 | P2 | P3 | P4 | P5 | P6 | P7 | P8 | P9 | P10 | Total | Check
|  | Long Term Benefit of Interventions During The Period |  |  | LR£ | [10 empty] | 0 | [15 empty] | 0 | [12 empty] | 0
|  | Start of 2019/20 Total Network Risk |  |  | R£ | [10 empty] | 0 |  | - |  |  | - | [10 empty] | 0 |  | - | [10 empty] | 0 | OK
|  | Drivers of Change in Risk | Asset Additions (not part of replace or refurb) |  | R£ | [10 empty] | 0 |  | - |  |  | - | [10 empty] | 0 |  | - | [10 empty] | 0 | OK
|  |  | Asset Disposals (not part of replace or refurb) |  | R£ | [10 empty] | 0 |  | - |  |  | - | [10 empty] | 0 |  | - | [10 empty] | 0 | OK
|  |  | Deterioration |  | R£ | [10 empty] | 0 |  | - |  |  | - | [10 empty] | 0 |  | - | [10 empty] | 0 | OK
|  |  | Manual Over-ride on PoF or CoF |  | R£ | [10 empty] | 0 |  | - |  |  | - | [10 empty] | 0 |  | - | [10 empty] | 0 | OK
|  |  | Extension of Expected Asset Life |  | R£ | [10 empty] | 0 |  | - |  |  | - | [10 empty] | 0 |  | - | [10 empty] | 0 | OK
|  |  | Asset Replacement (PoF Driven) |  | R£ | [10 empty] | 0 |  | - |  |  | - | [10 empty] | 0 |  | - | [10 empty] | 0 | OK
|  |  | Asset Replacement (CoF Driven) |  | R£ | [10 empty] | 0 |  | - |  |  | - | [10 empty] | 0 |  | - | [10 empty] | 0 | OK
|  |  | Asset Replacement (Other Driven) |  | R£ | [10 empty] | 0 |  | - |  |  | - | [10 empty] | 0 |  | - | [10 empty] | 0 | OK
|  |  | Asset Refurbishment (PoF Driven) |  | R£ | [10 empty] | 0 |  | - |  |  | - | [10 empty] | 0 |  | - | [10 empty] | 0 | OK
|  |  | Asset Refurbishment (CoF Driven) |  | R£ | [10 empty] | 0 |  | - |  |  | - | [10 empty] | 0 |  | - | [10 empty] | 0 | OK
|  |  | Asset Refurbishment (Other Driven) |  | R£ | [10 empty] | 0 |  | - |  |  | - | [10 empty] | 0 |  | - | [10 empty] | 0 | OK
|  |  | Indirect Intervention |  | R£ | [10 empty] | 0 |  | - |  |  | - | [10 empty] | 0 |  | - | [10 empty] | 0 | OK
|  |  | Changes in Maintenance Programme |  | R£ | [10 empty] | 0 |  | - |  |  | - | [10 empty] | 0 |  | - | [10 empty] | 0 | OK
|  |  | Asset Replacement Due To Early Life Failures |  | R£ | [10 empty] | 0 |  | - |  |  | - | [10 empty] | 0 |  | - | [10 empty] | 0 | OK
|  |  | Methodological Changes |  | R£ | [10 empty] | 0 |  | - |  |  | - | [10 empty] | 0 |  | - | [10 empty] | 0 | OK
|  |  | Data Cleanse |  | R£ | [10 empty] | 0 |  | - |  |  | - | [10 empty] | 0 |  | - | [10 empty] | 0 | OK
|  |  | Other Factors |  | R£ | [10 empty] | 0 |  | - |  |  | - | [10 empty] | 0 |  | - | [10 empty] | 0 | OK
|  | End of RIIO-1 Total Network Risk |  |  | R£ | 0 | 0 | 0 | 0 | 0 | 0 | 0 | 0 | 0 | 0 | 0 |  | - |  |  | - | 0 | 0 | 0 | 0 | 0 | 0 | 0 | 0 | 0 | 0 | 0 |  | - | 0 | 0 | 0 | 0 | 0 | 0 | 0 | 0 | 0 | 0 | 0 | OK
RIIO-2 | 2022-2026 (5 Years) |  |  |  | Units | R1 | R2 | R3 | R4 | R5 | R6 | R7 | R8 | R9 | R10 | Total |  | Units | No. |  | Units | R1 | R2 | R3 | R4 | R5 | R6 | R7 | R8 | R9 | R10 | Total |  | Units | P1 | P2 | P3 | P4 | P5 | P6 | P7 | P8 | P9 | P10 | Total | Check
|  | Long Term Benefit of Interventions During RIIO-2 |  |  | LR£ | [10 empty] | 0 | [15 empty] | 0 | [12 empty] | 0
|  | Start of RIIO-2 Total Network Risk |  |  | R£ | 0 | 0 | 0 | 0 | 0 | 0 | 0 | 0 | 0 | 0 | 0 |  | - |  |  | - | 0 | 0 | 0 | 0 | 0 | 0 | 0 | 0 | 0 | 0 | 0 |  | - | 0 | 0 | 0 | 0 | 0 | 0 | 0 | 0 | 0 | 0 | 0 | OK
|  | Drivers of Change in Risk | Asset Additions (not part of replace or refurb) |  | R£ | [10 empty] | 0 |  | - |  |  | - | [10 empty] | 0 |  | - | [10 empty] | 0 | OK
|  |  | Asset Disposals (not part of replace or refurb) |  | R£ | [10 empty] | 0 |  | - |  |  | - | [10 empty] | 0 |  | - | [10 empty] | 0 | OK
|  |  | Deterioration |  | R£ | [10 empty] | 0 |  | - |  |  | - | [10 empty] | 0 |  | - | [10 empty] | 0 | OK
|  |  | Manual Over-ride on PoF or CoF |  | R£ | [10 empty] | 0 |  | - |  |  | - | [10 empty] | 0 |  | - | [10 empty] | 0 | OK
|  |  | Extension of Expected Asset Life |  | R£ | [10 empty] | 0 |  | - |  |  | - | [10 empty] | 0 |  | - | [10 empty] | 0 | OK
|  |  | Asset Replacement (PoF Driven) |  | R£ | [10 empty] | 0 |  | - |  |  | - | [10 empty] | 0 |  | - | [10 empty] | 0 | OK
|  |  | Asset Replacement (CoF Driven) |  | R£ | [10 empty] | 0 |  | - |  |  | - | [10 empty] | 0 |  | - | [10 empty] | 0 | OK
|  |  | Asset Replacement (Other Driven) |  | R£ | [10 empty] | 0 |  | - |  |  | - | [10 empty] | 0 |  | - | [10 empty] | 0 | OK
|  |  | Asset Refurbishment (PoF Driven) |  | R£ | [10 empty] | 0 |  | - |  |  | - | [10 empty] | 0 |  | - | [10 empty] | 0 | OK
|  |  | Asset Refurbishment (CoF Driven) |  | R£ | [10 empty] | 0 |  | - |  |  | - | [10 empty] | 0 |  | - | [10 empty] | 0 | OK
|  |  | Asset Refurbishment (Other Driven) |  | R£ | [10 empty] | 0 |  | - |  |  | - | [10 empty] | 0 |  | - | [10 empty] | 0 | OK
|  |  | Indirect Intervention |  | R£ | [10 empty] | 0 |  | - |  |  | - | [10 empty] | 0 |  | - | [10 empty] | 0 | OK
|  |  | Changes in Maintenance Programme |  | R£ | [10 empty] | 0 |  | - |  |  | - | [10 empty] | 0 |  | - | [10 empty] | 0 | OK
|  |  | Asset Replacement Due To Early Life Failures |  | R£ | [10 empty] | 0 |  | - |  |  | - | [10 empty] | 0 |  | - | [10 empty] | 0 | OK
|  |  | Methodological Changes |  | R£ | [10 empty] | 0 |  | - |  |  | - | [10 empty] | 0 |  | - | [10 empty] | 0 | OK
|  |  | Data Cleanse |  | R£ | [10 empty] | 0 |  | - |  |  | - | [10 empty] | 0 |  | - | [10 empty] | 0 | OK
|  |  | Other Factors |  | R£ | [10 empty] | 0 |  | - |  |  | - | [10 empty] | 0 |  | - | [10 empty] | 0 | OK
|  | End of RIIO-2 Total Network Risk |  |  | R£ | 0 | 0 | 0 | 0 | 0 | 0 | 0 | 0 | 0 | 0 | 0 |  | - |  |  | - | 0 | 0 | 0 | 0 | 0 | 0 | 0 | 0 | 0 | 0 | 0 |  | - | 0 | 0 | 0 | 0 | 0 | 0 | 0 | 0 | 0 | 0 | 0 | OK

## N3.47
RIIO-2 Business Plan Data Template
Scottish Power Transmission
Workbook Scottish Power Transmission
Submission Version 3.0 - Submitted on 09 Dec 2019
Template Version: v3.0
Sheet: N3.47 No entry required
Prices Base: 2018/19
Error Checks: OK
- | - | - | - | - | - | - | - | - | - | - | - | - | - | - | - | - | - | - | - | - | - | - | - | - | - | - | - | - | - | - | - | - | - | - | - | - | - | - | - | - | - | - | - | - | - | -
No entry required |  |  |  |  | Monetised Risk | [12 empty] | Volumes |  |  |  | Units: | -
[18 empty] | Vol. Impacted |  |  | Total Volume: Monetised Risk Banding | [12 empty] | Total Volume: Probability of Failure (PoF) Banding
RIIO-1 | 2019-2021 (3 Years) |  |  |  | Units | R1 | R2 | R3 | R4 | R5 | R6 | R7 | R8 | R9 | R10 | Total |  | Units | No. |  | Units | R1 | R2 | R3 | R4 | R5 | R6 | R7 | R8 | R9 | R10 | Total |  | Units | P1 | P2 | P3 | P4 | P5 | P6 | P7 | P8 | P9 | P10 | Total | Check
|  | Long Term Benefit of Interventions During The Period |  |  | LR£ | [10 empty] | 0 | [15 empty] | 0 | [12 empty] | 0
|  | Start of 2019/20 Total Network Risk |  |  | R£ | [10 empty] | 0 |  | - |  |  | - | [10 empty] | 0 |  | - | [10 empty] | 0 | OK
|  | Drivers of Change in Risk | Asset Additions (not part of replace or refurb) |  | R£ | [10 empty] | 0 |  | - |  |  | - | [10 empty] | 0 |  | - | [10 empty] | 0 | OK
|  |  | Asset Disposals (not part of replace or refurb) |  | R£ | [10 empty] | 0 |  | - |  |  | - | [10 empty] | 0 |  | - | [10 empty] | 0 | OK
|  |  | Deterioration |  | R£ | [10 empty] | 0 |  | - |  |  | - | [10 empty] | 0 |  | - | [10 empty] | 0 | OK
|  |  | Manual Over-ride on PoF or CoF |  | R£ | [10 empty] | 0 |  | - |  |  | - | [10 empty] | 0 |  | - | [10 empty] | 0 | OK
|  |  | Extension of Expected Asset Life |  | R£ | [10 empty] | 0 |  | - |  |  | - | [10 empty] | 0 |  | - | [10 empty] | 0 | OK
|  |  | Asset Replacement (PoF Driven) |  | R£ | [10 empty] | 0 |  | - |  |  | - | [10 empty] | 0 |  | - | [10 empty] | 0 | OK
|  |  | Asset Replacement (CoF Driven) |  | R£ | [10 empty] | 0 |  | - |  |  | - | [10 empty] | 0 |  | - | [10 empty] | 0 | OK
|  |  | Asset Replacement (Other Driven) |  | R£ | [10 empty] | 0 |  | - |  |  | - | [10 empty] | 0 |  | - | [10 empty] | 0 | OK
|  |  | Asset Refurbishment (PoF Driven) |  | R£ | [10 empty] | 0 |  | - |  |  | - | [10 empty] | 0 |  | - | [10 empty] | 0 | OK
|  |  | Asset Refurbishment (CoF Driven) |  | R£ | [10 empty] | 0 |  | - |  |  | - | [10 empty] | 0 |  | - | [10 empty] | 0 | OK
|  |  | Asset Refurbishment (Other Driven) |  | R£ | [10 empty] | 0 |  | - |  |  | - | [10 empty] | 0 |  | - | [10 empty] | 0 | OK
|  |  | Indirect Intervention |  | R£ | [10 empty] | 0 |  | - |  |  | - | [10 empty] | 0 |  | - | [10 empty] | 0 | OK
|  |  | Changes in Maintenance Programme |  | R£ | [10 empty] | 0 |  | - |  |  | - | [10 empty] | 0 |  | - | [10 empty] | 0 | OK
|  |  | Asset Replacement Due To Early Life Failures |  | R£ | [10 empty] | 0 |  | - |  |  | - | [10 empty] | 0 |  | - | [10 empty] | 0 | OK
|  |  | Methodological Changes |  | R£ | [10 empty] | 0 |  | - |  |  | - | [10 empty] | 0 |  | - | [10 empty] | 0 | OK
|  |  | Data Cleanse |  | R£ | [10 empty] | 0 |  | - |  |  | - | [10 empty] | 0 |  | - | [10 empty] | 0 | OK
|  |  | Other Factors |  | R£ | [10 empty] | 0 |  | - |  |  | - | [10 empty] | 0 |  | - | [10 empty] | 0 | OK
|  | End of RIIO-1 Total Network Risk |  |  | R£ | 0 | 0 | 0 | 0 | 0 | 0 | 0 | 0 | 0 | 0 | 0 |  | - |  |  | - | 0 | 0 | 0 | 0 | 0 | 0 | 0 | 0 | 0 | 0 | 0 |  | - | 0 | 0 | 0 | 0 | 0 | 0 | 0 | 0 | 0 | 0 | 0 | OK
RIIO-2 | 2022-2026 (5 Years) |  |  |  | Units | R1 | R2 | R3 | R4 | R5 | R6 | R7 | R8 | R9 | R10 | Total |  | Units | No. |  | Units | R1 | R2 | R3 | R4 | R5 | R6 | R7 | R8 | R9 | R10 | Total |  | Units | P1 | P2 | P3 | P4 | P5 | P6 | P7 | P8 | P9 | P10 | Total | Check
|  | Long Term Benefit of Interventions During RIIO-2 |  |  | LR£ | [10 empty] | 0 | [15 empty] | 0 | [12 empty] | 0
|  | Start of RIIO-2 Total Network Risk |  |  | R£ | 0 | 0 | 0 | 0 | 0 | 0 | 0 | 0 | 0 | 0 | 0 |  | - |  |  | - | 0 | 0 | 0 | 0 | 0 | 0 | 0 | 0 | 0 | 0 | 0 |  | - | 0 | 0 | 0 | 0 | 0 | 0 | 0 | 0 | 0 | 0 | 0 | OK
|  | Drivers of Change in Risk | Asset Additions (not part of replace or refurb) |  | R£ | [10 empty] | 0 |  | - |  |  | - | [10 empty] | 0 |  | - | [10 empty] | 0 | OK
|  |  | Asset Disposals (not part of replace or refurb) |  | R£ | [10 empty] | 0 |  | - |  |  | - | [10 empty] | 0 |  | - | [10 empty] | 0 | OK
|  |  | Deterioration |  | R£ | [10 empty] | 0 |  | - |  |  | - | [10 empty] | 0 |  | - | [10 empty] | 0 | OK
|  |  | Manual Over-ride on PoF or CoF |  | R£ | [10 empty] | 0 |  | - |  |  | - | [10 empty] | 0 |  | - | [10 empty] | 0 | OK
|  |  | Extension of Expected Asset Life |  | R£ | [10 empty] | 0 |  | - |  |  | - | [10 empty] | 0 |  | - | [10 empty] | 0 | OK
|  |  | Asset Replacement (PoF Driven) |  | R£ | [10 empty] | 0 |  | - |  |  | - | [10 empty] | 0 |  | - | [10 empty] | 0 | OK
|  |  | Asset Replacement (CoF Driven) |  | R£ | [10 empty] | 0 |  | - |  |  | - | [10 empty] | 0 |  | - | [10 empty] | 0 | OK
|  |  | Asset Replacement (Other Driven) |  | R£ | [10 empty] | 0 |  | - |  |  | - | [10 empty] | 0 |  | - | [10 empty] | 0 | OK
|  |  | Asset Refurbishment (PoF Driven) |  | R£ | [10 empty] | 0 |  | - |  |  | - | [10 empty] | 0 |  | - | [10 empty] | 0 | OK
|  |  | Asset Refurbishment (CoF Driven) |  | R£ | [10 empty] | 0 |  | - |  |  | - | [10 empty] | 0 |  | - | [10 empty] | 0 | OK
|  |  | Asset Refurbishment (Other Driven) |  | R£ | [10 empty] | 0 |  | - |  |  | - | [10 empty] | 0 |  | - | [10 empty] | 0 | OK
|  |  | Indirect Intervention |  | R£ | [10 empty] | 0 |  | - |  |  | - | [10 empty] | 0 |  | - | [10 empty] | 0 | OK
|  |  | Changes in Maintenance Programme |  | R£ | [10 empty] | 0 |  | - |  |  | - | [10 empty] | 0 |  | - | [10 empty] | 0 | OK
|  |  | Asset Replacement Due To Early Life Failures |  | R£ | [10 empty] | 0 |  | - |  |  | - | [10 empty] | 0 |  | - | [10 empty] | 0 | OK
|  |  | Methodological Changes |  | R£ | [10 empty] | 0 |  | - |  |  | - | [10 empty] | 0 |  | - | [10 empty] | 0 | OK
|  |  | Data Cleanse |  | R£ | [10 empty] | 0 |  | - |  |  | - | [10 empty] | 0 |  | - | [10 empty] | 0 | OK
|  |  | Other Factors |  | R£ | [10 empty] | 0 |  | - |  |  | - | [10 empty] | 0 |  | - | [10 empty] | 0 | OK
|  | End of RIIO-2 Total Network Risk |  |  | R£ | 0 | 0 | 0 | 0 | 0 | 0 | 0 | 0 | 0 | 0 | 0 |  | - |  |  | - | 0 | 0 | 0 | 0 | 0 | 0 | 0 | 0 | 0 | 0 | 0 |  | - | 0 | 0 | 0 | 0 | 0 | 0 | 0 | 0 | 0 | 0 | 0 | OK