## Introduction
Embedded Capacity Register |  | Version 1.0
Last Updated:
[11/06/2021]
Introduction
Embedded Capacity Register: means, for each DNO/IDNO Party, a register of site-specific data items for sites which are connected to the DNO/IDNO Party's Distribution System (or which are the subject of an accepted connection offer to be connected to the Distribution System), and which: (a) have an import capacity of 1 MW or more and are subject to a DSR Contract; and/or (b) have an export capacity of 1 MW or more. The required register format and data items are described in Schedule 31 (Embedded Capacity Register). DSR Contract: means, for each DNO/IDNO Party, a contract for the provision of a commercial service whereby the amount or pattern of electricity imported from the Distribution System is altered in response to the DNO/IDNO Party's instructions.
Register Definitions
| Heading | Explanation
General Data
| MPAN | The core meter point administration number, a 13-digit reference used in MPAS to identify the relevant Metering Point. For generation entries, the "Export" MPAN should be included. For storage entries, the "Export" MPAN should also be included. For flexible demands, the "Import" MPAN should be included. Where sites are CVA Registered, no MPAN is included but indicate "CVA Registered" For "Accepted to Connect" generation, please indicate "data not available".
| Customer Name | Name of party that is connected or contracted to connect.
| Customer Site | Name of customer site/project name.
| Address Line 1 | Site location
| Address Line 2 | Site location
| Town/ City | Site location
| County | Site location
| Postcode | Site location
| Country | GB country customer site is connected within.
| Location (X-coordinate): Eastings (where data is held) | X coordinates for development site in British National Grid. For "Accepted to Connect" generation, please include the location of the metering point agreed as part of the connection process as a 6/7 digit Easting. In exceptional cases where the metering point is not located at the DER site (e.g. some off-shore wind sites), please use the co-ordinates of the DER site if this is known.
| Location (y-coordinate): Northings (where data is held) | Y coordinates for development site in British National Grid. For "Accepted to Connect" generation, please include the location of the metering point agreed as part of the connection process as a 6/7 digit Northing. In exceptional cases where the metering point is not located at the DER site (e.g. some off-shore wind sites), please use the co-ordinates of the DER site if this is known.
| Grid Supply Point | The point of delivery from the transmission system to a distribution system that is linked with the Customer Site
| Bulk Supply Point | The supply point on the DNO system (representing an EHV/EHV transformation level) linked with the Customer Site
| Primary | The relevant primary substation on the DNO system linked with the Customer Site.
| Point of Connection (POC) Voltage (kV) | This is the voltage at the Point of Connection to the distribution network.
| Licence Area | Licence area customer site is connected within
| Primary Resource Type | Meaning any of the below resource types used by technology in the production of electricity:
Fossil Gas
Fossil coal gas
Fossil oil
Fossil oil shale
Fossil peat
Fossil brown coal/lignite
Fossil hard coal
Fossil (to be confirmed)
Nuclear
Interconnector
Hydrogen
Solar
Wind
Hydro run of river
Hydro reservoir (not pumped)
Hydro (to be confirmed)
Marine
Geothermal
Biomass
Waste
Biofuel landfill gas
Biofuel sewage gas
Biofuel biogas from anaerobic digestion (excluding landfill & sewage)
Biofuel other
Advanced fuel gasification or pyrolysis
Storage battery
Storage pumped
Storage other
Other
Data not available
| Primary Technology/ Plant Type | Meaning any of the below types technologies that export electricity onto a distribution network:
Steam turbine (thermal power plant)
Steam-gas turbine (CCGT)
Gas turbine (OCGT)
Onshore wind turbines
Offshore wind turbines
Photovoltaic
Engine (combustion / reciprocating)
Hydro power system
Tidal lagoons
Tidal stream devices
Wave devices
Geothermal power plant
Battery
Compressed air system
Liquid air system
Other
Data not available
| CHP Cogeneration | The simultaneous generation of usable heat and power (usually electricity) in a single process, thereby leading to reductions in the amount of wasted heat.
| Storage Duration | Divide the storage capacity (MWh) by the installed capacity (MW) and round it down to the nearest 0.5 (half-hour). If the value is less than 0.5 before rounding, it could be rounded to 0.5 hours so that it is not zero.
| Primary Resource Type - Installed Capacity (MW) | This is the installed capacity of the "Primary Resource Type" expressed in MM.
| Primary Resource Type - Installed Capacity (MVA): | This is the installed capacity of the "Primary Resource Type" expressed in MVA.
| Resource Type 2 | Where there is more than one plant type at a site, the "Resource Type 2" and "Resource Type 3" fields would be used to show the resource types additional to the "Primary Resource Type". Meaning any of the resource types stated above (cell 35-45)
| Technology / Plant Type 2 | Defined as above for “Primary Technology / Plant Type”)
| CHP Cogeneration Type 2 | The simultaneous generation of usable heat and power (usually electricity) in a single process, thereby leading to reductions in the amount of wasted heat.
| Storage Duration Type 2 | Divide the storage capacity (MWh) by the installed capacity (MW) and round it down to the nearest 0.5 (half-hour). If the value is less than 0.5 before rounding, it could be rounded to 0.5 hours so that it is not zero.
| Resource Type 2 - Installed Capacity (MW) | This is the installed capacity of the "Resource Type 2" expressed in MW.
| Resource Type 2 - Installed Capacity (MVA) | This is the installed capacity of the "Resource Type 2" expressed in MVA.
| Resource Type 3 | Defined as above for “Resource Type 2”
| Technology / Plant Type 3 | Defined as above for “Primary Technology / Plant Type”)
| CHP Cogeneration Type 3 | The simultaneous generation of usable heat and power (usually electricity) in a single process, thereby leading to reductions in the amount of wasted heat.
| Storage Duration Type 3 | Divide the storage capacity (MWh) by the installed capacity (MW) and round it down to the nearest 0.5 (half-hour). If the value is less than 0.5 before rounding, it could be rounded to 0.5 hours so that it is not zero.
| Resource Type 3 - Installed Capacity (MW) | This is the installed capacity of the "Resource Type 3" expressed in MW.
| Resource Type 3 - Installed Capacity (MVA) | This is the installed capacity of the "Resource Type 3" expressed in MVA.
| Flexible Connection (Yes/No) | Is the connection contingent on a flexible connection arrangement during system normal operating conditions such as Active Network Management (ANM)?
| Connection Status | “Connected" or "Accepted to Connect"?
| Last Updated | Date on which item was last updated in the register.
Already Connected
| Installed Generation Capacity (MVA): | This is the total generation connected at the site expressed in MVA.
| Export Capacity (MW) | This is the total MW export capacity permitted as per the connection agreement.
| Export Capacity (MVA) | This is the total MVA export capacity permitted as per the connection agreement.
| Import Capacity (MW) | This is the total MW import capacity permitted as per the connection agreement.
| Import Capacity (MVA) | This is the total MVA export capacity permitted as per the connection agreement.
| Date Connected | Date Project connected to network and energised.
Accepted to Connect
| Accepted to Connect Generation Capacity (MVA): | This is the total additional generation that is accepted to connect at the site expressed in MVA.
| Export Capacity (MW | This is the total additional MW export capacity permitted as per the connection agreement.
| Export Capacity (MVA) | This is the total additional MVA export capacity permitted as per the connection agreement.
| Import Capacity (MW) | This is the total additional MW import capacity permitted as per the connection agreement.
| Import Capacity (MVA) | This is the total additional MVA import capacity permitted as per the connection agreement.
| Date Accepted | Date customer contracted with GBSO/DNO/IDNO.
| Target Energisation Date | Estimated date of energisation. This date is likely to change to reflect the latest date notified by customers.
Services Provided
| Distribution Service Provider (Y/N) | Does the resource provide services to a DNO?
| Transmission Service Provider (Y/N | Does the resource provide services to the ESO or a TO?
| Reference | A unique reference to link to the Providing Services tab.
Reinforcement Works
| In a Connection Queue (Y/N) | This field indicates whether the "Accepted to Connect" resource is part of a connection queue.
| Distribution Reinforcement Reference | Unique reference to relevant distribution reinforcement required for connection.
| Transmission Reinforcement Reference | Unique reference to relevant transmission reinforcement required for connection.
Contacts and Other Information
Contact details If you believe that any details pertaining to your site or a specific site are incorrect then please use the contact details provided to notify us so that the details can be corrected in the next version.
Regional Maps To assist you in identifying the regions referred to in the register, we provide the following links to maps for our regions/areas
Heat Maps To assist you in understanding how the capacity of connected DER impacts on our network, we provide the following links to heat maps for our regions/areas
Note
For each site that meets the criteria to be included in its Embedded Capacity Register, each DNO/IDNO Party shall use reasonable endeavours to populate all fields in the Embedded Capacity Register. Where the DNO/IDNO Party does not hold data for a specific field for a specific site, then the DNO/IDNO Party will populate the relevant field with the words ‘data not available’.

## Register
1 | 2 | 3 | 4 | 5 | 6 | 7 | 8 | 9 | 10 | 11 | 12 | 13 | 14 | 15 | 16 | 17 | 18 | 19 | 20 | 21 | 22 | 23 | 24 | 25 | 26 | 27 | 28 | 29 | 30 | 31 | 32 | 33 | 34 | 35 | 36 | 37 | 38 | 39 | 40 | 41 | 42 | 43 | 44 | 45 | 46 | 47 | 48 | 49 | 50 | 51 | 52 | 53 | 54 | 55 | 56
General Data | [36 empty] | Already Connected | [5 empty] | Accepted to Connect | [6 empty] | Services Provided |  |  | Reinforcement Works
MPAN | Customer Name | Customer Site | Address Line 1 | Address Line 2 | Town/ City | County | Postcode | Country | Location (X-coordinate): Eastings (where data is held) | Location (y-coordinate): Northings (where data is held) | Grid Supply Point | Bulk Supply Point | Primary | Point of Connection (POC) Voltage (kV) | Licence Area | Primary Resource Type | Primary Technology/ Plant Type | CHP Cogeneration | Storage Duration | Primary Resource Type - Installed Capacity (MW) | Primary Resource Type - Installed Capacity (MVA): | Resource Type 2 | Technology / Plant Type 2 | CHP Cogeneration Type 2 | Storage Duration Type 2 | Resource Type 2 - Installed Capacity (MW) | Resource Type 2 - Installed Capacity (MVA) | Resource Type 3 | Technology / Plant Type 3 | CHP Cogeneration Type 3 | Storage Duration Type 3 | Resource Type 3 - Installed Capacity (MW) | Resource Type 3 - Installed Capacity (MVA) | Flexible Connection (Yes/No) | Connection Status | Last Updated | Installed Generation Capacity (MVA) | Export Capacity (MW) | Export Capacity (MVA) | Import Capacity (MW) | Import Capacity (MVA) | Date Connected | Accepted to Connect Generation Capacity (MVA) | Export Capacity (MW) | Export Capacity (MVA) | Import Capacity (MW) | Import Capacity (MVA) | Date Accepted | Target Energisation Date | Distribution Service Provider (Y/N) | Transmission Service Provider (Y/N) | Reference | In a Connection Queue (Y/N) | Distribution Reinforcement Reference | Transmission Reinforcement Reference
N/A | Kerry Group | Glenochil Yeast Factory | Tullibody Road |  | Menstrie | Clackmanshire | FK11 7ES | Scotland | 285787 | 696483 | GS-NS8995/001 DEVONSIDE GSP | N/A | Menstrie | 11 | SP Distribution Ltd | TBC | TBC | No | TBC | 1.96 | 2.0632 | - | - | - | - | - | - | - | - | - | - | - | - | No | Accepted to connect | 2020-09-14 | - | - | - | - | - | - | 1.96 | TBC | TBC | TBC | TBC | 2019-08-06 | TBC | N | TBC | TBC | N | N/A | TBC
1800060941210 | Greenspan Contractors Ltd | 105 Abercorn Street, Paisley | 105 | ABERCORN STREET | Paisley | Renfrewshire | PA3 4AT | Scotland | 295394 | 678757 | Paisley | N/A | Underwood | 11 | SP Distribution Ltd | Fossil Gas | Gas turbine (OCGT) | No | N/A | 4 | 4.2105 | - | - | - | - | - | - | - | - | - | - | - | - | No | Connected | 2020-09-14 | 4 | TBC | TBC | TBC | TBC | 2018-02-08 | - | - | - | - | - | - | - | N | TBC | TBC | N | N/A | TBC
N/A | VG Energy | Halls Burn | Stoneyhill Farm |  | Strathaven | South Lanarkshire | ML10 6RF | Scotland | 265851 | 637192 | Coylton | N/A | Darvel | 11 | SP Distribution Ltd | Wind | Onshore wind turbines | No | N/A | 2 | 2.1053 | - | - | - | - | - | - | - | - | - | - | - | - | No | Accepted to connect | 2020-09-14 | - | - | - | - | - | - | 2 | TBC | TBC | TBC | TBC | TBC | TBC | N | TBC | TBC | N | N/A | TBC
N/A | East Kilbride CGA Consortium | East Kilbride Community Growth Area Development | Eaglesham Road |  | Jackton | South Lanarkshire | G75 8YH | Scotland | 259651 | 652939 | TS-BUSB2 BUSBY 275kV | N/A | JACKTON | 11 | SP Distribution Ltd | TBC | TBC | No | TBC | 5.339 | 5.62 | - | - | - | - | - | - | - | - | - | - | - | - | No | Accepted to connect | 2020-11-11 | - | - | - | - | - | - | 5.339 | TBC | TBC | TBC | TBC | 2019-10-15 | TBC | N | TBC | TBC | N | N/A | TBC
N/A | Spectrumreserve4 Ltd | Abbotshaugh | Land to the West of Abbotshuagh Sawmill | Abbots Road | Falkirk | Stirlingshire | FK2 7XU | Scotland | 289966 | 681617 | Bainsford | N/A | Earls Road | 11 | SP Distribution Ltd | Fossil Gas | Gas turbine (OCGT) | No | N/A | 19.9 | 20.9474 | - | - | - | - | - | - | - | - | - | - | - | - | No | Accepted to connect | 2020-09-14 | - | - | - | - | - | - | 19.9 | TBC | TBC | TBC | TBC | TBC | TBC | N | TBC | TBC | N | N/A | TBC
1800060941210 | GREENSPAN CONTRACTORS LTD | Abercorn Heat and Power | Abercorn Street |  | Paisley | Renfrewshire | PA3 4AT | Scotland | 248487 | 664949 | Paisley | N/A | Paisley | 33 | SP Distribution Ltd | Fossil Gas | Gas turbine (OCGT) | No | N/A | 23 | 24.2105 | - | - | - | - | - | - | - | - | - | - | - | - | No | Connected | 2020-09-14 | 22.5 | TBC | TBC | TBC | TBC | TBC | - | - | - | - | - | - | - | N | TBC | TBC | N | N/A | TBC
1800060422847 | Aggreko Uk Limited | Aggreko Test Facility | Aggreko Production Facility | Lomondgate | Glasgow | Glasgow City | G82 3PD | Scotland | 239301 | 678175 | Strathleven | N/A | Strathleven | 11 | SP Distribution Ltd | Fossil oil | Engine (combustion / reciprocating) | No | N/A | 7 | 7.3684 | - | - | - | - | - | - | - | - | - | - | - | - | No | Connected | 2020-07-14 | 7 | 6.65 | 7 | 0.95 | 1 | 2011-07-01 | - | - | - | - | - | - | - | N | TBC | TBC | N | N/A | TBC
1800060159208 | Community Wind Power | Aikengall Windfarm | Aikengall Community Windfarm | Innerwick | Dunbar | East Lothian | EH42 1SG | Scotland | 369468 | 669455 | Dunbar | N/A | N/A | 33 | SP Distribution Ltd | Wind | Onshore wind turbines | No | N/A | 48 | 50.5263 | - | - | - | - | - | - | - | - | - | - | - | - | Yes | Connected | 2020-07-14 | 48 | TBC | TBC | TBC | TBC | 2008-12-09 | - | - | - | - | - | - | - | N | TBC | TBC | N | N/A | TBC
MSID 8340 | Wind Prospect Operations Ltd. | Airies Windfarm | Airies Windfarm |  | Newton Stewart | Dumfries and Galloway | DG8 0PE | Scotland | 229266 | 548481 | Newton Stewart | N/A | TBC | 33 | SP Distribution Ltd | Wind | Onshore wind turbines | No | N/A | 35 | 36.8421 | - | - | - | - | - | - | - | - | - | - | - | - | No | Connected | 2020-07-14 | 35 | TBC | TBC | TBC | TBC | 2017-03-15 | - | - | - | - | - | - | - | Y | TBC | TBC | Y | 615371069 | TBC
TBC | Aldi | Aldi Distribution Centre | Pottishaw Road |  | Bathgate | West Lothian | EH48 2FB | Scotland | 296982 | 666291 | Bathgate | N/A | Pyramid | 11 | SP Distribution Ltd | Solar | Photovoltaic | No | N/A | 1.3 | 1.3684 | - | - | - | - | - | - | - | - | - | - | - | - | No | Connected | 2020-09-14 | 1.3 | TBC | TBC | TBC | TBC | 2015-10-22 | - | - | - | - | - | - | - | N | TBC | TBC | N | N/A | TBC
MSID 8341 | No Info. | Andershaw W/F | Andershaw Windfarm | Crawfordjohn | Biggar | South Lanarkshire | ML12 6ZS | Scotland | 283500 | 625500 | Linnmill | N/A | TBC | TBC | SP Distribution Ltd | Wind | Onshore wind turbines | No | N/A | 36 | 37.8947 | - | - | - | - | - | - | - | - | - | - | - | - | No | Connected | 2020-07-14 | 36 | TBC | TBC | TBC | TBC | 2017-09-01 | - | - | - | - | - | - | - | N | TBC | TBC | N | N/A | TBC
1800060683709 | NTR Green Energy Holdings Limited | Ardoch & Over Enoch Windfarm | Ardoch And Over Enoch Windfarm | Over Enoch | Eaglesham | East Renfrewshire | G76 0PN | Scotland | 258534 | 649697 | East Kilbride South | N/A | N/A | 33 | SP Distribution Ltd | Wind | Onshore wind turbines | No | N/A | 16.1 | 16.9474 | - | - | - | - | - | - | - | - | - | - | - | - | No | Connected | 2020-09-14 | 16.1 | TBC | TBC | TBC | TBC | 2014-10-01 | - | - | - | - | - | - | - | N | TBC | TBC | N | N/A | TBC
N/A | AOE Windfarm Ltd | Ardoch Farm Bes | Ardoch Farm |  | Eaglesham | East Renfrewshire | G76 0PL | Scotland | 258534 | 649697 | Kilwinning | N/A | N/A | 33 | SP Distribution Ltd | Storage battery | Battery | No | TBC | 20 | 21.0526 | - | - | - | - | - | - | - | - | - | - | - | - | No | Accepted to connect | 2020-09-14 | - | - | - | - | - | - | 20 | TBC | TBC | TBC | TBC | TBC | TBC | N | TBC | TBC | N | N/A | TBC
TBC | Airtricity | Ardrossan Farm | Ardrossan Farm | Anderson Terrace | Ardrossan | North Ayrshire | KA22 8JP | Scotland | 223500 | 642500 | Saltcoats A | N/A | N/A | 33 | SP Distribution Ltd | Wind | Onshore wind turbines | No | N/A | 29.9 | 31.4737 | - | - | - | - | - | - | - | - | - | - | - | - | No | Connected | 2020-09-14 | 29.9 | TBC | TBC | TBC | TBC | 2003-12-19 | - | - | - | - | - | - | - | N | TBC | TBC | N | N/A | TBC
1800053883993 | SSE | Artfield Fell | Artfield Fell Windfarm |  | Newton Stewart | Dumfries and Galloway | DG8 0PD | Scotland | 222500 | 567500 | Glenluce | N/A | TBC | 33 | SP Distribution Ltd | Wind | Onshore wind turbines | No | N/A | 19.5 | 20.5263 | - | - | - | - | - | - | - | - | - | - | - | - | No | Connected | 2020-07-14 | 19.5 | TBC | TBC | TBC | TBC | 2005-06-23 | - | - | - | - | - | - | - | N | TBC | TBC | N | N/A | TBC
MSID 8347 | Falck Renewables | Assel Valley Windfarm | Assel Valley Windfarm |  | Girvan | South Ayrshire | KA26 0TS | Scotland | 223370 | 595995 | Maybole | N/A | N/A | 33 | SP Distribution Ltd | Wind | Onshore wind turbines | No | N/A | 29.95 | 31.5263 | - | - | - | - | - | - | - | - | - | - | - | - | No | Connected | 2020-09-14 | 29.95 | TBC | TBC | TBC | TBC | 2016-04-01 | - | - | - | - | - | - | - | Y | TBC | TBC | N | N/A | TBC
1800060523076 | TBC | Athletes Village Energy Centre | Athletes Village Energy Centre | Springfield Road | Glasgow | Glasgow City | G40 3HG | Scotland | 261895 | 663735 | Carntyne | N/A | David Street | 11 | SP Distribution Ltd | Other | Other | Yes | TBC | 1.6 | 1.6842 | - | - | - | - | - | - | - | - | - | - | - | - | No | Connected | 2020-09-14 | 1.6 | TBC | TBC | TBC | TBC | 2014-04-01 | - | - | - | - | - | - | - | N | TBC | TBC | N | N/A | TBC
TBC | Energ (Natural Power Enpl) | Auchenlea Landfill | Auchinlea Landfill | Carlisle road | Cleland | North Lanarkshire | ML1 5LR | Scotland | 281000 | 659000 | Newarthill | N/A | Newhouse (11KV) | 11 | SP Distribution Ltd | Waste | Gas turbine (OCGT) | No | N/A | 2.3 | 2.4211 | - | - | - | - | - | - | - | - | - | - | - | - | No | Connected | 2020-09-14 | 2.3 | TBC | TBC | TBC | TBC | 2003-05-22 | - | - | - | - | - | - | - | N | TBC | TBC | N | N/A | TBC
MSID 8348 | Auchrobert Wind Energy Limited | Auchroberts W/F | Auchroberts Windfarm |  | Lanark | South Lanarkshire | ML11 0HP | Scotland | 275154 | 638500 | Linnmill | N/A | TBC | 33 | SP Distribution Ltd | Wind | Onshore wind turbines | No | N/A | 36 | 37.8947 | - | - | - | - | - | - | - | - | - | - | - | - | No | Connected | 2020-07-14 | 36 | TBC | TBC | TBC | TBC | 2017-10-01 | - | - | - | - | - | - | - | N | TBC | TBC | N | N/A | TBC
TBC | Avondale Environmental Limited | Avondale Landfill Embedded Generator 3 | Avondale Quarry | Polmont | Falkirk | Falkirk Council Area | FK2 0YG | Scotland | 295394 | 678757 | Grangemouth A | N/A | Manuel | 11 | SP Distribution Ltd | Biofuel biogas from anaerobic digestion (excluding landfill & sewage) | Gas turbine (OCGT) | No | N/A | 3.3 | 3.4737 | - | - | - | - | - | - | - | - | - | - | - | - | No | Connected | 2020-09-14 | 3.3 | TBC | TBC | TBC | TBC | 2003-03-10 | - | - | - | - | - | - | - | N | TBC | TBC | N | N/A | TBC
TBC | Avondale Environmental Limited | Avondale Landfill Embedded Generator 4 | Avondale Quarry | Polmont | Falkirk | Falkirk Council Area | FK2 0YG | Scotland | 279384 | 645337 | Grangemouth A | N/A | Manuel | 11 | SP Distribution Ltd | Biofuel biogas from anaerobic digestion (excluding landfill & sewage) | Gas turbine (OCGT) | No | N/A | 3.3 | 3.4737 | - | - | - | - | - | - | - | - | - | - | - | - | No | Connected | 2020-09-14 | 3.3 | TBC | TBC | TBC | TBC | 2003-03-10 | - | - | - | - | - | - | - | N | TBC | TBC | N | N/A | TBC
TBC | Grangemouth Generation Ltd | Avondale Quarry (Pilot) | Avondale Quarry | Polmont | Falkirk | Falkirk Council Area | FK2 0YG | Scotland | 295367 | 678750 | Grangemouth | N/A | Manuel | 11 | SP Distribution Ltd | TBC | TBC | No | TBC | 2 | 2.1053 | - | - | - | - | - | - | - | - | - | - | - | - | No | Connected | 2020-08-14 | 2 | TBC | TBC | TBC | TBC | 2017-04-01 | - | - | - | - | - | - | - | N | TBC | TBC | N | N/A | TBC
N/A | Ayrshire Waste Management Ltd | Ayrshire Environmental Park | Ayrshire EFW |  | Tarbolton | East Ayrshire | KA5 5LZ | Scotland | 242148 | 628732 | Coylton | N/A | N/A | 33 | SP Distribution Ltd | Waste | Other | No | N/A | 12 | 12.6316 | - | - | - | - | - | - | - | - | - | - | - | - | No | Accepted to connect | 2020-09-14 | - | - | - | - | - | - | 12 | TBC | TBC | TBC | TBC | TBC | TBC | N | TBC | TBC | N | N/A | TBC
1800060830969 | Next Energy Capital | Balhearty Pv Solar Park | Balhearty Pv Farm | Coalsnaughton | Clackmannan | Clackmanshire | FK13 6NA | Scotland | 293723 | 695800 | Devonside | N/A | Dollar | 11 | SP Distribution Ltd | Solar | Photovoltaic | No | N/A | 4.99 | 5.2526 | - | - | - | - | - | - | - | - | - | - | - | - | No | Connected | 2020-09-14 | 4.99 | TBC | TBC | TBC | TBC | 2016-03-30 | - | - | - | - | - | - | - | N | TBC | TBC | N | N/A | TBC
TBC | Scottish Southern Energy | Balmurrie Fell Wind Farm | Balmurrie Fell Wind Farm |  | NEWTON STEWART | Dumfries and Galloway | DG8 0PD | Scotland | 238626 | 555982 | Glenluce | N/A | TBC | 33 | SP Distribution Ltd | Wind | Onshore wind turbines | No | N/A | 9.1 | 9.5789 | - | - | - | - | - | - | - | - | - | - | - | - | No | Connected | 2020-08-14 | 9.1 | TBC | TBC | TBC | TBC | 2012-09-01 | - | - | - | - | - | - | - | N | TBC | TBC | N | N/A | TBC
N/A | Wilson Renewables | Bank End Rig Extension Windfarm | Bank End Rig Ii Windfarm |  | Darvel | East Ayrshire | KA17 0NA | Scotland | 264000 | 633700 | Kilmarnock South | N/A | N/A | 33 | SP Distribution Ltd | Wind | Onshore wind turbines | No | N/A | 6.9 | 7.2632 | - | - | - | - | - | - | - | - | - | - | - | - | No | Accepted to connect | 2020-07-14 | - | - | - | - | - | - | 6.9 | TBC | TBC | TBC | TBC | TBC | TBC | N | TBC | TBC | N | N/A | TBC
1800060539971 | Becon Project Management | Bankend Rig Windfarm | Bankend Rig Windfarm | Waterhead Peelhill And Linbank Highway | Strathaven | South Lanarkshire | ML10 6RQ | Scotland | 265553 | 633692 | Kilmarnock South | N/A | N/A | 33 | SP Distribution Ltd | Wind | Onshore wind turbines | No | N/A | 14.3 | 15.0526 | - | - | - | - | - | - | - | - | - | - | - | - | No | Connected | 2020-07-14 | 14.3 | TBC | TBC | TBC | TBC | 2013-06-01 | - | - | - | - | - | - | - | N | TBC | TBC | N | N/A | TBC
TBC | William Tracey Ltd | Barkip Landfill | Barkip Anaerobic Digestion Plant | B707 | Barkip | North Ayrshire | KA24 4JJ | Scotland | 229333 | 650530 | Saltcoats | N/A | KILBIRNIE (11kV) | 11 | SP Distribution Ltd | Waste | Gas turbine (OCGT) | No | N/A | 1.2 | 1.2632 | - | - | - | - | - | - | - | - | - | - | - | - | No | Connected | 2020-09-14 | 1.2 | TBC | TBC | TBC | TBC | 2004-10-13 | - | - | - | - | - | - | - | N | TBC | TBC | N | N/A | TBC
TBC | William Tracey Ltd | Barkip Landfill No2 | Barkip Anaerobic Digestion Plant | B707 | Barkip | North Ayrshire | KA24 4GB | Scotland | 233264 | 650410 | Saltcoats B | N/A | Kilbirnie | 11 | SP Distribution Ltd | Biofuel biogas from anaerobic digestion (excluding landfill & sewage) | Gas turbine (OCGT) | No | N/A | 2.8 | 2.9474 | - | - | - | - | - | - | - | - | - | - | - | - | No | Connected | 2020-09-14 | 2.8 | TBC | TBC | TBC | TBC | 2011-10-11 | - | - | - | - | - | - | - | N | TBC | TBC | N | N/A | TBC
1800060532717 | Engie Wind Services Ltd | Barlockhart Moor | Barlockhart Moor Wind Farm | OF THE A747 | Glenluce | Dumfries and Galloway | DG8 0JQ | Scotland | 221183 | 555886 | Glenluce | N/A | TBC | 33 | SP Distribution Ltd | Wind | Onshore wind turbines | No | N/A | 10 | 10.5263 | - | - | - | - | - | - | - | - | - | - | - | - | No | Connected | 2020-07-14 | 10 | TBC | TBC | TBC | TBC | 2013-08-27 | - | - | - | - | - | - | - | N | TBC | TBC | N | N/A | TBC
N/A | West Coast Energy | Barlockhart Moor - Extension | Barlockhart Moor Wind Farm | Barlockhart Moor | Glenluce | Dumfries and Galloway | DG8 0JQ | Scotland | 222700 | 557109 | Glenluce | N/A | TBC | 33 | SP Distribution Ltd | Wind | Onshore wind turbines | No | N/A | 8.2 | 8.6316 | - | - | - | - | - | - | - | - | - | - | - | - | No | Accepted to connect | 2020-09-14 | - | - | - | - | - | - | 8.2 | TBC | TBC | TBC | TBC | TBC | TBC | N | TBC | TBC | N | N/A | TBC
1800060532692 | Edf | Barmoor Windfarm | Barmoor Wind Farm | Near Barmoor Ridge | Berwick-upon-Tweed | Northumberland | TD15 2QD | England | 397018 | 639026 | Berwick | N/A | HORNCLIFFE (33kV) | 33 | SP Distribution Ltd | Wind | Onshore wind turbines | No | N/A | 15 | 15.7895 | - | - | - | - | - | - | - | - | - | - | - | - | No | Connected | 2020-08-14 | 15 | TBC | TBC | TBC | TBC | 2014-06-20 | - | - | - | - | - | - | - | N | TBC | TBC | N | N/A | TBC
N/A | Environmental Energy Investments | Berryhill Farm Solar Array | Site To South Of Berryhill Far | Tak-Ma-Doon Road | Kilsyth | North Lanarkshire | G65 0RY | Scotland | 273164 | 679927 | Bonnybridge | N/A | TBC | TBC | SP Distribution Ltd | Solar | Photovoltaic | No | N/A | 4.8 | 5.0526 | - | - | - | - | - | - | - | - | - | - | - | - | No | Accepted to connect | 2020-07-14 | - | - | - | - | - | - | 4.8 | TBC | TBC | TBC | TBC | TBC | TBC | N | TBC | TBC | N | N/A | TBC
N/A | Attix Cic | Blackbarn Farm | Site To South East Of | Blackbarn Farm | Kilbirnie | North Ayrshire | KA25 7JZ | Scotland | 231548 | 656890 | Saltcoats A | N/A | TBC | TBC | SP Distribution Ltd | Hydro run of river | Hydro power system | No | N/A | 1 | 1.0526 | - | - | - | - | - | - | - | - | - | - | - | - | No | Accepted to connect | 2020-09-14 | - | - | - | - | - | - | 1 | TBC | TBC | TBC | TBC | TBC | TBC | N | TBC | TBC | N | N/A | TBC
1800054244598 | Res | Blackhill Windfarm | Blackhill Windfarm | Stobswood | Duns | Scottish Borders | TD11 3NT | Scotland | 373000 | 656300 | Eccles | N/A | DUNS (33kV) | 33 | SP Distribution Ltd | Wind | Onshore wind turbines | No | N/A | 28.6 | 30.1053 | - | - | - | - | - | - | - | - | - | - | - | - | No | Connected | 2020-07-14 | 28.6 | TBC | TBC | TBC | TBC | 2006-12-11 | - | - | - | - | - | - | - | N | TBC | TBC | N | N/A | TBC
1800060532735 | ENGIE Wind Services Ltd | Blantyre Muir Windfarm | Blantyre Muir Wind Farm | Newhousemill Road | Hamilton | South Lanarkshire | ML3 8RJ | Scotland | 268888 | 651781 | Strathaven | N/A | N/A | 33 | SP Distribution Ltd | Wind | Onshore wind turbines | No | N/A | 12.3 | 12.9474 | - | - | - | - | - | - | - | - | - | - | - | - | No | Connected | 2020-07-14 | 12.3 | TBC | TBC | TBC | TBC | 2014-02-05 | - | - | - | - | - | - | - | N | TBC | TBC | N | N/A | TBC
TBC | Messrs Stevenson, Watson And Brunton | Bonerbo Wind Turbines (Resubmission) | Balmonth And Drumrack Farms | Bonerbo | Dunino | Fife | KY16 8QQ | Scotland | 353841 | 707688 | Leven | N/A | Anstruther | 11 | SP Distribution Ltd | Wind | Onshore wind turbines | No | N/A | 1.5 | 1.5789 | - | - | - | - | - | - | - | - | - | - | - | - | No | Connected | 2020-09-14 | 1.5 | TBC | TBC | TBC | TBC | 2014-12-15 | - | - | - | - | - | - | - | N | TBC | TBC | N | N/A | TBC
1800053646224 | No Info. | Bonnington Power Station | Bonnington Power Station |  | Lanark | South Lanarkshire | ML11 9TB | Scotland | 289061 | 641763 | Linnmill | N/A | Corra Linn | 11 | SP Distribution Ltd | Hydro run of river | Hydro power system | No | N/A | 11 | 11.5789 | - | - | - | - | - | - | - | - | - | - | - | - | No | Connected | 2020-09-14 | 11 | TBC | TBC | TBC | TBC | 2000-01-01 | - | - | - | - | - | - | - | N | TBC | TBC | N | N/A | TBC
1800053648036 | RWE Renewables UK Ltd. | Bowbeat Windfarm (Emly Bank) | Bowbeat (Emlybank) | Bowbeat Windfarm | Gorebridge | Midlothian | EH23 4TE | Scotland | 329600 | 647500 | Kaimes | N/A | N/A | 33 | SP Distribution Ltd | Wind | Onshore wind turbines | No | N/A | 15 | 15.7895 | - | - | - | - | - | - | - | - | - | - | - | - | No | Connected | 2020-07-14 | 15 | TBC | TBC | TBC | TBC | 2014-04-01 | - | - | - | - | - | - | - | N | TBC | TBC | N | N/A | TBC
1800053648054 | RWE Renewables UK Ltd. | Bowbeat Windfarm (Roughsidehill) | Bowbeat (Roughsidehill) | FMC TECHNOLOGIES | Gorebridge | Midlothian | EH23 4TE | Scotland | 327658 | 652577 | Kaimes | N/A | N/A | 33 | SP Distribution Ltd | Wind | Onshore wind turbines | No | N/A | 15 | 15.7895 | - | - | - | - | - | - | - | - | - | - | - | - | No | Connected | 2020-07-14 | 15 | TBC | TBC | TBC | TBC | 2014-04-01 | - | - | - | - | - | - | - | N | TBC | TBC | N | N/A | TBC
N/A | Radio City Asscociation Ltd | Bridgend Kilbirnie 2.5MW | 1a Bridgend |  | Kilbirnie | North Ayrshire | KA25 7DF | Scotland | 231660 | 654679 | Johnstone | N/A | Lochwinnoch | 11 | SP Distribution Ltd | Wind | Onshore wind turbines | No | N/A | 2.5 | 2.6316 | - | - | - | - | - | - | - | - | - | - | - | - | No | Accepted to connect | 2020-09-14 | - | - | - | - | - | - | 2.5 | TBC | TBC | TBC | TBC | TBC | TBC | N | TBC | TBC | N | N/A | TBC
1800060552643 | John Prentice | Brockholes Wind Farm | Brockholes Farm House | Grantshouse | Duns | Scottish Borders | TD11 3RL | Scotland | 382080 | 663751 | Berwick | N/A | Ayton | 11 | SP Distribution Ltd | Wind | Onshore wind turbines | No | N/A | 2.4 | 2.5263 | - | - | - | - | - | - | - | - | - | - | - | - | No | Connected | 2020-08-14 | 2.4 | TBC | TBC | TBC | TBC | 2012-11-16 | - | - | - | - | - | - | - | N | TBC | TBC | N | N/A | TBC
TBC | TBC | Broomfield Wind Cluster | Broomfield Road |  | Netherburn | South Lanarkshire | ML9 3PP | Scotland | 277803 | 647459 | Wishaw | N/A | Larkhall | TBC | SP Distribution Ltd | Wind | Onshore wind turbines | No | N/A | 1 | 1.0526 | - | - | - | - | - | - | - | - | - | - | - | - | No | Connected | 2020-08-14 | 1 | TBC | TBC | TBC | TBC | TBC | - | - | - | - | - | - | - | N | TBC | TBC | N | N/A | TBC
N/A | Wind Estate | Brownhill Farm | West Benhar Road | Harthill | Shotts | North Lanarkshire | ML7 5TG | Scotland | 288880 | 662140 | Newarthill | N/A | TBC | TBC | SP Distribution Ltd | Wind | Onshore wind turbines | No | N/A | 8.4 | 8.8421 | - | - | - | - | - | - | - | - | - | - | - | - | No | Accepted to connect | 2020-07-14 | - | - | - | - | - | - | 8.4 | TBC | TBC | TBC | TBC | TBC | TBC | N | TBC | TBC | N | N/A | TBC
MSID 8360 | Res Ltd | Broxburn Energy Storage | 2 Illieston Castle Steading |  | Broxburn | West Lothian | EH52 5PD | Scotland | 309143 | 670530 | Broxburn | N/A | Broxburn | 33 | SP Distribution Ltd | Storage battery | Battery | No | TBC | 20 | 21.0526 | - | - | - | - | - | - | - | - | - | - | - | - | No | Connected | 2020-09-14 | 20 | TBC | TBC | TBC | TBC | 2018-03-08 | - | - | - | - | - | - | - | N | TBC | TBC | N | N/A | TBC
N/A | TBC | Burnbank Ge | Site to South of Burnbank Street | Greenhill | Coatbridge | North Lanarkshire | ML5 2EJ | Scotland | 274029 | 665891 | Coatbridge | N/A | N/A | 33 | SP Distribution Ltd | Fossil Gas | Gas turbine (OCGT) | No | N/A | 19.8 | 20.8421 | - | - | - | - | - | - | - | - | - | - | - | - | No | Accepted to connect | 2020-09-14 | - | - | - | - | - | - | 19.8 | TBC | TBC | TBC | TBC | TBC | TBC | N | TBC | TBC | N | N/A | TBC
N/A | Wind Prospect Developments | Burnfoot East Windfarm | Burnfoot East Windfarm |  | Tillicoultry | Clackmanshire | FK13 6NA | Scotland | 290930 | 703230 | Devonside | N/A | Devonside | 33 | SP Distribution Ltd | Wind | Onshore wind turbines | No | N/A | 10.8 | 11.3684 | - | - | - | - | - | - | - | - | - | - | - | - | No | Accepted to connect | 2020-09-14 | - | - | - | - | - | - | 10.8 | TBC | TBC | TBC | TBC | TBC | TBC | N | TBC | TBC | N | N/A | TBC
1800060372122 | Edf | Burnfoot Windfarm | Rhodders Farm | Stroud Road | Alva | Clackmanshire | FK12 5JY | Scotland | 290135 | 703250 | Devonside | N/A | Devonside | 33 | SP Distribution Ltd | Wind | Onshore wind turbines | No | N/A | 29.5 | 31.0526 | - | - | - | - | - | - | - | - | - | - | - | - | No | Connected | 2020-09-14 | 29.5 | 24.7 | 26 | 7.97 | 8.3895 | 2008-06-06 | - | - | - | - | - | - | - | N | TBC | TBC | N | N/A | TBC
1800060769747 | Wind Prospect Developments/ Edf | Burnhead Windfarm | Burnhead Moss Wind Farm |  | Falkirk | Falkirk Council Area | FK1 2JW | Scotland | 289158 | 670199 | Bathgate | N/A | Bathgate | 33 | SP Distribution Ltd | Wind | Onshore wind turbines | No | N/A | 26 | 27.3684 | - | - | - | - | - | - | - | - | - | - | - | - | No | Connected | 2020-09-14 | 26 | TBC | TBC | TBC | TBC | 2016-02-29 | - | - | - | - | - | - | - | N | TBC | TBC | N | N/A | TBC
TBC | TBC | Bush Energy Centre | Bush Farm Road |  | Edinburgh | Renfrewshire | EH25 9RG | Scotland | 325033 | 664250 | Kaimes | N/A | BUSH ESTATE (11kV) | 11 | SP Distribution Ltd | Other | Steam-gas turbine (CCGT) | Yes | TBC | 2.5 | 2.6316 | - | - | - | - | - | - | - | - | - | - | - | - | No | Connected | 2020-09-14 | 2.5 | TBC | TBC | TBC | TBC | TBC | - | - | - | - | - | - | - | N | TBC | TBC | N | N/A | TBC
N/A | Grid Reserve | Byers Brae Battery Storage | Ralston Cottage |  | Byers Brae | West Lothian | EH48 1JY | Scotland | 300794 | 669573 | Drumcross | N/A | N/A | 33 | SP Distribution Ltd | Storage battery | Battery | No | TBC | 29.9 | 31.4737 | - | - | - | - | - | - | - | - | - | - | - | - | No | Accepted to connect | 2020-09-14 | - | - | - | - | - | - | 29.9 | TBC | TBC | TBC | TBC | TBC | TBC | N | TBC | TBC | N | N/A | TBC
N/A | TBC | Calachem (Customer) | Earls Road |  | Glensburgh | Stirlingshire | FK3 8XG | Scotland | 291678 | 681406 | Grangemouth C | N/A | Avecia | 11 | SP Distribution Ltd | Other | Steam-gas turbine (CCGT) | Yes | TBC | 28 | 29.4737 | - | - | - | - | - | - | - | - | - | - | - | - | No | Accepted to connect | 2020-09-14 | - | - | - | - | - | - | 28 | TBC | TBC | TBC | TBC | TBC | TBC | N | TBC | TBC | N | N/A | TBC
N/A | Earls Gate Energy Centre | Calachem Fine Chemicals (Grangemouth) | Calachem Ltd | Earls Road | Grangemouth | Falkirk Council Area | FK3 8XG | Scotland | 291830 | 681210 | Grangemouth | N/A | Avecia | 11 | SP Distribution Ltd | Waste | Gas turbine (OCGT) | No | N/A | 21.5 | 22.6316 | - | - | - | - | - | - | - | - | - | - | - | - | No | Accepted to connect | 2020-09-14 | - | - | - | - | - | - | 21.5 | TBC | TBC | TBC | TBC | TBC | TBC | N | TBC | TBC | N | N/A | TBC
1800060642711 | Community Windpower Ltd (Cwl) | Calder Water Wind Farm | Calder Water Community Wind Farm | C138 Hairshaw Highway | Strathaven | South Lanarkshire | ML10 6QW | Scotland | 260869 | 640428 | East Kilbride South | N/A | TBC | 33 | SP Distribution Ltd | Wind | Onshore wind turbines | No | N/A | 39 | 41.0526 | - | - | - | - | - | - | - | - | - | - | - | - | No | Connected | 2020-07-14 | 39 | TBC | TBC | TBC | TBC | 2013-09-12 | - | - | - | - | - | - | - | N | TBC | TBC | N | N/A | TBC
N/A | Caledon Green Generation Ltd. | Caledon Green Gas | Land to South East of | 2 Caledon Green | Grangemouth | Stirlingshire | FK3 8TR | Scotland | 291575 | 681050 | Bainsford | N/A | N/A | 33 | SP Distribution Ltd | Fossil Gas | Gas turbine (OCGT) | No | N/A | 22.5 | 23.6842 | - | - | - | - | - | - | - | - | - | - | - | - | No | Accepted to connect | 2020-09-14 | - | - | - | - | - | - | 22.5 | TBC | TBC | TBC | TBC | TBC | TBC | N | TBC | TBC | N | N/A | TBC
TBC | Diageo Great Britain Limited | Cameron Bridge Distillery Chp | Cameronbridge Distillery |  | Leven | Fife | KY8 5RL | Scotland | 334498 | 700150 | Leven | N/A | Leven | 11 | SP Distribution Ltd | Other | Steam-gas turbine (CCGT) | Yes | TBC | 10.63 | 11.1895 | - | - | - | - | - | - | - | - | - | - | - | - | No | Connected | 2020-09-14 | 10.63 | TBC | TBC | TBC | TBC | 2010-11-26 | - | - | - | - | - | - | - | N | TBC | TBC | N | N/A | TBC
N/A | TBC | Camilla Energy Park Battery Storage | Camilla Farm | Auchtertool | Kirkcaldy | Fife | KY2 5XW | Scotland | 321756 | 690689 | Glenniston | N/A | N/A | 33 | SP Distribution Ltd | Storage battery | Battery | No | TBC | 50 | 52.6316 | - | - | - | - | - | - | - | - | - | - | - | - | No | Accepted to connect | 2020-08-14 | - | - | - | - | - | - | 50 | TBC | TBC | TBC | TBC | TBC | TBC | N | TBC | TBC | Y | 217898 | TBC
N/A | Edf Energy Renewables (Formerly Partnerships For Renewables/Camilty Wind Farm Llp) | Camilty Windfarm | Harburnhead Farm |  | West Calder | West Lothian | EH55 8RL | Scotland | 305615 | 659320 | Drumcross | N/A | TBC | TBC | SP Distribution Ltd | Wind | Onshore wind turbines | No | N/A | 21.6 | 22.7368 | - | - | - | - | - | - | - | - | - | - | - | - | No | Accepted to connect | 2020-07-14 | - | - | - | - | - | - | 21.6 | TBC | TBC | TBC | TBC | TBC | TBC | N | TBC | TBC | Y | 613253342 | TBC
N/A | TBC | Carbrain Gas | Land to the north east of Glenluce |  | Glenluce | TBC | TBC | Scotland | TBC | TBC | Cumbernauld | N/A | TBC | TBC | SP Distribution Ltd | Other | Other | No | TBC | 20 | 21.0526 | - | - | - | - | - | - | - | - | - | - | - | - | No | Accepted to connect | 2020-09-14 | - | - | - | - | - | - | 20 | TBC | TBC | TBC | TBC | TBC | TBC | N | TBC | TBC | N | N/A | TBC
1800060038656 | SSE (Airtricity) | Carcant Windfarm | Carcant Windfarm | Off B7007 | Near Middleton | Midlothian | EH38 | Scotland | 336250 | 652850 | Portobello | N/A | Lady VictoriaPortobello | 11 | SP Distribution Ltd | Wind | Onshore wind turbines | No | N/A | 6 | 6.3158 | - | - | - | - | - | - | - | - | - | - | - | - | No | Connected | 2020-09-14 | 6 | TBC | TBC | TBC | TBC | 2010-05-05 | - | - | - | - | - | - | - | N | TBC | TBC | N | N/A | TBC
N/A | Reliable Generation Ltd | Carmuirs Gas | Land to the South of A883 |  | Bonnybridge | Stirlingshire | FK4 1SN | Scotland | 284218 | 681134 | Bonnybridge | N/A | N/A | 33 | SP Distribution Ltd | Fossil Gas | Gas turbine (OCGT) | No | N/A | 19.9 | 20.9474 | - | - | - | - | - | - | - | - | - | - | - | - | No | Accepted to connect | 2020-11-11 | - | - | - | - | - | - | 19.9 | TBC | TBC | TBC | TBC | TBC | TBC | N | TBC | TBC | N | N/A | TBC
1800060652463 | John Laing Environmental Assets Group/ Reg Power Management | Carscreugh Renewable Energy Park | Carscreugh Wind Farm | Carscreugh Fell | Glenluce | Dumfries and Galloway | DG8 0PA | Scotland | 225000 | 555000 | Glenluce | N/A | TBC | 33 | SP Distribution Ltd | Wind | Onshore wind turbines | No | N/A | 15.3 | 16.1053 | - | - | - | - | - | - | - | - | - | - | - | - | No | Connected | 2020-07-14 | 15.3 | TBC | TBC | TBC | TBC | 2014-01-15 | - | - | - | - | - | - | - | N | TBC | TBC | N | N/A | TBC
1800053647413 | Drax Generation Enterprises Limited | Carsfad | Carsfad Power Station | St Johns Town of Dalry | Castle Douglas | Dumfries and Galloway | DG7 3ST | Scotland | 260374 | 586749 | Kendoon 11kV | N/A | Carsfad Hydro | 11 | SP Distribution Ltd | Hydro run of river | Hydro power system | No | N/A | 14 | 14.7368 | - | - | - | - | - | - | - | - | - | - | - | - | No | Connected | 2020-09-14 | 14 | TBC | TBC | TBC | TBC | 2016-04-01 | - | - | - | - | - | - | - | N | TBC | TBC | N | N/A | TBC
N/A | TBC | Castlemilk Windfarm | Shewalton Road | Riverside Business Park | Irvine | North Ayrshire | KA11 5AP | Scotland | 234490 | 636756 | Chapelcross | N/A | N/A | 33 | SP Distribution Ltd | Wind | Onshore wind turbines | No | N/A | 36 | 37.8947 | - | - | - | - | - | - | - | - | - | - | - | - | No | Accepted to connect | 2020-08-14 | - | - | - | - | - | - | 36 | TBC | TBC | TBC | TBC | TBC | TBC | N | TBC | TBC | N | N/A | TBC
1800060586926 | Sse | Cathkin Brae Wf | Cathkin Brae Park | Off Carmunnock Road | East Kilbride | South Lanarkshire | G73 4SE | Scotland | 261220 | 658203 | Giffnock | N/A | Castlemilk | 33 | SP Distribution Ltd | Wind | Onshore wind turbines | No | N/A | 2.6 | 2.7368 | - | - | - | - | - | - | - | - | - | - | - | - | No | Connected | 2020-07-14 | 2.6 | TBC | TBC | TBC | TBC | 2013-03-20 | - | - | - | - | - | - | - | N | TBC | TBC | N | N/A | TBC
1800053802415 | CLP Envirogas Limited | Cathkin Landfill | Cathkin Landfill Gas Power Generation | Cairnmuir Road | East Kilbride | South Lanarkshire | G73 4PY | Scotland | 262500 | 657500 | East Kilbride South | N/A | Common FM | 11 | SP Distribution Ltd | Biofuel landfill gas | Gas turbine (OCGT) | No | N/A | 4.2 | 4.4211 | - | - | - | - | - | - | - | - | - | - | - | - | No | Connected | 2020-09-14 | 4.2 | TBC | TBC | TBC | TBC | 2005-12-15 | - | - | - | - | - | - | - | N | TBC | TBC | N | N/A | TBC
1800060299865 | CLP Envirogas Limited | Cathkin Landfill Extension | Landfill Site | Cairnmuir Road | Glasgow | Glasgow City | G74 4GY | Scotland | 263008 | 657551 | Westburn Road | N/A | Whitlawburn | 11 | SP Distribution Ltd | Biofuel landfill gas | Gas turbine (OCGT) | No | N/A | 3.2 | 3.3684 | - | - | - | - | - | - | - | - | - | - | - | - | No | Connected | 2020-09-14 | 3.2 | TBC | TBC | TBC | TBC | 2010-02-26 | - | - | - | - | - | - | - | N | TBC | TBC | N | N/A | TBC
TBC | Centrica | Centrica Embedded Generation | 1 Waterfront Avenue |  | Edinburgh | Edinburgh City | EH5 1SG | Scotland | 322599 | 676992 | Telford Road | N/A | Pennywell Rd | TBC | SP Distribution Ltd | Fossil Gas | Gas turbine (OCGT) | No | N/A | 1.579 | 1.6621 | - | - | - | - | - | - | - | - | - | - | - | - | No | Connected | 2020-09-14 | 1.579 | TBC | TBC | TBC | TBC | 2013-01-09 | - | - | - | - | - | - | - | N | TBC | TBC | N | N/A | TBC
TBC | Charlesfield First Llp & Biogas Power | Charlesfield Biomass Chp Plant | Land East Of G A White Motors | Charlesfield Industrial Estate | St Boswells | Scottish Borders | TD6 0HG | Scotland | 358892 | 629839 | Galashiels | N/A | TBC | TBC | SP Distribution Ltd | Data Not Available | Steam-gas turbine (CCGT) | Yes | N/A | 10 | 10.5263 | - | - | - | - | - | - | - | - | - | - | - | - | No | Connected | 2020-09-14 | 10 | TBC | TBC | TBC | TBC | 2015-06-30 | - | - | - | - | - | - | - | N | TBC | TBC | N | N/A | TBC
N/A | TBC | Cic Quote, Off A6106 Newcraighall, Edinb | OFF A6106 | NEWCRAIGHALL | Edinburgh | Edinburgh City | EH15 3## | Scotland | TBC | TBC | Kaimes | N/A | TBC | TBC | SP Distribution Ltd | Solar | Photovoltaic | No | N/A | 4.983 | 5.2453 | - | - | - | - | - | - | - | - | - | - | - | - | No | Accepted to connect | 2020-08-14 | - | - | - | - | - | - | 4.983 | TBC | TBC | TBC | TBC | TBC | TBC | N | TBC | TBC | N | N/A | TBC
N/A | TBC | Cic, G83, International Business Gateway, Glasgow Road, Ingl | CIC, G83, International Business Gateway | Glasgow Road | Ingliston | Midlothian | EH28 8NJ | Scotland | 315561 | 672475 | GS-NT1871/031 SIGHTHILL GRID B | N/A | TBC | TBC | SP Distribution Ltd | TBC | TBC | No | TBC | 4.648 | 4.8926 | - | - | - | - | - | - | - | - | - | - | - | - | No | Accepted to connect | 2020-08-14 | - | - | - | - | - | - | 4.648 | TBC | TBC | TBC | TBC | 2019-10-23 | TBC | N | TBC | TBC | N | N/A | TBC
N/A | TBC | Cic, G98, Cammo, Edinburgh - Cala | Cammo Grove | Maybury Road | Armadale | West Lothian | EH4 8HA | Scotland | 318497 | 674765 | GS-NT1871/030 SIGHTHILL GRID A | N/A | TBC | TBC | SP Distribution Ltd | TBC | TBC | No | TBC | 1 | 1.0526 | - | - | - | - | - | - | - | - | - | - | - | - | No | Accepted to connect | 2020-07-14 | - | - | - | - | - | - | 1 | TBC | TBC | TBC | TBC | 2019-11-05 | TBC | N | TBC | TBC | N | N/A | TBC
N/A | TBC | Cic,G99, St James Shopping Centre | St James Shopping Centre | Leith Street | Edinburgh | Edinburgh City | EH1 3SJ | Scotland | 325871 | 674219 | GS-NT2675/002 SHRUBHILL GRID | N/A | TBC | TBC | SP Distribution Ltd | TBC | TBC | No | TBC | 12.5 | 13.1579 | - | - | - | - | - | - | - | - | - | - | - | - | No | Accepted to connect | 2020-07-14 | - | - | - | - | - | - | 12.5 | TBC | TBC | TBC | TBC | 2019-09-20 | TBC | N | TBC | TBC | N | N/A | TBC
N/A | TBC | Clydebank Balancing Services Plant | 2km to the east of Girvan |  | Girvan | South Ayrshire | TBC | Scotland | TBC | TBC | Govan | N/A | TBC | TBC | SP Distribution Ltd | Fossil Gas | Gas turbine (OCGT) | No | N/A | 20 | 21.0526 | - | - | - | - | - | - | - | - | - | - | - | - | No | Accepted to connect | 2020-09-14 | - | - | - | - | - | - | 20 | TBC | TBC | TBC | TBC | TBC | TBC | N | TBC | TBC | N | N/A | TBC
N/A | Golder Associates (Uk) Ltd/ Shore Energy | Coatbridge Material Recovery And Renewable Energy Facility | Land At Former Shanks & Mcewan Site 251 | Glasgow And Edinburgh Road | Coatbridge | North Lanarkshire | ML5 4UG | Scotland | 274352 | 662620 | Coatbridge | N/A | TBC | TBC | SP Distribution Ltd | TBC | TBC | No | TBC | 25 | 26.3158 | - | - | - | - | - | - | - | - | - | - | - | - | No | Accepted to connect | 2020-08-14 | - | - | - | - | - | - | 25 | TBC | TBC | TBC | TBC | TBC | TBC | N | TBC | TBC | N | N/A | TBC
1800060728866 | Energy Renewables LLP | Cowdenhead Windfarm | Standhill Farm |  | Bathgate | West Lothian | EH48 3AD | Scotland | 291566 | 667794 | Bathgate | N/A | Armadale | 11 | SP Distribution Ltd | Wind | Onshore wind turbines | No | N/A | 1.42 | 1.4947 | - | - | - | - | - | - | - | - | - | - | - | - | No | Connected | 2020-09-14 | 1.42 | TBC | TBC | TBC | TBC | 2015-12-18 | - | - | - | - | - | - | - | N | TBC | TBC | N | N/A | TBC
TBC | Norbord | Cowie Norboard Chp | Norbord Ltd | Station Road | Cowie | Stirling Council Area | FK7 7BW | Scotland | 284085 | 688685 | Stirling | N/A | COWIE (11kV) customer | 11 | SP Distribution Ltd | Other | Steam-gas turbine (CCGT) | Yes | TBC | 14 | 14.7368 | - | - | - | - | - | - | - | - | - | - | - | - | No | Connected | 2020-09-14 | 14 | TBC | TBC | TBC | TBC | 2008-02-01 | - | - | - | - | - | - | - | N | TBC | TBC | N | N/A | TBC
MSID 8363 | Becon Project Management | Craig Ii Wind Farm | 2 Kemrabank | Westkirk | Langholm | Dumfries and Galloway | DG13 ONZ | Scotland | 202000 | 557000 | Chapelcross | N/A | Langholm | 11 | SP Distribution Ltd | Wind | Onshore wind turbines | No | N/A | 4.7 | 4.9474 | - | - | - | - | - | - | - | - | - | - | - | - | No | Connected | 2020-07-14 | 4.7 | TBC | TBC | TBC | TBC | 2016-12-31 | - | - | - | - | - | - | - | Y | TBC | TBC | N | N/A | TBC
1800054640924 | Becon Project Management | Craig Wind Farm | Craig Wind Farm Ltd | Watchhall Road | Craig | Dumfries and Galloway | DG13 0NZ | Scotland | 331995 | 586055 | Chapelcross | N/A | Langholm | 11 | SP Distribution Ltd | Wind | Onshore wind turbines | No | N/A | 8 | 8.4211 | - | - | - | - | - | - | - | - | - | - | - | - | No | Connected | 2020-07-14 | 8 | TBC | TBC | TBC | TBC | 2007-10-01 | - | - | - | - | - | - | - | N | TBC | TBC | N | N/A | TBC
1800060904929 | Cleanearth Energy Ltd | Craigannet Wind Turbine | Easter Craigannet | Bridge Telford | Denny | Falkirk Council Area | FK6 5JL | Scotland | 271250 | 685550 | Bonnybridge | N/A | Bonnybridge GSP | 33 | SP Distribution Ltd | Wind | Onshore wind turbines | No | N/A | 1.5 | 1.5789 | - | - | - | - | - | - | - | - | - | - | - | - | No | Connected | 2020-09-14 | 1.5 | TBC | TBC | TBC | TBC | 2017-03-30 | - | - | - | - | - | - | - | N | TBC | TBC | N | N/A | TBC
1800060289510 | ENGIE Wind Services Ltd | Craigengelt Windfarm | Craigengelt Wind Farm | C10 From C55 Whins Of Milton To B818 | Stirling | Stirlingshire | FK7 9QX | Scotland | 272451 | 686495 | Stirling | N/A | Stirling GSP | 33 | SP Distribution Ltd | Wind | Onshore wind turbines | No | N/A | 20 | 21.0526 | - | - | - | - | - | - | - | - | - | - | - | - | No | Connected | 2020-09-14 | 20 | TBC | TBC | TBC | TBC | 2010-01-04 | - | - | - | - | - | - | - | N | TBC | TBC | N | N/A | TBC
N/A | TBC | Craighton & Spittalhill Windfarm | Fintry Hills |  | Fintry | Stirlingshire | G63 0LR | Scotland | 260829 | 689331 | Strathleven | N/A | TBC | TBC | SP Distribution Ltd | Wind | Onshore wind turbines | No | N/A | 21 | 22.1053 | - | - | - | - | - | - | - | - | - | - | - | - | No | Accepted to connect | 2020-08-14 | - | - | - | - | - | - | 21 | TBC | TBC | TBC | TBC | TBC | TBC | N | TBC | TBC | N | N/A | TBC
N/A | Forsa (Formerly 2020 Renewables/Velocita) | Crookedstane Farm | Crookedstane Farm |  | Biggar | South Lanarkshire | ML12 6RL | Scotland | 296607 | 615168 | Chapelcross | N/A | TBC | TBC | SP Distribution Ltd | Wind | Onshore wind turbines | No | N/A | 11.4 | 12 | - | - | - | - | - | - | - | - | - | - | - | - | No | Accepted to connect | 2020-07-14 | - | - | - | - | - | - | 11.4 | TBC | TBC | TBC | TBC | TBC | TBC | N | TBC | TBC | N | N/A | TBC
TBC | Fred Olsen Renewables | Crystal Rig Extn Windfarm | Crystal Rig Extn Windfarm |  | Duns | Scottish Borders | TD11 3SR | Scotland | 368350 | 665650 | Dunbar | N/A | TBC | TBC | SP Distribution Ltd | Wind | Onshore wind turbines | No | N/A | 12.5 | 13.1579 | - | - | - | - | - | - | - | - | - | - | - | - | No | Connected | 2020-07-14 | 12.5 | TBC | TBC | TBC | TBC | 2005-04-01 | - | - | - | - | - | - | - | N | TBC | TBC | N | N/A | TBC
1800053653852 | No Info. | Crystal Rig Windfarm | Crystal Rig Windfarm | By Scottishpower 132/33Kv Substation | Dunbar | East Lothian | EH42 1RG | Scotland | 365058 | 677042 | Dunbar | N/A | TBC | 33 | SP Distribution Ltd | Wind | Onshore wind turbines | No | N/A | 50 | 52.6316 | - | - | - | - | - | - | - | - | - | - | - | - | No | Connected | 2020-07-14 | 50 | TBC | TBC | TBC | TBC | 2005-04-01 | - | - | - | - | - | - | - | N | TBC | TBC | N | N/A | TBC
N/A | Culraven solar Ltd | Culraven | Pv Plant | Culraven | Kirkcudbright | Dumfries and Galloway | DG6 4SU | Scotland | 263989 | 549517 | Tongland | N/A | TBC | 33 | SP Distribution Ltd | Solar | Photovoltaic | No | N/A | 29.9 | 31.4737 | - | - | - | - | - | - | - | - | - | - | - | - | No | Accepted to connect | 2020-09-14 | - | - | - | - | - | - | 29.9 | TBC | TBC | TBC | TBC | 2019-12-10 | TBC | N | TBC | TBC | N | N/A | TBC
N/A | Immersa ltd | Cuttlehill Farm Battery Storage | Land to the East of Cuttlehill Farm |  | Crossgates | Fife | KY4 8HD | Scotland | 315622 | 689381 | Glenniston | N/A | TBC | TBC | SP Distribution Ltd | Storage battery | Battery | No | TBC | 25 | 26.3158 | - | - | - | - | - | - | - | - | - | - | - | - | No | Accepted to connect | 2020-08-14 | - | - | - | - | - | - | 25 | TBC | TBC | TBC | TBC | TBC | TBC | N | TBC | TBC | N | N/A | TBC
N/A | TBC | Dalmarnock Trading Estate No Bess | Dalmarnock Road |  | Glasgow | North Lanarkshire | G73 1AE | Scotland | 278067 | 669604 | Dalmarnock | N/A | TBC | TBC | SP Distribution Ltd | Storage battery | Battery | No | TBC | 29.9 | 31.4737 | - | - | - | - | - | - | - | - | - | - | - | - | No | Accepted to connect | 2020-09-14 | - | - | - | - | - | - | 29.9 | TBC | TBC | TBC | TBC | TBC | TBC | N | TBC | TBC | N | N/A | TBC
N/A | H20 Hydro Ltd | Cumberhead West Wind Farm | Poniel Private Road | Douglas | Lanark | South Lanarkshire | ML11 0RL | Scotland | 284508 | 634724 | Linnmill | N/A | TBC | TBC | SP Distribution Ltd | Other | Steam-gas turbine (CCGT) | Yes | TBC | 1 | 1.0526 | - | - | - | - | - | - | - | - | - | - | - | - | No | Accepted to connect | 2020-09-14 | - | - | - | - | - | - | 1 | TBC | TBC | TBC | TBC | TBC | TBC | N | TBC | TBC | N | N/A | TBC
MSID 8183 | INFINIS | Dalswinton | Dalswinton Wind Farm |  | Dumfries | Dumfries and Galloway | DG2 0XY | Scotland | 295000 | 589000 | Dumfries | N/A | TBC | 33 | SP Distribution Ltd | Wind | Onshore wind turbines | No | N/A | 30 | 31.5789 | - | - | - | - | - | - | - | - | - | - | - | - | No | Connected | 2020-07-14 | 30 | TBC | TBC | TBC | TBC | 2008-03-15 | - | - | - | - | - | - | - | N | TBC | TBC | N | N/A | TBC
1800060728839 | Locogen Energy Services Limited | Damhead Farm Wind Turbine | Damhead Farm | Bowhouse Road | Airdrie | North Lanarkshire | ML6 8PW | Scotland | 279061 | 663992 | Newarthill | N/A | Towers Road | 11 | SP Distribution Ltd | Wind | Onshore wind turbines | No | N/A | 2 | 2.1053 | - | - | - | - | - | - | - | - | - | - | - | - | No | Connected | 2020-09-14 | 2 | TBC | TBC | TBC | TBC | 2015-01-23 | - | - | - | - | - | - | - | N | TBC | TBC | N | N/A | TBC
TBC | TBC | Dean Foods Wind | Strathore Farm | Strathore Road | Thornton | Fife | KY1 4DX | Scotland | 326978 | 697298 | Redhouse | N/A | REDHOUSE (11kV) | 11 | SP Distribution Ltd | Wind | Onshore wind turbines | No | N/A | 1.5 | 1.5789 | - | - | - | - | - | - | - | - | - | - | - | - | No | Connected | 2020-08-14 | 1.5 | TBC | TBC | TBC | TBC | TBC | - | - | - | - | - | - | - | N | TBC | TBC | N | N/A | TBC
TBC | Scottish Water | Deerdykes Wwtw | Dunswood Road |  | Cumbernauld | North Lanarkshire | G67 3EN | Scotland | 277924 | 676998 | Cumbernauld | N/A | Condorrat | 11 | SP Distribution Ltd | Waste | Gas turbine (OCGT) | No | N/A | 2 | 2.1053 | - | - | - | - | - | - | - | - | - | - | - | - | No | Connected | 2020-09-14 | 2 | TBC | TBC | TBC | TBC | 2010-01-17 | - | - | - | - | - | - | - | N | TBC | TBC | N | N/A | TBC
TBC | TBC | Devro | Gartferry Road |  | Moodiesburn | Lanarkshire | G69 0JE | Scotland | 270691 | 671470 | Cumbernauld | N/A | Gartferry Road (11KV) | 11 | SP Distribution Ltd | Other | Steam-gas turbine (CCGT) | Yes | TBC | 2.3 | 2.4211 | - | - | - | - | - | - | - | - | - | - | - | - | No | Connected | 2020-09-14 | 2.3 | TBC | TBC | TBC | TBC | TBC | - | - | - | - | - | - | - | N | TBC | TBC | N | N/A | TBC
N/A | Scottish Centre For Regenerative Medicine Scrm | Scottish Centre For Regenerative Medicine SCRM | Little France Drive |  | Edinburgh | Edinburgh City | EH16 4UU | Scotland | 329475 | 670374 | TBC | N/A | TBC | TBC | SP Distribution Ltd | TBC | TBC | No | TBC | 1.5 | 1.5789 | - | - | - | - | - | - | - | - | - | - | - | - | No | Accepted to connect | 2020-09-14 | - | - | - | - | - | - | 1.5 | TBC | TBC | TBC | TBC | 2019-07-22 | TBC | N | TBC | TBC | N | N/A | TBC
TBC | Diageo | Diageo Biomass Energy Project | Cameronbridge Distillery | Cameron Bridge | Leven | Fife | KY8 5RL | Scotland | 334567 | 700177 | Redhouse | N/A | TBC | TBC | SP Distribution Ltd | Biomass | Gas turbine (OCGT) | No | N/A | 5.5 | 5.7895 | - | - | - | - | - | - | - | - | - | - | - | - | No | Connected | 2020-09-14 | 5.5 | TBC | TBC | TBC | TBC | 2013-05-08 | - | - | - | - | - | - | - | N | TBC | TBC | N | N/A | TBC
TBC | Diageo | Diageo Bottling Plant Chp | Banbeath Industrial Estate |  | Leven | Fife | KY8 5HD | Scotland | 337006 | 701509 | Leven | N/A | LEVEN (11kV) | 11 | SP Distribution Ltd | Other | Steam-gas turbine (CCGT) | Yes | TBC | 7.16 | 7.5368 | - | - | - | - | - | - | - | - | - | - | - | - | No | Connected | 2020-09-14 | 7.16 | TBC | TBC | TBC | TBC | TBC | - | - | - | - | - | - | - | N | TBC | TBC | N | N/A | TBC
N/A | Douglas West Extension / 3R Energy Solutions | Douglas West Wind Farm (Extension) | Site West Of Junction 11 Of M7 |  | Lesmahagow | South Lanarkshire | ML11 0NN | Scotland | 280968 | 634257 | Linnmill | N/A | TBC | TBC | SP Distribution Ltd | Storage battery | Battery | No | TBC | 20 | 21.0526 | - | - | - | - | - | - | - | - | - | - | - | - | No | Accepted to connect | 2020-08-14 | - | - | - | - | - | - | 20 | TBC | TBC | TBC | TBC | TBC | TBC | N | TBC | TBC | N | N/A | TBC
N/A | Dover Yard | Doveryard Energy Centre (Oldhall Industrial) | Oldhall West Industrial Estate | Murdoch Place | Irvine | North Ayrshire | KA11 5DG | Scotland | 233712 | 636561 | Kilmarnock South | N/A | N/A | 33 | SP Distribution Ltd | Waste | Gas turbine (OCGT) | No | N/A | 15 | 15.7895 | - | - | - | - | - | - | - | - | - | - | - | - | No | Accepted to connect | 2020-09-14 | - | - | - | - | - | - | 15 | TBC | TBC | TBC | TBC | TBC | TBC | N | TBC | TBC | Y | 613149674 | TBC
1800060743961 | Locogen Energy Services Limited | Draffen Marshill Windfarm | Draffan Marshill Wind Turbine | Marshill Farm | Lesmahagow | South Lanarkshire | ML11 9PW | Scotland | 279384 | 645337 | Wishaw | N/A | Larkhall (11KV) | 11 | SP Distribution Ltd | Wind | Onshore wind turbines | No | N/A | 3.4 | 3.5789 | - | - | - | - | - | - | - | - | - | - | - | - | No | Connected | 2020-07-14 | 3.4 | TBC | TBC | TBC | TBC | 2015-08-09 | - | - | - | - | - | - | - | N | TBC | TBC | N | N/A | TBC
1800060445659 | Greencoat | Drone Hill Windfarm | Natural Power | Drone Hill Windfarm | Eyemouth | Scottish Borders | TD14 5TX | Scotland | 383719 | 667227 | Berwick | N/A | N/A | 33 | SP Distribution Ltd | Wind | Onshore wind turbines | No | N/A | 29.4 | 30.9474 | - | - | - | - | - | - | - | - | - | - | - | - | No | Connected | 2020-07-14 | 29.4 | TBC | TBC | TBC | TBC | 2012-02-15 | - | - | - | - | - | - | - | N | TBC | TBC | N | N/A | TBC
N/A | Muirhall Energy | Drumcross Ess | Auchengray |  | Carnwath | Lanarkshire | ML11 8LL | Scotland | 299595 | 652160 | Drumcross | N/A | TBC | 33 | SP Distribution Ltd | Storage battery | Battery | No | TBC | 29.9 | 31.4737 | - | - | - | - | - | - | - | - | - | - | - | - | No | Accepted to connect | 2020-09-14 | - | - | - | - | - | - | 29.9 | TBC | TBC | TBC | TBC | TBC | TBC | N | TBC | TBC | N | N/A | TBC
1800060917500 | Green Power | Drumduff Windfarm | Drumduff Windfarm (Near Heights Road) | Heights Road | Blackridge | West Lothian | EH48 3SW | Scotland | 288877 | 669339 | Bathgate | N/A | Muckraw | 11 | SP Distribution Ltd | Wind | Onshore wind turbines | No | N/A | 6 | 6.3158 | - | - | - | - | - | - | - | - | - | - | - | - | No | Connected | 2020-09-14 | 6 | TBC | TBC | TBC | TBC | 2017-06-25 | - | - | - | - | - | - | - | N | TBC | TBC | N | N/A | TBC
N/A | Muirhall Energy (Formerly Infinis) | Drumelzie | Land North Of Blawhorn Moss |  | Blackridge | West Lothian | EH48 3AW | Scotland | 288864 | 669037 | Bathgate | N/A | TBC | TBC | SP Distribution Ltd | Wind | Onshore wind turbines | No | N/A | 1.5 | 1.5789 | - | - | - | - | - | - | - | - | - | - | - | - | No | Accepted to connect | 2020-07-14 | - | - | - | - | - | - | 1.5 | TBC | TBC | TBC | TBC | TBC | TBC | N | TBC | TBC | N | N/A | TBC
N/A | Capbal | Drumfad Battery Storage | Land North East Of Blackhill, Luss Road | Argyll And Bute | Helensburgh | Argyll and Bute | G84 9EE | Scotland | 231381 | 684279 | Helensburgh | N/A | N/A | 33 | SP Distribution Ltd | Storage battery | Battery | No | TBC | 29.9 | 31.4737 | - | - | - | - | - | - | - | - | - | - | - | - | No | Accepted to connect | 2020-07-14 | - | - | - | - | - | - | 29.9 | TBC | TBC | TBC | TBC | TBC | TBC | N | TBC | TBC | N | N/A | TBC
1800053647496 | Natural Power | Forrest lodge Power Station | Drumjohn Power Station | Drumjohn | Castle Douglas | Dumfries and Galloway | DG7 3TJ | Scotland | 252197 | 597353 | Kendoon 11kV | N/A | TBC | 11 | SP Distribution Ltd | Hydro run of river | Hydro power system | No | N/A | 2.2 | 2.3158 | - | - | - | - | - | - | - | - | - | - | - | - | No | Connected | 2020-09-14 | 2.2 | TBC | TBC | TBC | TBC | TBC | - | - | - | - | - | - | - | N | TBC | TBC | N | N/A | TBC
1800054535820 | Infinis | Drummond Moor Landfill Generator | Drummond Moor |  | Penicuik | Midlothian | EH26 8QF | Scotland | 332700 | 665980 | Portobello | N/A | Lady Victoria | 11 | SP Distribution Ltd | Biofuel sewage gas | Gas turbine (OCGT) | No | N/A | 2 | 2.1053 | - | - | - | - | - | - | - | - | - | - | - | - | No | Connected | 2020-09-14 | 2 | TBC | TBC | TBC | TBC | 2006-12-06 | - | - | - | - | - | - | - | N | TBC | TBC | N | N/A | TBC
N/A | Viridor | Dunbar Efw (Previously Oxwellmains Efw) | Dunbar Landfill Site | Oxwellmains | Dunbar | East Lothian | EH42 1SW | Scotland | 371051 | 675563 | Dunbar | N/A | TBC | TBC | SP Distribution Ltd | Waste | Gas turbine (OCGT) | No | N/A | 25.6 | 26.9474 | - | - | - | - | - | - | - | - | - | - | - | - | No | Accepted to connect | 2020-09-14 | - | - | - | - | - | - | 25.6 | TBC | TBC | TBC | TBC | TBC | TBC | N | TBC | TBC | N | N/A | TBC
N/A | Amazon Uk Services/ Push Energy | Dunfermline Edi4 | Amazon Management Office | Amazon Way | Dunfermline | Fife | KY11 8XT | Scotland | 313506 | 686540 | Dunfermline | N/A | TBC | TBC | SP Distribution Ltd | Solar | Photovoltaic | No | N/A | 1.9 | 2 | - | - | - | - | - | - | - | - | - | - | - | - | No | Accepted to connect | 2020-07-14 | - | - | - | - | - | - | 1.9 | TBC | TBC | TBC | TBC | TBC | TBC | N | TBC | TBC | N | N/A | TBC
1800060740297 | Reg Power Management | Dungavel Windfarm | Dungavel Hill Wind Farm | Muirkirk Road | Strathaven | South Lanarkshire | ML10 6RF | Scotland | 267954 | 636995 | East Kilbride South | N/A | N/A | 33 | SP Distribution Ltd | Wind | Onshore wind turbines | No | N/A | 29.9 | 31.4737 | - | - | - | - | - | - | - | - | - | - | - | - | No | Connected | 2020-07-14 | 29.9 | TBC | TBC | TBC | TBC | 2015-08-25 | - | - | - | - | - | - | - | N | TBC | TBC | N | N/A | TBC
N/A | Malcolm J Hamilton & Sons | Duniface Farm Gas Generation | Duniface Farm |  | Windygates | Fife | KY8 5RH | Scotland | 335100 | 700700 | Leven | N/A | N/A | 33 | SP Distribution Ltd | Fossil Gas | Gas turbine (OCGT) | No | N/A | 19.9 | 20.9474 | - | - | - | - | - | - | - | - | - | - | - | - | No | Accepted to connect | 2020-09-14 | - | - | - | - | - | - | 19.9 | TBC | TBC | TBC | TBC | TBC | TBC | N | TBC | TBC | Y | 615027538 | TBC
1800053647246 | ScottishPower Renewables | Dunlaw Windfarm | Dun Law Windfarm |  | Lauder | Scottish Borders | TD2 6PN | Scotland | 347069 | 657344 | Galashiels | N/A | N/A | 33 | SP Distribution Ltd | Wind | Onshore wind turbines | No | N/A | 17.2 | 18.1053 | - | - | - | - | - | - | - | - | - | - | - | - | No | Connected | 2020-07-14 | 17.2 | TBC | TBC | TBC | TBC | 2000-05-12 | - | - | - | - | - | - | - | N | TBC | TBC | N | N/A | TBC
1800053653913 | Natural Power | Dunlop Landfill Gas Scheme | Craignaught Landfill |  | Lugton | East Ayrshire | KA3 4EH | Scotland | 244600 | 651500 | Kilmarnock Town | N/A | Stewarton | 11 | SP Distribution Ltd | Biofuel landfill gas | Gas turbine (OCGT) | No | N/A | 2.4 | 2.5263 | - | - | - | - | - | - | - | - | - | - | - | - | No | Connected | 2020-09-14 | 2.4 | TBC | TBC | TBC | TBC | 2003-04-15 | - | - | - | - | - | - | - | N | TBC | TBC | N | N/A | TBC
N/A | Dunnikier Power Generation | Dunnikier | Wheatfield Road |  | KIRKCALDY | Fife | KY1 3NU | Scotland | 328492 | 694757 | Redhouse | N/A | TBC | TBC | SP Distribution Ltd | Data Not Available | Other | No | N/A | 30 | 31.5789 | - | - | - | - | - | - | - | - | - | - | - | - | No | Accepted to connect | 2020-09-14 | - | - | - | - | - | - | 30 | TBC | TBC | TBC | TBC | TBC | TBC | N | TBC | TBC | N | N/A | TBC
1800054198374 | Natural Power | Earlsburn Windfarm | Earlsburn Wind Farm | C10 From C55 Whins Of Milton To B818 | Stirling | Stirlingshire | FK7 9QX | Scotland | 269652 | 688422 | Bonnybridge | N/A | Bonnybridge GSP | 33 | SP Distribution Ltd | Wind | Onshore wind turbines | No | N/A | 35 | 36.8421 | - | - | - | - | - | - | - | - | - | - | - | - | No | Connected | 2020-09-14 | 35 | TBC | TBC | TBC | TBC | 2006-11-02 | - | - | - | - | - | - | - | N | TBC | TBC | N | N/A | TBC
1800060673231 | Res | Earlseat Windfarm | Carbon Free Earlseat Ltd | Standing Stane Road | Kirkcaldy | Fife | KY1 4TH | Scotland | 332961 | 698416 | Redhouse | N/A | Redhouse GSP | 33 | SP Distribution Ltd | Wind | Onshore wind turbines | No | N/A | 16 | 16.8421 | - | - | - | - | - | - | - | - | - | - | - | - | No | Connected | 2020-09-14 | 16 | TBC | TBC | TBC | TBC | 2014-06-20 | - | - | - | - | - | - | - | N | TBC | TBC | N | N/A | TBC
1800053647520 | Drax Generation Enterprises Limited | EARLSTOUN HYDRO 1 | Earlstoun Power Station | 1936 A762 | Castle Douglas | Dumfries and Galloway | DG7 3SR | Scotland | 261410 | 582077 | Glenlee 132 | N/A | TS-EAST T1 EARLSTOUN | 11 | SP Distribution Ltd | Hydro run of river | Hydro power system | No | N/A | 7 | 7.3684 | - | - | - | - | - | - | - | - | - | - | - | - | No | Connected | 2020-09-14 | 7 | TBC | TBC | TBC | TBC | 2016-04-01 | - | - | - | - | - | - | - | N | TBC | TBC | N | N/A | TBC
1800053653700 | Drax Generation Enterprises Limited | EARLSTOUN HYDRO 2 | Earlstoun Power Station | 1936 A762 | Castle Douglas | Dumfries and Galloway | DG7 3SR | Scotland | 261586 | 582077 | Glenlee 132 | N/A | TS-EAST T1 EARLSTOUN | 11 | SP Distribution Ltd | Hydro run of river | Hydro power system | No | N/A | 7 | 7.3684 | - | - | - | - | - | - | - | - | - | - | - | - | No | Connected | 2020-09-14 | 7 | TBC | TBC | TBC | TBC | 2016-04-01 | - | - | - | - | - | - | - | N | TBC | TBC | N | N/A | TBC
N/A | Grid Connection Consulting | East Mains Generating Plant | 24 Grange Knowe |  | LINLITHGOW | West Lothian | EH49 7HX | Scotland | 301556 | 677809 | Broxburn | N/A | EAST MAINS (11KV) | 11 | SP Distribution Ltd | Fossil Gas | Gas turbine (OCGT) | No | N/A | 10 | 10.5263 | - | - | - | - | - | - | - | - | - | - | - | - | No | Accepted to connect | 2020-09-14 | - | - | - | - | - | - | 10 | TBC | TBC | TBC | TBC | TBC | TBC | N | TBC | TBC | N | N/A | TBC
N/A | TBC | Easter Kilhwiss Farm Solar | Easter Kilwhiss Farm |  | Giffordtown | Fife | KY15 7UR | Scotland | 327943 | 710849 | Cupar | N/A | TBC | TBC | SP Distribution Ltd | Solar | Photovoltaic | No | N/A | 29.9 | 31.4737 | - | - | - | - | - | - | - | - | - | - | - | - | No | Accepted to connect | 2020-07-14 | - | - | - | - | - | - | 29.9 | TBC | TBC | TBC | TBC | 2019-08-09 | TBC | N | TBC | TBC | N | N/A | TBC
1800060904079 | TBC | Energen Biogas | 3A | Dunnswood Road | Glasgow | Glasgow City | G67 3EN | Scotland | 327943 | 676918 | Cumbernauld | N/A | Old Inns (11KV) | 11 | SP Distribution Ltd | Biofuel biogas from anaerobic digestion (excluding landfill & sewage) | Gas turbine (OCGT) | No | N/A | 2.105 | 2.2158 | - | - | - | - | - | - | - | - | - | - | - | - | No | Connected | 2020-09-14 | 2.105 | TBC | TBC | TBC | TBC | TBC | - | - | - | - | - | - | - | N | TBC | TBC | N | N/A | TBC
TBC | Shanks Group | Energen Biomass, Cumbernauld Bioplant | 3A Dunnswood Road |  | Cumbernauld | North Lanarkshire | G67 3EN | Scotland | 277889 | 676918 | Cumbernauld | N/A | Old Inns | TBC | SP Distribution Ltd | Waste | Gas turbine (OCGT) | No | N/A | 2 | 2.1053 | - | - | - | - | - | - | - | - | - | - | - | - | No | Connected | 2020-09-14 | 2 | TBC | TBC | TBC | TBC | 2017-03-19 | - | - | - | - | - | - | - | N | TBC | TBC | N | N/A | TBC
N/A | ERSKINE GAS GENERATION LTD | Erskine Gas | SHILTON ROAD |  | BISHOPTON | Renfrewshire | PA7 5NS | Scotland | TBC | TBC | Erskine | N/A | N/A | 33 | SP Distribution Ltd | Fossil Gas | Gas turbine (OCGT) | No | N/A | 19.9 | 20.9474 | - | - | - | - | - | - | - | - | - | - | - | - | No | Accepted to connect | 2020-09-14 | - | - | - | - | - | - | 19.9 | TBC | TBC | TBC | TBC | TBC | TBC | N | TBC | TBC | Y | 614749420 | TBC
1800060683763 | Scottishpower Renewables. | Ewe Hill | Ewe Hill Windfarm | Off B7068 Tundergarth | Lockerbie | Dumfries and Galloway | DG11 3HH | Scotland | 315000 | 580000 | Chapelcross | N/A | TBC | 33 | SP Distribution Ltd | Wind | Onshore wind turbines | No | N/A | 13.8 | 14.5263 | - | - | - | - | - | - | - | - | - | - | - | - | No | Connected | 2020-07-14 | 13.8 | TBC | TBC | TBC | TBC | 2016-05-30 | - | - | - | - | - | - | - | N | TBC | TBC | N | N/A | TBC
N/A | Stirling Council | Farm At Lower Polmaise | 485M South East Of, Lower Polmaise Refuse Handling | Fallin | Stirling | Stirlingshire | FK7 7LU | Scotland | 283438 | 693163 | DEVONSIDE | N/A | Colquhoun Street | 11 | SP Distribution Ltd | Solar | Photovoltaic | No | N/A | 5 | 5.2632 | - | - | - | - | - | - | - | - | - | - | - | - | No | Accepted to connect | 2020-09-14 | - | - | - | - | - | - | 5 | TBC | TBC | TBC | TBC | TBC | TBC | N | TBC | TBC | N | N/A | TBC
1800060732348 | Sedgwick Trading Ltd | Ferneylea Farm Windfarm | Ferneylea Farm Wind Generation | Hoprigsheils Farm | Cockburnspath | Scottish Borders | TD13 5YN | Scotland | 373982 | 669162 | Dunbar | N/A | Torness | 11 | SP Distribution Ltd | Wind | Onshore wind turbines | No | N/A | 1.6 | 1.6842 | - | - | - | - | - | - | - | - | - | - | - | - | Yes | Connected | 2020-09-14 | 1.6 | TBC | TBC | TBC | TBC | 2014-12-17 | - | - | - | - | - | - | - | N | TBC | TBC | N | N/A | TBC
N/A | Energiekontor | Fernielees Windfarm | Land near TD9 9TW |  | Hawick | Scottish Borders | TD9 9TW | Scotland | TBC | TBC | Hawick | N/A | N/A | 33 | SP Distribution Ltd | Wind | Onshore wind turbines | No | N/A | 36 | 37.8947 | - | - | - | - | - | - | - | - | - | - | - | - | No | Accepted to connect | 2020-09-14 | - | - | - | - | - | - | 36 | TBC | TBC | TBC | TBC | TBC | TBC | N | TBC | TBC | N | N/A | TBC
N/A | Elgin Energy EsCo | Fernishaw Farm PV | Fernishaw Farm |  | Motherwell | North Lanarkshire | ML1 5NQ | Scotland | 281611 | 658839 | Newarthill | N/A | TBC | 33 | SP Distribution Ltd | Solar | Photovoltaic | No | N/A | 49 | 51.5789 | - | - | - | - | - | - | - | - | - | - | - | - | No | Accepted to connect | 2020-09-14 | - | - | - | - | - | - | 49 | TBC | TBC | TBC | TBC | TBC | TBC | N | TBC | TBC | N | N/A | TBC
N/A | TBC | Ferrymuir Farm Battery | Westfield Road |  | Stratheden | Fife | KY15 5UJ | Scotland | 335269 | 713495 | Cupar | N/A | N/A | 33 | SP Distribution Ltd | Storage battery | Battery | No | TBC | 29.9 | 31.4737 | - | - | - | - | - | - | - | - | - | - | - | - | No | Accepted to connect | 2020-08-14 | - | - | - | - | - | - | 29.9 | TBC | TBC | TBC | TBC | 2019-07-02 | TBC | N | TBC | TBC | N | N/A | TBC
1800060613552 | Samsung Heavy Industries UK | Fife Renewables Innovation Centre | Fife Renewables Innovation Centre | Ajax Way | Methil | Fife | KY8 3RS | Scotland | 337916 | 699918 | Leven | N/A | Methilhill | 11 | SP Distribution Ltd | Wind | Onshore wind turbines | No | N/A | 7 | 7.3684 | - | - | - | - | - | - | - | - | - | - | - | - | No | Connected | 2020-09-14 | 7 | TBC | TBC | TBC | TBC | 2014-10-08 | - | - | - | - | - | - | - | N | TBC | TBC | N | N/A | TBC
N/A | Samsung Heavy Industries UK | Fife Renewables Innovation Centre | Fife Renewables Innovation Centre | Ajax Way | Methil | Fife | KY8 3RS | Scotland | 337916 | 699918 | Leven | N/A | Methilhill | 33 | SP Distribution Ltd | Wind | Onshore wind turbines | No | N/A | 14 | 14.7368 | - | - | - | - | - | - | - | - | - | - | - | - | No | Accepted to connect | 2020-09-14 | - | - | - | - | - | - | 14 | TBC | TBC | TBC | TBC | TBC | TBC | N | TBC | TBC | N | N/A | TBC
1800060371607 | FMC Technology | Fmc Tech Wind Turbine | Embedded Generation | Fmc Technologies | Dunfermline | Fife | KY11 8UD | Scotland | 310010 | 685787 | Inverkeithing | N/A | Pitreavie | 11 | SP Distribution Ltd | Wind | Onshore wind turbines | No | N/A | 1.6 | 1.6842 | - | - | - | - | - | - | - | - | - | - | - | - | No | Connected | 2020-09-14 | 1.6 | TBC | TBC | TBC | TBC | 2011-12-07 | - | - | - | - | - | - | - | N | TBC | TBC | N | N/A | TBC
N/A | TBC | Former Sanmex Site No 2 | 5-9 Dalmarnock Road |  | Rutherglen | South Lanarkshire | G73 1NY | Scotland | 261780 | 662540 | Dalmarnock | N/A | TBC | TBC | SP Distribution Ltd | Fossil Gas | Gas turbine (OCGT) | No | N/A | 20 | 21.0526 | - | - | - | - | - | - | - | - | - | - | - | - | No | Accepted to connect | 2020-09-14 | - | - | - | - | - | - | 20 | TBC | TBC | TBC | TBC | TBC | TBC | N | TBC | TBC | N | N/A | TBC
N/A | TBC | Former Sanmex Site No1 | 5-9 Dalmarnock Road |  | Rutherglen | South Lanarkshire | G73 1NY | Scotland | 261780 | 662540 | Dalmarnock | N/A | TBC | TBC | SP Distribution Ltd | Fossil Gas | Gas turbine (OCGT) | No | N/A | 20 | 21.0526 | - | - | - | - | - | - | - | - | - | - | - | - | No | Accepted to connect | 2020-09-14 | - | - | - | - | - | - | 20 | TBC | TBC | TBC | TBC | TBC | TBC | N | TBC | TBC | N | N/A | TBC
N/A | West Cost Energy | Forrestfield Wind Farm | Site South Of, Airdrie Road | Caldercruix | Airdrie | North Lanarkshire | ML6 8NX | Scotland | 286350 | 666350 | Newarthill | N/A | TBC | TBC | SP Distribution Ltd | Wind | Onshore wind turbines | No | N/A | 13.2 | 13.8947 | - | - | - | - | - | - | - | - | - | - | - | - | No | Accepted to connect | 2020-07-14 | - | - | - | - | - | - | 13.2 | TBC | TBC | TBC | TBC | TBC | TBC | N | TBC | TBC | Y | 614841156 | TBC
N/A | West Coast Energy | Forrestfield Windfarm | Forrestfield Road |  | Caldercruix | North Lanarkshire | ML6 7RX | Scotland | 283803 | 668688 | Bathgate | N/A | ARMADALE (11kV) | 11 | SP Distribution Ltd | Wind | Onshore wind turbines | No | N/A | 9 | 9.4737 | - | - | - | - | - | - | - | - | - | - | - | - | No | Accepted to connect | 2020-08-14 | - | - | - | - | - | - | 9 | TBC | TBC | TBC | TBC | TBC | TBC | N | TBC | TBC | N | N/A | TBC
N/A | Cierco | Forthwind Project - Forth of Firth (Methil) | The Boathouse | Hawkcraig Road | Aberdour | Fife | KY3 0TZ | Scotland | 338141 | 696278 | Leven | N/A | TBC | TBC | SP Distribution Ltd | Wind | Offshore wind turbines | No | N/A | 29.9 | 31.4737 | - | - | - | - | - | - | - | - | - | - | - | - | No | Accepted to connect | 2020-07-14 | - | - | - | - | - | - | 29.9 | TBC | TBC | TBC | TBC | TBC | TBC | N | TBC | TBC | N | N/A | TBC
1800053646206 | Natural Power | Gallow Rig Windfarm | Gallow Site 2 | Gallow Rig Wind Farm | Nr Carsphairn | Dumfries and Galloway | DG7 3T | Scotland | 259175 | 589756 | Coylton | N/A | NEW CUMNOCK (33kV) | 33 | SP Distribution Ltd | Wind | Onshore wind turbines | No | N/A | 11 | 11.5789 | - | - | - | - | - | - | - | - | - | - | - | - | No | Connected | 2020-07-14 | 11 | TBC | TBC | TBC | TBC | 2014-10-24 | - | - | - | - | - | - | - | N | TBC | TBC | N | N/A | TBC
1800053653880 | CLP Envirogas Limited | Garlaff Landfill | Skares Road |  | Cumnock | East Ayrshire | KA18 2RB | Scotland | 254300 | 617500 | Coylton | N/A | N/A | 33 | SP Distribution Ltd | Other | Other | No | N/A | 5 | 5.2632 | - | - | - | - | - | - | - | - | - | - | - | - | No | Connected | 2020-07-14 | 5 | TBC | TBC | TBC | TBC | 2004-07-19 | - | - | - | - | - | - | - | N | TBC | TBC | N | N/A | TBC
N/A | Willowind Energy | Gass Wind Farm | Land north of Tarf Bridge |  | Newton Stewart | Dumfries and Galloway | DG8 | Scotland | 225226 | 566406 | Newton Stewart | N/A | TBC | 33 | SP Distribution Ltd | Wind | Onshore wind turbines | No | N/A | 67.2 | 70.7368 | - | - | - | - | - | - | - | - | - | - | - | - | No | Accepted to connect | 2020-07-14 | - | - | - | - | - | - | 67.2 | TBC | TBC | TBC | TBC | TBC | TBC | N | TBC | TBC | Y | 613801869 | TBC
N/A | TBC | Carswell Wind | Land At Nether Carswell Farm |  | Neilston | East Renfrewshire | G78 3DH | Scotland | 246640 | 653414 | Crookston | N/A | AURS ROAD | 11 | SP Distribution Ltd | Wind | Onshore wind turbines | No | N/A | 4 | 4.2105 | - | - | - | - | - | - | - | - | - | - | - | - | No | Accepted to connect | 2020-09-14 | - | - | - | - | - | - | 4 | TBC | TBC | TBC | TBC | 2019-09-25 | TBC | N | TBC | TBC | N | N/A | TBC
N/A | TBC | Gen - Dg, G98, Windymains Sawmill, Humbi | Marischal |  | Humbie | East Lothian | EH36 5PA | Scotland | 344726 | 664061 | TS-KEIH3 KEITH HILL 33kV | N/A | TBC | TBC | SP Distribution Ltd | TBC | TBC | No | TBC | 1.65 | 1.7368 | - | - | - | - | - | - | - | - | - | - | - | - | No | Accepted to connect | 2020-08-14 | - | - | - | - | - | - | 1.65 | TBC | TBC | TBC | TBC | 2019-11-25 | TBC | N | TBC | TBC | N | N/A | TBC
N/A | TBC | Gen+P Off A7 & B704, Gorebridge, Eh23 4L | Off A7 & B704 |  | Gorebridge | Midlothian | EH23 4LJ | Scotland | 333158 | 662689 | TS-SMEA1 SMEATON 132kV | N/A | TBC | TBC | SP Distribution Ltd | TBC | TBC | No | TBC | 1.43 | 1.5053 | - | - | - | - | - | - | - | - | - | - | - | - | No | Accepted to connect | 2020-07-14 | - | - | - | - | - | - | 1.43 | TBC | TBC | TBC | TBC | 2019-09-17 | TBC | N | TBC | TBC | N | N/A | TBC
1800060852049 | Mes | Gevens Windfarm | Clentrie Farm |  | Auchertool | Fife | KY2 5XG | Scotland | 259342 | 665564 | Glenniston | N/A | Gleniston | 33 | SP Distribution Ltd | Wind | Onshore wind turbines | No | N/A | 6.9 | 7.2632 | - | - | - | - | - | - | - | - | - | - | - | - | No | Connected | 2020-09-14 | 6.9 | TBC | TBC | TBC | TBC | 2016-11-09 | - | - | - | - | - | - | - | N | TBC | TBC | N | N/A | TBC
1800060864346 | Medium Scale Wind No. 2 Ltd | Gibsley Farm Wind Turbine | Gibsley Farm Wind Turbine | Gibsley Farm | Dunfermline | Fife | KY12 9UF | Scotland | 298802 | 692487 | Devonside | N/A | Gartarry | 11 | SP Distribution Ltd | Wind | Onshore wind turbines | No | N/A | 1.5 | 1.5789 | - | - | - | - | - | - | - | - | - | - | - | - | No | Connected | 2020-09-14 | 1.5 | TBC | TBC | TBC | TBC | 2016-09-20 | - | - | - | - | - | - | - | N | TBC | TBC | N | N/A | TBC
N/A | 2020 Renewables/ Forsa Energy | Gilston Hill Wind Farm | Land North West Of Gilston Farm |  | Heriot | Scottish Borders | EH37 5TF | Scotland | 344140 | 657352 | Galashiels | N/A | TBC | TBC | SP Distribution Ltd | Wind | Onshore wind turbines | No | N/A | 21 | 22.1053 | - | - | - | - | - | - | - | - | - | - | - | - | No | Accepted to connect | 2020-07-14 | - | - | - | - | - | - | 21 | TBC | TBC | TBC | TBC | TBC | TBC | N | TBC | TBC | N | N/A | TBC
N/A | North Lanarkshire Bio | Glasgow Advanced | 251 Glasgow and Edinburgh road |  | Coatbridge | North Lanarkshire | ML5 4UG | Scotland | 274384 | 662602 | Coatbridge | N/A | N/A | 33 | SP Distribution Ltd | Biofuel other | Steam-gas turbine (CCGT) | Yes | N/A | 29 | 30.5263 | - | - | - | - | - | - | - | - | - | - | - | - | No | Accepted to connect | 2020-09-14 | - | - | - | - | - | - | 29 | TBC | TBC | TBC | TBC | TBC | TBC | N | TBC | TBC | N | N/A | TBC
1800060630637 | GSK | Glaxosmithkline Windfarm | Shewalton Road |  | Irvine | North Ayrshire | KA11 5BX | Scotland | 235916 | 636616 | KILWINNING | N/A | KILWINNING | 33 | SP Distribution Ltd | Wind | Onshore wind turbines | No | N/A | 9.473 | 9.9716 | - | - | - | - | - | - | - | - | - | - | - | - | No | Connected | 2020-09-14 | 9.473 | 9 | 9.4737 | 33.25 | 35 | TBC | - | - | - | - | - | - | - | N | TBC | TBC | N | N/A | TBC
MSID 8732 | Res Ltd | Glenchamber Wind Farm | Glenchamber Wind Farm |  | Newton Stewart | Dumfries and Galloway | DG8 0PB | Scotland | 223765 | 566671 | Glenluce | N/A | TBC | 33 | SP Distribution Ltd | Wind | Onshore wind turbines | No | N/A | 27.5 | 28.9474 | - | - | - | - | - | - | - | - | - | - | - | - | No | Connected | 2020-07-14 | 27.5 | TBC | TBC | TBC | TBC | 2016-06-01 | - | - | - | - | - | - | - | Y | TBC | TBC | N | N/A | TBC
N/A | Environmental Energy Investments | Glenhead Farm (Upper) | Glenhead Farm | High Banton Road | Kilsyth | North Lanarkshire | G65 0RB | Scotland | 273746 | 680043 | Bonnybridge | N/A | TBC | 11 | SP Distribution Ltd | Solar | Photovoltaic | No | N/A | 5 | 5.2632 | - | - | - | - | - | - | - | - | - | - | - | - | No | Accepted to connect | 2020-07-14 | - | - | - | - | - | - | 5 | TBC | TBC | TBC | TBC | TBC | TBC | N | TBC | TBC | N | N/A | TBC
N/A | Environmental Energy Investments | Glenhead Farm Lower Solar Array | Glenhead Farm | High Banton Road | Kilsyth | North Lanarkshire | G65 0RB | Scotland | 274229 | 678358 | Bonnybridge | N/A | TBC | 11 | SP Distribution Ltd | Solar | Photovoltaic | No | N/A | 4.1 | 4.3158 | - | - | - | - | - | - | - | - | - | - | - | - | No | Accepted to connect | 2020-07-14 | - | - | - | - | - | - | 4.1 | TBC | TBC | TBC | TBC | TBC | TBC | N | TBC | TBC | N | N/A | TBC
1800060441399 | Ventient Energy | Glenkerie (Middle Hill) W/F | Glenkerrie Windfarm | Broughton | Biggar | South Lanarkshire | ML12 6QL | Scotland | 310453 | 628117 | Linnmill | N/A | TBC | 33 | SP Distribution Ltd | Wind | Onshore wind turbines | No | N/A | 19.5 | 20.5263 | - | - | - | - | - | - | - | - | - | - | - | - | No | Connected | 2020-07-14 | 19.5 | TBC | TBC | TBC | TBC | 2011-12-01 | - | - | - | - | - | - | - | N | TBC | TBC | N | N/A | TBC
N/A | Muirhall Energy (Formerly Infinis) | Glenkerie Wind Farm Extension | Kingledores Farm | Broughton | Biggar | South Lanarkshire | ML12 6QL | Scotland | 310453 | 628117 | Linnmill | N/A | TBC | TBC | SP Distribution Ltd | Wind | Onshore wind turbines | No | N/A | 15 | 15.7895 | - | - | - | - | - | - | - | - | - | - | - | - | No | Accepted to connect | 2020-07-14 | - | - | - | - | - | - | 15 | TBC | TBC | TBC | TBC | TBC | TBC | N | TBC | TBC | N | N/A | TBC
1800053647548 | Drax Generation Enterprises Limited | Glenlee Hydro St Gen 1 | Glenlee Power Station |  | Castle Douglas | Dumfries and Galloway | DG7 3SF | Scotland | 260662 | 580306 | Glenlee 132 | N/A | Glenlee | 11 | SP Distribution Ltd | Hydro run of river | Hydro power system | No | N/A | 12 | 12.6316 | - | - | - | - | - | - | - | - | - | - | - | - | No | Connected | 2020-09-14 | 12 | TBC | TBC | TBC | TBC | 2016-04-01 | - | - | - | - | - | - | - | N | TBC | TBC | N | N/A | TBC
1800053653728 | Drax Generation Enterprises Limited | Glenlee Hydro St Gen 2 | Glenlee Power Station |  | Castle Douglas | Dumfries and Galloway | DG7 3SF | Scotland | 260662 | 580306 | Glenlee 132 | N/A | Glenlee | 11 | SP Distribution Ltd | Hydro run of river | Hydro power system | No | N/A | 12 | 12.6316 | - | - | - | - | - | - | - | - | - | - | - | - | No | Connected | 2020-09-14 | 12 | TBC | TBC | TBC | TBC | 2016-04-01 | - | - | - | - | - | - | - | N | TBC | TBC | N | N/A | TBC
N/A | Forsa (Formerly Buccleuch/2020) | Glenmuckloch Wind Farm | Land North Of Glenmuckloch Surface Coal Mine |  | Glenmuckloch | Dumfries and Galloway | DG4 | Scotland | 270269 | 615690 | Coylton | N/A | TBC | 11 | SP Distribution Ltd | Wind | Onshore wind turbines | No | N/A | 25.6 | 26.9474 | - | - | - | - | - | - | - | - | - | - | - | - | No | Accepted to connect | 2020-08-14 | - | - | - | - | - | - | 25.6 | TBC | TBC | TBC | TBC | TBC | TBC | N | TBC | TBC | N | N/A | TBC
1800060886321 | ADAM WILSON AND SONS LTD | Glennon Brothers | Adam Wilson And Sons Ltd | Harbour Road | Troon | South Ayrshire | KA10 6DN | Scotland | 230930 | 631425 | Kilmarnock Town | N/A | TROON | 11 | SP Distribution Ltd | Biomass | Gas turbine (OCGT) | No | N/A | 2.3 | 2.4211 | - | - | - | - | - | - | - | - | - | - | - | - | No | Connected | 2020-11-11 | 2.3 | 2.19 | 2.3053 | 3.33 | 3.5053 | 2017-06-07 | - | - | - | - | - | - | - | N | TBC | TBC | N | N/A | TBC
N/A | Ventient (Formerly Infinis) | Glentaggart Wind Farm | To The South East Of The Settlement Of Glespin In South Lanarkshire |  | Glespin | South Lanarkshire | ML11 | Scotland | 286170 | 627590 | Linnmill | N/A | TBC | TBC | SP Distribution Ltd | Wind | Onshore wind turbines | No | N/A | 17 | 17.8947 | - | - | - | - | - | - | - | - | - | - | - | - | No | Accepted to connect | 2020-08-14 | - | - | - | - | - | - | 17 | TBC | TBC | TBC | TBC | TBC | TBC | N | TBC | TBC | N | N/A | TBC
1800060740250 | Wind Direct | Goathill Quarry Wind Turbine | Goathill Quarry | Easter Buchlyvie | Cowdenbeath | Fife | KY4 8ES | Scotland | 317941 | 688959 | Westfield | N/A | Cowdenbeath | 11 | SP Distribution Ltd | Wind | Onshore wind turbines | No | N/A | 1.5 | 1.5789 | - | - | - | - | - | - | - | - | - | - | - | - | No | Connected | 2020-11-11 | 1.5 | TBC | TBC | TBC | TBC | 2015-12-16 | - | - | - | - | - | - | - | N | TBC | TBC | N | N/A | TBC
N/A | MWAT LTD | Govan Hybrid | 161 HELEN STREET |  | GOVAN | Glasgow City | G51 3HD | Scotland | 255163 | 665018 | Govan | N/A | GOVAN HYBRID (CUSTOMER) | 33 | SP Distribution Ltd | Data Not Available | Other | No | N/A | 20 | 21.0526 | - | - | - | - | - | - | - | - | - | - | - | - | No | Accepted to connect | 2020-09-14 | - | - | - | - | - | - | 40 | TBC | TBC | TBC | TBC | TBC | TBC | N | TBC | TBC | N | N/A | TBC
1800060493341 | WILLIAM GRANT & SONS DILSTILLERS LTD | Grants Distillery A | Girvan Distillery | Grangestone Ind Estate | Girvan | South Ayrshire | KA26 9PT | Scotland | 221328 | 655686 | Maybole | N/A | Girvan | 11 | SP Distribution Ltd | Fossil Gas | Steam-gas turbine (CCGT) | Yes | N/A | 6 | 6.3158 | - | - | - | - | - | - | - | - | - | - | - | - | No | Connected | 2020-11-11 | 6 | TBC | TBC | TBC | TBC | 2016-04-01 | - | - | - | - | - | - | - | N | TBC | TBC | N | N/A | TBC
1800053648115 | WILLIAM GRANT & SONS DILSTILLERS LTD | Grants Distillery B | Girvan Distillery | Grangestone Ind Estate | Girvan | South Ayrshire | KA26 9PT | Scotland | 220061 | 599954 | Maybole | N/A | Girvan | 11 | SP Distribution Ltd | Fossil Gas | Steam-gas turbine (CCGT) | Yes | N/A | 6 | 6.3158 | - | - | - | - | - | - | - | - | - | - | - | - | No | Connected | 2020-11-11 | 6 | TBC | TBC | TBC | TBC | 2012-01-26 | - | - | - | - | - | - | - | N | TBC | TBC | N | N/A | TBC
1800054738276 | Becon Project Management | Greendykeside Windfarm | Greendykeside Windfarm | Loanhead Road | Airdrie | North Lanarkshire | ML6 7TX | Scotland | 281134 | 670403 | Cumbernauld | N/A | N/A | 33 | SP Distribution Ltd | Wind | Onshore wind turbines | No | N/A | 4 | 4.2105 | - | - | - | - | - | - | - | - | - | - | - | - | No | Connected | 2020-07-14 | 4 | TBC | TBC | TBC | TBC | 2007-01-01 | - | - | - | - | - | - | - | N | TBC | TBC | N | N/A | TBC
1800053647645 | Infinis Energy Services Ltd | Shanks & McEwan Phase 5 | Greengairs Landfill 5 | Meikle Drumgray Road | Greengairs | North Lanarkshire | ML6 7TY | Scotland | 278648 | 669784 | Cumbernauld | N/A | N/A | 33 | SP Distribution Ltd | Waste | Gas turbine (OCGT) | No | N/A | 4.45 | 4.6842 | - | - | - | - | - | - | - | - | - | - | - | - | No | Connected | 2020-09-14 | 4.45 | TBC | TBC | TBC | TBC | 2016-04-01 | - | - | - | - | - | - | - | N | TBC | TBC | N | N/A | TBC
1800053645968 | Infinis Energy Services Ltd | Shanks & McEwan Phase 1 | Greengairs Landfill 1 | Meikle Drumgray Road | Greengairs | North Lanarkshire | ML6 7TY | Scotland | 278500 | 659700 | Cumbernauld | N/A | TBC | TBC | SP Distribution Ltd | Waste | Gas turbine (OCGT) | No | N/A | 2 | 2.1053 | - | - | - | - | - | - | - | - | - | - | - | - | No | Connected | 2020-11-11 | 2 | TBC | TBC | TBC | TBC | 1996-05-01 | - | - | - | - | - | - | - | N | TBC | TBC | N | N/A | TBC
1800053645968 | Infinis Energy Services Ltd | Shanks & McEwan Phase 2 | Greengairs Landfill 2 | Meikle Drumgray Road | Greengairs | North Lanarkshire | ML6 7TY | Scotland | 278500 | 669700 | Cumbernauld | N/A | GREENFAULDS (11kV) | 11 | SP Distribution Ltd | Waste | Gas turbine (OCGT) | No | N/A | 2 | 2.1053 | - | - | - | - | - | - | - | - | - | - | - | - | No | Connected | 2020-09-14 | 2 | TBC | TBC | TBC | TBC | 2002-04-01 | - | - | - | - | - | - | - | N | TBC | TBC | N | N/A | TBC
N/A | Macrocom | Greengairs Power Station | Land at former Drumshangie OCCS | Greengairs Road | Greengairs | North Lanarkshire | ML6 7TY | Scotland | 278034 | 669593 | Cumbernauld | N/A | N/A | 33 | SP Distribution Ltd | Waste | Steam-gas turbine (CCGT) | Yes | N/A | 4.6 | 4.8421 | - | - | - | - | - | - | - | - | - | - | - | - | No | Accepted to connect | 2020-09-14 | - | - | - | - | - | - | 4.6 | TBC | TBC | TBC | TBC | TBC | TBC | N | TBC | TBC | N | N/A | TBC
N/A | Muirhall Energy (Formerly Infinis) | Greengairs Wind Farm | Greengairs Landfill | Meikle Drumgray Road | Greengairs | North Lanarkshire | ML6 7TY | Scotland | 279673 | 669835 | Cumbernauld | N/A | TBC | TBC | SP Distribution Ltd | Wind | Onshore wind turbines | No | N/A | 17.5 | 18.4211 | - | - | - | - | - | - | - | - | - | - | - | - | No | Accepted to connect | 2020-08-14 | - | - | - | - | - | - | 17.5 | TBC | TBC | TBC | TBC | TBC | TBC | N | TBC | TBC | N | N/A | TBC
N/A | Muirhall Energy | Greengairs Wind Power Scheme | Greengairs Landfill |  | Greengairs | North Lanarkshire | ML6 7TY | Scotland | 278763 | 669688 | Cumbernauld | N/A | N/A | 33 | SP Distribution Ltd | Wind | Onshore wind turbines | No | N/A | 5 | 5.2632 | - | - | - | - | - | - | - | - | - | - | - | - | No | Accepted to connect | 2020-09-14 | - | - | - | - | - | - | 5 | TBC | TBC | TBC | TBC | TBC | TBC | N | TBC | TBC | N | N/A | TBC
N/A | Murihall Energy | Greengairs Windfarm (Greengairs East) | Land North of Easterton |  | Greengairs | North Lanarkshire | ML6 | Scotland | 280551 | 669203 | Cumbernauld | N/A | TBC | TBC | SP Distribution Ltd | Wind | Onshore wind turbines | No | N/A | 42.64 | 44.8842 | - | - | - | - | - | - | - | - | - | - | - | - | No | Accepted to connect | 2020-08-14 | - | - | - | - | - | - | 42.64 | TBC | TBC | TBC | TBC | 2019-07-01 | TBC | N | TBC | TBC | N | N/A | TBC
N/A | Tamani | Greenhills (Easter Drumclair Wood) | Land To North Of Lochview House | Slamannan | Falkirk | Falkirk Council Area | FK1 3BZ | Scotland | 286869 | 671605 | Bathgate | N/A | TBC | TBC | SP Distribution Ltd | Wind | Onshore wind turbines | No | N/A | 3 | 3.1579 | - | - | - | - | - | - | - | - | - | - | - | - | No | Accepted to connect | 2020-08-14 | - | - | - | - | - | - | 3 | TBC | TBC | TBC | TBC | TBC | TBC | N | TBC | TBC | Y | 614911506 | TBC
1800054865141 | Scottishpower Renewables. | Greenknowes Windfarm | Greenknowes Windfarm Substation | Near Glendevon Castle | PERTH & KINROSS | Clackmanshire | FK14 7JY | Scotland | 297021 | 707553 | Devonside | N/A | N/A | 33 | SP Distribution Ltd | Wind | Onshore wind turbines | No | N/A | 27 | 28.4211 | - | - | - | - | - | - | - | - | - | - | - | - | No | Connected | 2020-08-14 | 27 | TBC | TBC | TBC | TBC | 2010-09-22 | - | - | - | - | - | - | - | N | TBC | TBC | N | N/A | TBC
1800060194434 | Pattersons Landfill | Greenoakhill Landfill 1 | Greenoakhill Landfill 1 | Hamilton Road | Glasgow | Glasgow City | G71 7SN | Scotland | 267421 | 661903 | Westburn Road | N/A | Baillieston | 11 | SP Distribution Ltd | Waste | Gas turbine (OCGT) | No | N/A | 4 | 4.2105 | - | - | - | - | - | - | - | - | - | - | - | - | No | Connected | 2020-11-11 | 4 | TBC | TBC | TBC | TBC | 2002-12-21 | - | - | - | - | - | - | - | N | TBC | TBC | N | N/A | TBC
1800054541391 | Pattersons Landfill | Greenoakhill Landfill 2 | Greenoakhill Landfill 2 | Hamilton Road | Glasgow | Glasgow City | G71 7SN | Scotland | 266600 | 662700 | Westburn Road | N/A | Baillieston | 11 | SP Distribution Ltd | Waste | Gas turbine (OCGT) | No | N/A | 4 | 4.2105 | - | - | - | - | - | - | - | - | - | - | - | - | No | Connected | 2020-11-11 | 4 | TBC | TBC | TBC | TBC | 2008-11-25 | - | - | - | - | - | - | - | N | TBC | TBC | N | N/A | TBC
180060630637 | Glaxosmithkline | Gsk Chp & Biogas | SHEWALTON ROAD | Riverside Business Park | Irvine | North Ayrshire | KA11 5AP | Scotland | 234489 | 636751 | Kilmarnock Town | N/A | Beechams (33kV Customer Installation) | 33 | SP Distribution Ltd | Wind | Onshore wind turbines | Yes | N/A | 9 | 9.4737 | - | - | - | - | - | - | - | - | - | - | - | - | No | Connected | 2020-11-11 | 5 | TBC | TBC | TBC | TBC | 2013-08-19 | - | - | - | - | - | - | - | N | TBC | TBC | N | N/A | TBC
N/A | Glaxosmithkline | Gsk Chp Ii | SHEWALTON ROAD | Riverside Business Park | Irvine | North Ayrshire | KA11 5AP | Scotland | 234490 | 636756 | KILWINNING | N/A | KILWINNING | 33 | SP Distribution Ltd | Fossil Gas | Steam-gas turbine (CCGT) | Yes | N/A | 20 | 21.0526 | - | - | - | - | - | - | - | - | - | - | - | - | No | Accepted to connect | 2020-09-14 | - | - | - | - | - | - | 20 | TBC | TBC | TBC | TBC | TBC | TBC | N | TBC | TBC | N | N/A | TBC
N/A | Glaxosmithkline | Gsk Solar Wind | SHEWALTON ROAD | Riverside Business Park | Irvine | North Ayrshire | KA11 5AP | Scotland | 234491 | 636761 | KILWINNING | N/A | KILWINNING | 33 | SP Distribution Ltd | Solar | Photovoltaic | No | N/A | 23.5 | 24.7368 | - | - | - | - | - | - | - | - | - | - | - | - | No | Accepted to connect | 2020-09-14 | - | - | - | - | - | - | 23.5 | TBC | TBC | TBC | TBC | TBC | TBC | N | TBC | TBC | N | N/A | TBC
1800053646260 | 3R Energy | Trigen | Hagshaw Hill Wind Farm |  | Lanark | South Lanarkshire | ML11 0RR | Scotland | 282089 | 631116 | Linnmill | N/A | TBC | 33 | SP Distribution Ltd | Storage battery | Battery | No | TBC | 20 | 21.0526 | - | - | - | - | - | - | - | - | - | - | - | - | No | Connected | 2020-09-14 | 20 | TBC | TBC | TBC | TBC | TBC | - | - | - | - | - | - | - | N | TBC | TBC | N | N/A | TBC
1800054992977 | ScottishPower Renewables | Hagshaw Hill Extension W/F | Hagshaw Hill Windfarm | Hagshaw Hill Windfarm | Lanark | South Lanarkshire | ML11 0RR | Scotland | 279000 | 632000 | Linnmill | N/A | TBC | 33 | SP Distribution Ltd | Wind | Onshore wind turbines | No | N/A | 27.4 | 28.8421 | - | - | - | - | - | - | - | - | - | - | - | - | No | Connected | 2020-07-14 | 27.4 | 26.03 | 27.4 | 1.03 | 1.0842 | 2008-09-01 | - | - | - | - | - | - | - | N | TBC | TBC | N | N/A | TBC
1800053646260 | ScottishPower Renewables | Hagshaw Hill W/F | Trigen | Hagshaw Hill Windfarm | Lanark | South Lanarkshire | ML11 0RR | Scotland | 278980 | 630740 | Linnmill | N/A | TBC | 33 | SP Distribution Ltd | Wind | Onshore wind turbines | No | N/A | 15.6 | 16.4211 | - | - | - | - | - | - | - | - | - | - | - | - | No | Connected | 2020-07-14 | 15.6 | TBC | TBC | TBC | TBC | 2000-01-01 | - | - | - | - | - | - | - | N | TBC | TBC | N | N/A | TBC
1800060850690 | Stakis Hydro LLP | Halkshill Hydro | Greeto Hydro Power Station | Halkshill | Largs | North Ayrshire | KA30 9EF | Scotland | 221185 | 659312 | Saltcoats B | N/A | Largs | 11 | SP Distribution Ltd | Hydro run of river | Hydro power system | No | N/A | 1.34 | 1.4105 | - | - | - | - | - | - | - | - | - | - | - | - | No | Connected | 2020-09-14 | 1.34 | TBC | TBC | TBC | TBC | 2017-02-23 | - | - | - | - | - | - | - | N | TBC | TBC | N | N/A | TBC
N/A | TBC | Hallsburn (Strathaven South) | Strathaven South |  | TBC | TBC | TBC | Scotland | TBC | TBC | Linmill | N/A | TBC | TBC | SP Distribution Ltd | Wind | Onshore wind turbines | No | N/A | 1.5 | 1.5789 | - | - | - | - | - | - | - | - | - | - | - | - | No | Accepted to connect | 2020-08-14 | - | - | - | - | - | - | 1.5 | TBC | TBC | TBC | TBC | TBC | TBC | N | TBC | TBC | N | N/A | TBC
MSID 8349 | LDV Harburnhead Ltd | Harburnhead Windfarm | Harburnhead Windfarm |  | West Calder | West Lothian | EH55 8RS | Scotland | 304070 | 658330 | Livingston East | N/A | N/A | 33 | SP Distribution Ltd | Wind | Onshore wind turbines | No | N/A | 51.7 | 54.4211 | - | - | - | - | - | - | - | - | - | - | - | - | No | Connected | 2020-07-14 | 51.7 | TBC | TBC | TBC | TBC | 2016-12-02 | - | - | - | - | - | - | - | N | TBC | TBC | N | N/A | TBC
N/A | EnergieKontour | Harecraig W/F | 6km NE of Muirkirk |  | Muirkirk | TBC | TBC | Scotland | TBC | TBC | Linmill | N/A | N/A | 33 | SP Distribution Ltd | Wind | Onshore wind turbines | No | N/A | 36 | 37.8947 | - | - | - | - | - | - | - | - | - | - | - | - | No | Accepted to connect | 2020-09-14 | - | - | - | - | - | - | 36 | TBC | TBC | TBC | TBC | TBC | TBC | N | TBC | TBC | N | N/A | TBC
MSID 8339 | Scottishpower Renewables. | Harehill Extn Windfarm | Harehill Windfarm |  | Cumnock | East Ayrshire | KA18 4NP | Scotland | 265320 | 609703 | Coylton | N/A | NEW CUMMNOCK (33kV) | 33 | SP Distribution Ltd | Wind | Onshore wind turbines | No | N/A | 29.75 | 31.3158 | - | - | - | - | - | - | - | - | - | - | - | - | No | Connected | 2020-07-14 | 29.75 | TBC | TBC | TBC | TBC | 2016-09-21 | - | - | - | - | - | - | - | Y | TBC | TBC | N | N/A | TBC
1800053647399 | ScottishPower Renewables | Harehill Windfarm | Harehill Windfarm |  | New Cumnock | East Ayrshire | KA18 4NW | Scotland | 265320 | 609703 | Coylton | N/A | NEW CUMMNOCK (33kV) | 33 | SP Distribution Ltd | Wind | Onshore wind turbines | No | N/A | 15 | 15.7895 | - | - | - | - | - | - | - | - | - | - | - | - | No | Connected | 2020-07-14 | 15 | TBC | TBC | TBC | TBC | 2000-11-01 | - | - | - | - | - | - | - | N | TBC | TBC | N | N/A | TBC
N/A | Harelaw Generation | Harelaw Gas | Auchenfoil Road |  | Kilmacolm | Renfrewshire | PA13 4TL | Scotland | 230700 | 672600 | Devol Moor | N/A | N/A | 33 | SP Distribution Ltd | Fossil Gas | Gas turbine (OCGT) | No | N/A | 20.9 | 22 | - | - | - | - | - | - | - | - | - | - | - | - | No | Accepted to connect | 2020-11-11 | - | - | - | - | - | - | 20.9 | TBC | TBC | TBC | TBC | TBC | TBC | N | TBC | TBC | Y | 257803 | TBC
TBC | TBC | Hareshawhead Wind Cluster | Hareshawhead Farm |  | Strathaven | South Lanarkshire | ML10 6PP | Scotland | 273476 | 640271 | Wishaw | N/A | Stonehouse | 11 | SP Distribution Ltd | Wind | Onshore wind turbines | No | N/A | 1.5 | 1.5789 | - | - | - | - | - | - | - | - | - | - | - | - | No | Connected | 2020-09-14 | 1.5 | TBC | TBC | TBC | TBC | TBC | - | - | - | - | - | - | - | N | TBC | TBC | N | N/A | TBC
N/A | Abo Wind Uk | Hartwood Windfarm | Alba Innovation Centre | Alba Campus | Livingston | North Lanarkshire | EH54 7GA | Scotland | 303189 | 665465 | Newarthill | N/A | TBC | TBC | SP Distribution Ltd | Wind | Onshore wind turbines | No | N/A | 18.7 | 19.6842 | - | - | - | - | - | - | - | - | - | - | - | - | No | Accepted to connect | 2020-09-14 | - | - | - | - | - | - | 18.7 | TBC | TBC | TBC | TBC | TBC | TBC | N | TBC | TBC | N | N/A | TBC
1800060857570 | Mitchell Farming Partnerships (3R Energy) | Hazelside Windfarm | Hazelside Farm Generation | Hazelside Farm | Lanark | South Lanarkshire | ML11 0SD | Scotland | 281251 | 630930 | Linmill | N/A | DOUGLAS WEST (11kV) | 11 | SP Distribution Ltd | Wind | Onshore wind turbines | No | N/A | 2.4 | 2.5263 | - | - | - | - | - | - | - | - | - | - | - | - | No | Connected | 2020-09-14 | 2.4 | TBC | TBC | TBC | TBC | TBC | - | - | - | - | - | - | - | N | TBC | TBC | N | N/A | TBC
1800060857570 | Mitchell Farming Partnerships (3R Energy) | Hazelside Windfarm | HAZELSIDE FARM GENERATION | HAZELSIDE FARM | LANARK | South Lanarkshire | ML11 0SD | Scotland | 281526 | 628787 | Linmill | N/A | DOUGLAS WEST (11kV) | 11 | SP Distribution Ltd | Wind | Onshore wind turbines | No | N/A | 1 | 1.0526 | - | - | - | - | - | - | - | - | - | - | - | - | No | Connected | 2020-09-14 | 1 | TBC | TBC | TBC | TBC | 2016-09-01 | - | - | - | - | - | - | - | N | TBC | TBC | N | N/A | TBC
N/A | Green Power Development Ltd | Heights Wf | Heights Farm |  | Avonbridge | West Lothian | FK1 2JU | Scotland | 290074 | 669426 | Bathgate | N/A | Bathgate | TBC | SP Distribution Ltd | Wind | Onshore wind turbines | No | N/A | 9.8 | 10.3158 | - | - | - | - | - | - | - | - | - | - | - | - | No | Accepted to connect | 2020-09-14 | - | - | - | - | - | - | 9.8 | TBC | TBC | TBC | TBC | 2019-09-10 | TBC | N | TBC | TBC | N | N/A | TBC
N/A | Lark Gas Assets | Helen Street Gas Generation | Helen Street |  | GLASGOW | Glasgow City | G52 1EE | Scotland | 255160 | 664818 | Govan | N/A | N/A | 33 | SP Distribution Ltd | Fossil Gas | Gas turbine (OCGT) | No | N/A | 20 | 21.0526 | - | - | - | - | - | - | - | - | - | - | - | - | No | Accepted to connect | 2020-09-14 | - | - | - | - | - | - | 20 | TBC | TBC | TBC | TBC | TBC | TBC | N | TBC | TBC | N | N/A | TBC
N/A | ENERGIEKONTOUR | Wull Muir Wind Farm | Will Muir |  | Heriot | Midlothian | EH38 5YE | Scotland | 336300 | 653500 | Kaimes | N/A | N/A | 33 | SP Distribution Ltd | Wind | Onshore wind turbines | No | N/A | 30.6 | 32.2105 | - | - | - | - | - | - | - | - | - | - | - | - | No | Accepted to connect | 2020-09-14 | - | - | - | - | - | - | 30.6 | TBC | TBC | TBC | TBC | TBC | TBC | N | TBC | TBC | N | N/A | TBC
1800060877293 | Wood Group | Hoprigshiels Windfarm | Hoprigsheils Windfarm | Hoprigsheils Farm | Cockburnspath | Scottish Borders | TD13 5YN | Scotland | 375631 | 669803 | Dunbar | N/A | INNERWICK SW STN (33kV) | 33 | SP Distribution Ltd | Wind | Onshore wind turbines | No | N/A | 7.5 | 7.8947 | - | - | - | - | - | - | - | - | - | - | - | - | Yes | Connected | 2020-07-14 | 7.5 | TBC | TBC | TBC | TBC | 2017-03-08 | - | - | - | - | - | - | - | N | TBC | TBC | Y | 614983953 | TBC
N/A | Le20 | Howpark Wind Farm | Land North Of Howpark Farm | Grantshouse | Duns | Scottish Borders | TD11 3RP | Scotland | 382529 | 667205 | Berwick | N/A | TBC | TBC | SP Distribution Ltd | Wind | Onshore wind turbines | No | N/A | 18.8 | 19.7895 | - | - | - | - | - | - | - | - | - | - | - | - | No | Accepted to connect | 2020-07-14 | - | - | - | - | - | - | 18.8 | TBC | TBC | TBC | TBC | TBC | TBC | N | TBC | TBC | N | N/A | TBC
1800060587869 | Scottish Enterprise/Sse | Hunterston National Off-Shore Wind Turbine Test Facility | Hunterston | Power Station Road | West Kilbride | North Ayrshire | KA23 9QX | Scotland | 218776 | 652956 | Hunterston Farm | N/A | N/A | 33 | SP Distribution Ltd | Wind | Onshore wind turbines | No | N/A | 24 | 25.2632 | - | - | - | - | - | - | - | - | - | - | - | - | No | Connected | 2020-07-14 | 24 | TBC | TBC | TBC | TBC | 2015-12-15 | - | - | - | - | - | - | - | N | TBC | TBC | N | N/A | TBC
N/A | Rm Brown & Son Ltd | Inchdairnie | Inchdairnie Renewable Energy |  | Lochgelly | Fife | KY5 0UL | Scotland | 324885 | 699061 | WESTFIELD | N/A | TBC | TBC | SP Distribution Ltd | Biofuel biogas from anaerobic digestion (excluding landfill & sewage) | Gas turbine (OCGT) | No | N/A | 2 | 2.1053 | - | - | - | - | - | - | - | - | - | - | - | - | No | Accepted to connect | 2020-09-14 | - | - | - | - | - | - | 2 | TBC | TBC | TBC | TBC | TBC | TBC | N | TBC | TBC | N | N/A | TBC
1800053647830 | Fred Olsen Ltd | Invento A/S | Forest Estate |  | Dalry | Dumfries and Galloway | DG7 3XS | Scotland | 256798 | 586002 | Earlstoun | N/A | TBC | 11 | SP Distribution Ltd | Hydro run of river | Hydro power system | No | N/A | 1.2 | 1.2632 | - | - | - | - | - | - | - | - | - | - | - | - | No | Connected | 2020-09-14 | 1.2 | TBC | TBC | TBC | TBC | TBC | - | - | - | - | - | - | - | N | TBC | TBC | N | N/A | TBC
N/A | Baywa | Inverclyde Windfarm | Corlick Hill | Clyde Muirshiel Regional Park | Kilmacolm | Inverclyde | PA13 4TJ | Scotland | 229563 | 672854 | Devol Moor | N/A | N/A | 33 | SP Distribution Ltd | Wind | Onshore wind turbines | No | N/A | 24 | 25.2632 | - | - | - | - | - | - | - | - | - | - | - | - | No | Accepted to connect | 2020-07-14 | - | - | - | - | - | - | 24 | TBC | TBC | TBC | TBC | TBC | TBC | N | TBC | TBC | N | N/A | TBC
N/A | Greenock Hydro Power | Inverkip Rd 427-13 | Inverkip Water Hydro Scheme Powerho |  | Inverkip | Renfrewshire | PA16 0ED | Scotland | 221610 | 673062 | Spango Valley | N/A | INVERKIP ROAD | 11 | SP Distribution Ltd | Hydro run of river | Hydro power system | No | N/A | 1 | 1.0526 | - | - | - | - | - | - | - | - | - | - | - | - | No | Accepted to connect | 2020-09-14 | - | - | - | - | - | - | 1 | TBC | TBC | TBC | TBC | TBC | TBC | N | TBC | TBC | N | N/A | TBC
N/A | BIOGEN POWER | Irvine Biomass | OLD HALL INDUSTRIAL ESTATE |  | Irvine | North Ayrshire | KA11 5DG | Scotland | 233720 | 636540 | Kilmarnock South | N/A | RIVERSIDE (11kV) | 11 | SP Distribution Ltd | Biomass | Gas turbine (OCGT) | No | N/A | 5.5 | 5.7895 | - | - | - | - | - | - | - | - | - | - | - | - | No | Accepted to connect | 2020-09-14 | - | - | - | - | - | - | 5.5 | TBC | TBC | TBC | TBC | TBC | TBC | N | TBC | TBC | N | N/A | TBC
N/A | Private Developer | Jameston Farm (Arran View Battery Storage) | North West Of Jameston Farm |  | Dalry | North Ayrshire | KA24 4EY | Scotland | 232189 | 647344 | Kilwinning | N/A | N/A | 33 | SP Distribution Ltd | Storage battery | Battery | No | TBC | 20 | 21.0526 | - | - | - | - | - | - | - | - | - | - | - | - | No | Accepted to connect | 2020-09-14 | - | - | - | - | - | - | 20 | TBC | TBC | TBC | TBC | TBC | TBC | N | TBC | TBC | N | N/A | TBC
N/A | TBC | Kaimes Renewable Energy Park | Land off the A720 |  | Kaimes | Midlothian | EH17 8RT | Scotland | 326936 | 667679 | Kaimes | N/A | TBC | TBC | SP Distribution Ltd | Data Not Available | Other | No | N/A | 50 | 52.6316 | - | - | - | - | - | - | - | - | - | - | - | - | No | Accepted to connect | 2020-09-14 | - | - | - | - | - | - | 50 | TBC | TBC | TBC | TBC | TBC | TBC | N | TBC | TBC | N | N/A | TBC
TBC | Infinis | Kaimes Landfill | Linburn Rd |  | Kirknewton | West Lothian | EH27 8DY | Scotland | 312800 | 666500 | Livingston East | N/A | Kirknewton | 11 | SP Distribution Ltd | Waste | Gas turbine (OCGT) | No | N/A | 2.5 | 2.6316 | - | - | - | - | - | - | - | - | - | - | - | - | No | Connected | 2020-11-11 | 2.5 | TBC | TBC | TBC | TBC | 2002-10-31 | - | - | - | - | - | - | - | N | TBC | TBC | N | N/A | TBC
1800060450533 | Renewable Energy Systems Limited | Kelburn “A” Windfarm | KELBURN WINDFARM A | East Of Kepperburn Farm Road | FAIRLIE | North Ayrshire | KA29 0BQ | Scotland | 224000 | 655000 | Saltcoats B | N/A | N/A | 33 | SP Distribution Ltd | Wind | Onshore wind turbines | No | N/A | 14 | 14.7368 | - | - | - | - | - | - | - | - | - | - | - | - | No | Connected | 2020-09-14 | 14 | TBC | TBC | TBC | TBC | 2012-03-18 | - | - | - | - | - | - | - | N | TBC | TBC | N | N/A | TBC
1800060450551 | Renewable Energy Systems Limited | Kelburn “B” Windfarm | KELBURN WINDFARM B | East Of Kepperburn Farm Road | FAIRLIE | North Ayrshire | KA29 0BQ | Scotland | 221328 | 655686 | Saltcoats B | N/A | N/A | 33 | SP Distribution Ltd | Wind | Onshore wind turbines | No | N/A | 14 | 14.7368 | - | - | - | - | - | - | - | - | - | - | - | - | No | Connected | 2020-09-14 | 14 | TBC | TBC | TBC | TBC | 2012-03-22 | - | - | - | - | - | - | - | N | TBC | TBC | N | N/A | TBC
1800054906620 | Falkirk Council | Kemper Avenue Chp | Kemper Avenue | Polmont | Falkirk | Falkirk Council Area | FK1 1UA | Scotland | 289041 | 679346 | Bonnybridge | N/A | Falkirk | 11 | SP Distribution Ltd | Other | Steam-gas turbine (CCGT) | Yes | TBC | 1.12 | 1.1789 | - | - | - | - | - | - | - | - | - | - | - | - | No | Connected | 2020-09-14 | 1.12 | TBC | TBC | TBC | TBC | TBC | - | - | - | - | - | - | - | N | TBC | TBC | N | N/A | TBC
1800053647566 | Drax Generation Enterprises Limited | Kendoon | Kendoon Power Station |  | Castle Douglas | Dumfries and Galloway | DG7 3UB | Scotland | 260591 | 587599 | Kendoon 11kV | N/A | kendoon | 11 | SP Distribution Ltd | Hydro run of river | Hydro power system | No | N/A | 24 | 25.2632 | - | - | - | - | - | - | - | - | - | - | - | - | No | Connected | 2020-09-14 | 24 | TBC | TBC | TBC | TBC | 2016-04-01 | - | - | - | - | - | - | - | N | TBC | TBC | N | N/A | TBC
TBC | Kerry Group | Kerry Ingredients (Uk) Ltd | Glenochil Yeast Factory |  | Menstrie | Clackmanshire | FK11 7ES | Scotland | 285787 | 696483 | Devonside | N/A | Menstrie | TBC | SP Distribution Ltd | Other | Steam-gas turbine (CCGT) | Yes | TBC | 1.2 | 1.2632 | - | - | - | - | - | - | - | - | - | - | - | - | No | Connected | 2020-09-14 | 1.2 | TBC | TBC | TBC | TBC | TBC | - | - | - | - | - | - | - | N | TBC | TBC | N | N/A | TBC
N/A | Barr Environmental | Killoch Depot | Killoch Depot Killoch Colliery |  | Cumnock | East Ayrshire | KA18 2RL | Scotland | 248650 | 620732 | Coylton | N/A | KILLOCH COLLIERY | 11 | SP Distribution Ltd | Waste | Gas turbine (OCGT) | No | N/A | 12 | 12.6316 | - | - | - | - | - | - | - | - | - | - | - | - | No | Accepted to connect | 2020-09-14 | - | - | - | - | - | - | 12 | TBC | TBC | TBC | TBC | TBC | TBC | N | TBC | TBC | N | N/A | TBC
N/A | TBC | Kilmux Farm Solar Pv (20MW) (Me Offer In Progress) | Kilmux Solar Farm |  | Bonnybank | Fife | KY8 5NW | Scotland | 336732 | 705008 | Leven | N/A | TBC | TBC | SP Distribution Ltd | Solar | Photovoltaic | No | N/A | 20 | 21.0526 | - | - | - | - | - | - | - | - | - | - | - | - | No | Accepted to connect | 2020-08-14 | - | - | - | - | - | - | 20 | TBC | TBC | TBC | TBC | TBC | TBC | N | TBC | TBC | N | N/A | TBC
1800060891785 | Airvolution Energy | Kinegar Wind Farm | Kinegar Wind Farm | The Neuk | Cockburnspath | Scottish Borders | TD13 5YH | Scotland | 377377 | 671362 | Dunbar | N/A | Torness | 11 | SP Distribution Ltd | Wind | Onshore wind turbines | No | N/A | 5 | 5.2632 | - | - | - | - | - | - | - | - | - | - | - | - | Yes | Connected | 2020-07-14 | 5 | TBC | TBC | TBC | TBC | 2017-03-16 | - | - | - | - | - | - | - | N | TBC | TBC | Y | 614983811 | TBC
N/A | Coriolis Energy | Kirk Hill Windfarm | Kirk Hill |  | Kirkswald | South Ayrshire | KA19 8LX | Scotland | 226622 | 604337 | Maybole | N/A | N/A | 33 | SP Distribution Ltd | Wind | Onshore wind turbines | No | N/A | 20 | 21.0526 | - | - | - | - | - | - | - | - | - | - | - | - | No | Accepted to connect | 2020-08-14 | - | - | - | - | - | - | 20 | TBC | TBC | TBC | TBC | TBC | TBC | N | TBC | TBC | N | N/A | TBC
N/A | W Ramsay & Sons Ltd | Knockman Hill Wind Farm | Milnmark Farm |  | Castle Douglas | Dumfries and Galloway | DG7 | Scotland | 266921 | 583507 | Dumfries | N/A | TBC | 11 | SP Distribution Ltd | Wind | Onshore wind turbines | No | N/A | 5 | 5.2632 | - | - | - | - | - | - | - | - | - | - | - | - | No | Accepted to connect | 2020-08-14 | - | - | - | - | - | - | 5 | TBC | TBC | TBC | TBC | TBC | TBC | N | TBC | TBC | N | N/A | TBC
N/A | Reg Windpower | Knockshinnoch Wind Farm | Knockshinnoch Wind Farm | Knockshinnoch Rd | Cumnock | East Ayrshire | KA18 4NJ | Scotland | 260917 | 612721 | Coylton | N/A | NEW CUMMNOCK | 11 | SP Distribution Ltd | Wind | Onshore wind turbines | No | N/A | 4 | 4.2105 | - | - | - | - | - | - | - | - | - | - | - | - | No | Accepted to connect | 2020-09-14 | - | - | - | - | - | - | 4 | TBC | TBC | TBC | TBC | TBC | TBC | N | TBC | TBC | N | N/A | TBC
1800060853317 | Enercon | Ladehead Wind Cluster | Ladehead Farm | Kelburn Country Park Access Road | Lesmahagow | South Lanarkshire | ML11 0HZ | Scotland | 279142 | 641223 | Wishaw | N/A | Stonehouse | 11 | SP Distribution Ltd | Wind | Onshore wind turbines | No | N/A | 2 | 2.1053 | - | - | - | - | - | - | - | - | - | - | - | - | No | Connected | 2020-09-14 | 2 | TBC | TBC | TBC | TBC | 2016-09-01 | - | - | - | - | - | - | - | N | TBC | TBC | N | N/A | TBC
TBC | Ylem Energy Limited | Ladybank Landfill Lower Melville Wood | Lower Melville Wood |  | Ladybank | Fife | KY15 7UL | Scotland | 330000 | 711700 | Cupar | N/A | Cupar | 11 | SP Distribution Ltd | Waste | Gas turbine (OCGT) | No | N/A | 2.4 | 2.5263 | - | - | - | - | - | - | - | - | - | - | - | - | No | Connected | 2020-09-14 | 2.4 | TBC | TBC | TBC | TBC | 2007-03-01 | - | - | - | - | - | - | - | N | TBC | TBC | N | N/A | TBC
1800053946507 | TBC | Lafarge Cement | Dunbar Works |  | Dunbar | East Lothian | EH42 1SL | Scotland | 370598 | 676488 | Dunbar | N/A | OXWELL MAINS (33kV) | 33 | SP Distribution Ltd | Waste | Gas turbine (OCGT) | No | N/A | 5.3 | 5.5789 | - | - | - | - | - | - | - | - | - | - | - | - | No | Connected | 2020-09-14 | 5.3 | TBC | TBC | 26.2 | 27.5789 | 2012-04-06 | - | - | - | - | - | - | - | N | TBC | TBC | N | N/A | TBC
1800060510722 | Land Energy | Land Energy | Chilton Bros 19 | Ladywell Avenue | Girvan | South Ayrshire | KA26 9PF | Scotland | 221328 | 655686 | Maybole | N/A | Girvan | 11 | SP Distribution Ltd | Biomass | Gas turbine (OCGT) | No | N/A | 2.6 | 2.7368 | - | - | - | - | - | - | - | - | - | - | - | - | No | Connected | 2020-09-14 | 2.6 | 2.47 | 2.6 | 2.19 | 2.3053 | 2012-05-03 | - | - | - | - | - | - | - | N | TBC | TBC | N | N/A | TBC
N/A | North Gisborne | Land North Of Balbeggie Avenue | Land North Of Balbeggie Avenue | Balbeggie Thornton | Kirkcaldy | Fife | KY1 3NS | Scotland | 328587 | 696532 | Redhouse | N/A | TBC | TBC | SP Distribution Ltd | Solar | Photovoltaic | No | N/A | 12 | 12.6316 | - | - | - | - | - | - | - | - | - | - | - | - | No | Accepted to connect | 2020-07-14 | - | - | - | - | - | - | 12 | TBC | TBC | TBC | TBC | TBC | TBC | N | TBC | TBC | N | N/A | TBC
N/A | South Redhouse | Land North Of Thornton Road | Land North Of | Redhouse Grid Substation | Kirkcaldy | Fife | KY1 | Scotland | 329101 | 695410 | Redhouse | N/A | TBC | TBC | SP Distribution Ltd | Storage battery | Battery | No | TBC | 19.9 | 20.9474 | - | - | - | - | - | - | - | - | - | - | - | - | No | Accepted to connect | 2020-07-14 | - | - | - | - | - | - | 19.9 | TBC | TBC | TBC | TBC | TBC | TBC | N | TBC | TBC | N | N/A | TBC
N/A | Flexible Grid Power | Land Off Shilton Lane | Land Off Shilton Lane | Land Bet Shilton Cottage & M89 | Bishopton | Renfrewshire | PA7 5PR | Scotland | 245343 | 671600 | ERSKINE | N/A | N/A | 33 | SP Distribution Ltd | Storage battery | Battery | No | TBC | 19 | 20 | - | - | - | - | - | - | - | - | - | - | - | - | No | Accepted to connect | 2020-09-14 | - | - | - | - | - | - | 19 | TBC | TBC | TBC | TBC | TBC | TBC | N | TBC | TBC | N | N/A | TBC
N/A | 1 Stop Renewables | Land South East Of Auchterhead | Land South East Of Auchterhead |  | Wishaw | North Lanarkshire | ML2 9PJ | Scotland | 287876 | 654682 | Newarthill | N/A | TBC | TBC | SP Distribution Ltd | Wind | Onshore wind turbines | No | N/A | 2.3 | 2.4211 | - | - | - | - | - | - | - | - | - | - | - | - | No | Accepted to connect | 2020-08-14 | - | - | - | - | - | - | 2.3 | TBC | TBC | TBC | TBC | TBC | TBC | N | TBC | TBC | N | N/A | TBC
N/A | CJ Energy | Land To The East Of Wholeflats Road | Unit 2 | Wholeflats Road | Grangemouth | Falkirk Council Area | FK3 9UY | Scotland | 293973 | 679925 | Grangemouth | N/A | TBC | TBC | SP Distribution Ltd | Storage battery | Battery | No | TBC | 20 | 21.0526 | - | - | - | - | - | - | - | - | - | - | - | - | No | Accepted to connect | 2020-08-14 | - | - | - | - | - | - | 20 | TBC | TBC | TBC | TBC | TBC | TBC | N | TBC | TBC | N | N/A | TBC
1800060697232 | Greencoat Uk Wind | Langhope Rig Windfarm | Near Heaphill | Stirches Road | Hawick | Scottish Borders | TD9 7NE | Scotland | 340680 | 620050 | Hawick | N/A | N/A | 33 | SP Distribution Ltd | Wind | Onshore wind turbines | No | N/A | 16.2 | 17.0526 | - | - | - | - | - | - | - | - | - | - | - | - | No | Connected | 2020-07-14 | 16.2 | TBC | TBC | TBC | TBC | 2015-03-26 | - | - | - | - | - | - | - | N | TBC | TBC | N | N/A | TBC
N/A | Brookfield Renewable Energy Group (Pne Wind Uk) | Larbrax | Land West of B738 | North Rhins Peninsula | Leswalt | Wigtownshire | DG9 0RR | Scotland | 197781 | 560974 | Glenluse | N/A | TBC | 33 | SP Distribution Ltd | Wind | Onshore wind turbines | No | N/A | 24 | 25.2632 | - | - | - | - | - | - | - | - | - | - | - | - | No | Accepted to connect | 2020-09-14 | - | - | - | - | - | - | 24 | TBC | TBC | TBC | TBC | TBC | TBC | N | TBC | TBC | N | N/A | TBC
TBC | Stewart Energy | Lesmahagow Windfarm | Draffan Road |  | Draffan | South Lanarkshire | ML9 3DQ | Scotland | 279570 | 646510 | Linnmill | N/A | LESMAHAGOW (11kV) | 11 | SP Distribution Ltd | Wind | Onshore wind turbines | No | N/A | 2.25 | 2.3684 | - | - | - | - | - | - | - | - | - | - | - | - | No | Connected | 2020-08-14 | 2.25 | TBC | TBC | TBC | TBC | TBC | - | - | - | - | - | - | - | N | TBC | TBC | Y | TBC | TBC
TBC | Letham Farm Generation | Letham Farm Generator | Letham Farm | off the M876 | Letham | Stirlingshire | FK2 8QH | Scotland | 288717 | 685420 | Bainsford | N/A | Carron Iron | TBC | SP Distribution Ltd | Fossil Gas | Gas turbine (OCGT) | No | N/A | 4 | 4.2105 | - | - | - | - | - | - | - | - | - | - | - | - | No | Connected | 2020-09-14 | 4 | TBC | TBC | TBC | TBC | 2012-06-15 | - | - | - | - | - | - | - | N | TBC | TBC | N | N/A | TBC
TBC | Celts | Levenmouth Hv Cust | Offshore Renewable Energy Catapult: Levenmouth Demonstration Turbine | Links Drive | Methil | Fife | KY8 | Scotland | 336022 | 698106 | Leven | N/A | Levenbank | TBC | SP Distribution Ltd | Fossil Gas | Gas turbine (OCGT) | No | N/A | 2.6 | 2.7368 | - | - | - | - | - | - | - | - | - | - | - | - | No | Connected | 2020-09-14 | 2.6 | TBC | TBC | TBC | TBC | 2017-08-20 | - | - | - | - | - | - | - | N | TBC | TBC | N | N/A | TBC
1800060906847 | No Info. | Levenseat Efw | Levenseat Efw | Levenseat Quarry | Forth | South Lanarkshire | ML11 8EP | Scotland | 294854 | 655234 | Newarthill | N/A | Forth (11KV) | 11 | SP Distribution Ltd | Waste | Gas turbine (OCGT) | No | N/A | 11 | 11.5789 | - | - | - | - | - | - | - | - | - | - | - | - | No | Connected | 2020-09-14 | 11.6 | 11 | 11.5789 | TBC | TBC | 2017-05-21 | - | - | - | - | - | - | - | N | TBC | TBC | N | N/A | TBC
N/A | Levenseat Renewable Energy Ltd | Levenseat Efw Phase Ii | Levenseat EFW | off the A706 | Forth | West Lothian | ML11 8EP | Scotland | 294970 | 655143 | Drumcross | N/A | TBC | 11 | SP Distribution Ltd | Waste | Steam-gas turbine (CCGT) | Yes | N/A | 20 | 21.0526 | - | - | - | - | - | - | - | - | - | - | - | - | No | Accepted to connect | 2020-09-14 | - | - | - | - | - | - | 20 | TBC | TBC | TBC | TBC | TBC | TBC | N | TBC | TBC | N | N/A | TBC
TBC | Simec/ Liberty House | Liberty Steel Dalzell | Liberty Steel Dalzell | Park Street | Motherwell | North Lanarkshire | ML1 1PU | Scotland | 275801 | 656790 | Ravenscraig | N/A | TBC | TBC | SP Distribution Ltd | Biomass | Gas turbine (OCGT) | No | N/A | 17 | 17.8947 | - | - | - | - | - | - | - | - | - | - | - | - | No | Connected | 2020-09-14 | 17 | TBC | TBC | TBC | TBC | 2017-03-30 | - | - | - | - | - | - | - | N | TBC | TBC | N | N/A | TBC
N/A | Forsa (2020 Renewables/Velocita) | Lion Hill Wind Farm | Lion Hill Wind Farm | Land Off Nunnerie Farm | Biggar | South Lanarkshire | ML12 | Scotland | 297700 | 610300 | Chapelcross | N/A | TBC | TBC | SP Distribution Ltd | Wind | Onshore wind turbines | No | N/A | 11.4 | 12 | - | - | - | - | - | - | - | - | - | - | - | - | No | Accepted to connect | 2020-07-14 | - | - | - | - | - | - | 11.4 | TBC | TBC | TBC | TBC | TBC | TBC | N | TBC | TBC | N | N/A | TBC
N/A | Island Green Power | Little Raith Battery Storage (Bega Contracted) | LITTLE RAITH WIND FARM |  | LOCHGELLY | Fife | KY5 0AX | Scotland | 320876 | 692568 | Glenniston | N/A | TBC | 33 | SP Distribution Ltd | Storage battery | Battery | No | TBC | 49.9 | 52.5263 | - | - | - | - | - | - | - | - | - | - | - | - | No | Accepted to connect | 2020-09-14 | - | - | - | - | - | - | 50 | TBC | TBC | TBC | TBC | TBC | TBC | N | TBC | TBC | N | N/A | TBC
1800060450515 | Ge | Little Raith Windfarm | Little Raith Windfarm | The Windfarm Switchgear House | Cardenden Lochgelly | Fife | KY5 0AX | Scotland | 322245 | 692552 | Glenniston | N/A | N/A | 33 | SP Distribution Ltd | Wind | Onshore wind turbines | No | N/A | 27 | 28.4211 | - | - | - | - | - | - | - | - | - | - | - | - | No | Connected | 2020-07-14 | 27 | TBC | TBC | TBC | TBC | 2012-09-07 | - | - | - | - | - | - | - | N | TBC | TBC | N | N/A | TBC
1800060893728 | Quintas Energy UK | Loch Craigs Solar Park | Lochcraig Farm | Lochcraig Farm | Stevenston | North Ayrshire | KA20 4LB | Scotland | 252615 | 665698 | Saltcoats A | N/A | Byrehill | 11 | SP Distribution Ltd | Solar | Photovoltaic | No | N/A | 4.75 | 5 | - | - | - | - | - | - | - | - | - | - | - | - | No | Connected | 2020-07-14 | 4.75 | TBC | TBC | TBC | TBC | 2017-03-31 | - | - | - | - | - | - | - | N | TBC | TBC | N | N/A | TBC
1800054479014 | YLEM Energy limited | Lochhead Landfill | Lochhead Landfill Site | Lochhead | Dunfermline | Fife | KY12 0RX | Scotland | 308500 | 690500 | Dunfermline | N/A | Townhill | 11 | SP Distribution Ltd | Biofuel landfill gas | Gas turbine (OCGT) | No | N/A | 6 | 6.3158 | - | - | - | - | - | - | - | - | - | - | - | - | No | Connected | 2020-09-14 | 6 | TBC | TBC | TBC | TBC | 2006-09-01 | - | - | - | - | - | - | - | N | TBC | TBC | N | N/A | TBC
TBC | Fife Council | Lochhead Landfill Chp | Lochhead Landfill Chp | Wellwood | Dunfermline | Fife | KY12 0RX | Scotland | 308683 | 690319 | Dunfermline | N/A | TBC | TBC | SP Distribution Ltd | Biofuel biogas from anaerobic digestion (excluding landfill & sewage) | Gas turbine (OCGT) | No | N/A | 1.7 | 1.7895 | - | - | - | - | - | - | - | - | - | - | - | - | No | Connected | 2020-09-14 | 1.7 | TBC | TBC | TBC | TBC | 2014-03-31 | - | - | - | - | - | - | - | N | TBC | TBC | N | N/A | TBC
1800060212590 | Becon Project Management | Lochhead Windfarm | Lochhead Farm | Carlisle Road | Larkhall | South Lanarkshire | ML9 3PP | Scotland | 275500 | 646500 | Wishaw | N/A | Larkhall | 11 | SP Distribution Ltd | Wind | Onshore wind turbines | No | N/A | 6 | 6.3158 | - | - | - | - | - | - | - | - | - | - | - | - | No | Connected | 2020-09-14 | 6 | TBC | TBC | TBC | TBC | 2007-01-01 | - | - | - | - | - | - | - | N | TBC | TBC | N | N/A | TBC
N/A | Muirhall Energy | Loganhead Wind Farm | Loganhead Wind Farm | Land Forming Part Of Loganhead Commercial Forestry | Langholm | Dumfries and Galloway | DG13 0NW | Scotland | 330880 | 586580 | Chapelcross | N/A | TBC | 11 | SP Distribution Ltd | Wind | Onshore wind turbines | No | N/A | 25.6 | 26.9474 | - | - | - | - | - | - | - | - | - | - | - | - | No | Accepted to connect | 2020-08-14 | - | - | - | - | - | - | 25.6 | TBC | TBC | TBC | TBC | TBC | TBC | N | TBC | TBC | N | N/A | TBC
N/A | Energiekontor Uk | Longhill Burn Windfarm | Longhill Burn (West Of Pates H) |  | West Calder | West Lothian | EH55 | Scotland | 298062 | 658993 | Drumcross | N/A | N/A | 33 | SP Distribution Ltd | Wind | Onshore wind turbines | No | N/A | 36 | 37.8947 | - | - | - | - | - | - | - | - | - | - | - | - | No | Accepted to connect | 2020-07-14 | - | - | - | - | - | - | 36 | TBC | TBC | TBC | TBC | TBC | TBC | N | TBC | TBC | Y | 185534 | TBC
1800060251881 | Edf | Longpark Windfarm | Longpark Windfarm | Switchgear House | Galashiels | Scottish Borders | TD1 2QA | Scotland | 348050 | 642050 | Galashiels | N/A | TBC | 33 | SP Distribution Ltd | Wind | Onshore wind turbines | No | N/A | 38 | 40 | - | - | - | - | - | - | - | - | - | - | - | - | No | Connected | 2020-07-14 | 38 | TBC | TBC | TBC | TBC | 2009-07-02 | - | - | - | - | - | - | - | N | TBC | TBC | N | N/A | TBC
1800053647609 | Natural Power Ltd | Melville Landfill | Melville Landfill Generation Site | Lasswade Road | Lasswade | Midlothian | EH22 3GZ | Scotland | 332034 | 666719 | Kaimes | N/A | Poltonhall | 11 | SP Distribution Ltd | Waste | Gas turbine (OCGT) | No | N/A | 1.2 | 1.2632 | - | - | - | - | - | - | - | - | - | - | - | - | No | Connected | 2020-09-14 | 1.2 | TBC | TBC | TBC | TBC | 2014-04-01 | - | - | - | - | - | - | - | N | TBC | TBC | N | N/A | TBC
1800060801319 | Lightsource Renewable Energy | Middle Balbeggie Solar Park | Mid Balbeggie Solar Park | Hurlburn Road | Thornton | Fife | KY1 3MW | Scotland | 328855 | 695619 | Redhouse | N/A | REDHOUSE (11kV) | 11 | SP Distribution Ltd | Solar | Photovoltaic | No | N/A | 3.8 | 4 | - | - | - | - | - | - | - | - | - | - | - | - | No | Connected | 2020-08-14 | 3.8 | TBC | TBC | TBC | TBC | 2017-01-27 | - | - | - | - | - | - | - | N | TBC | TBC | N | N/A | TBC
1800060869594 | Capital Dynamics | Middle Balbeggie Windfarm | Middle Balbeggie Farm | Hurlburn Road | Thornton | Fife | KY1 3NS | Scotland | 327760 | 696279 | Redhouse | N/A | Redhouse | 11 | SP Distribution Ltd | Wind | Onshore wind turbines | No | N/A | 6.4 | 6.7368 | - | - | - | - | - | - | - | - | - | - | - | - | No | Connected | 2020-09-14 | 6.4 | TBC | TBC | TBC | TBC | 2016-10-25 | - | - | - | - | - | - | - | N | TBC | TBC | N | N/A | TBC
1800060532656 | ScottishPower Renewables | Middleton Wind Farm | Middleton Wind Farm | Near Bannerbank Farm | Newton Mearns | East Renfrewshire | G77 6QA | Scotland | 253158 | 656019 | Crookston B | N/A | N/A | 33 | SP Distribution Ltd | Wind | Onshore wind turbines | No | N/A | 12.63 | 13.2947 | - | - | - | - | - | - | - | - | - | - | - | - | No | Connected | 2020-09-14 | 12.63 | TBC | TBC | TBC | TBC | 2013-01-17 | - | - | - | - | - | - | - | N | TBC | TBC | N | N/A | TBC
N/A | Banks Renewables | Mill Rig WF | Land adjacent to Bankend Rig WF |  | Dungavel | South Lanarkshire | ML10 6RG | Scotland | 263028 | 634395 | Kilmarnock South | N/A | N/A | 33 | SP Distribution Ltd | Wind | Onshore wind turbines | No | N/A | 36 | 37.8947 | - | - | - | - | - | - | - | - | - | - | - | - | No | Accepted to connect | 2020-09-14 | - | - | - | - | - | - | 36 | TBC | TBC | TBC | TBC | TBC | TBC | N | TBC | TBC | Y | 269683 | TBC
1800060963669 | Edinburgh Energy Recovery Facility | Millerhill Efw | Midlothian Residual Waste Facility | Whitehill Road | Dalkeith | Midlothian | EH22 1SX | Scotland | 332352 | 670580 | Portobello | N/A | NIDDRIE (33kV) | 33 | SP Distribution Ltd | Biofuel sewage gas | Gas turbine (OCGT) | No | N/A | 15 | 15.7895 | - | - | - | - | - | - | - | - | - | - | - | - | No | Connected | 2020-09-14 | 15 | TBC | TBC | 4 | 4.2105 | 2018-10-01 | - | - | - | - | - | - | - | N | TBC | TBC | N | N/A | TBC
1800060782162 | Millerhill Zero Waste | Millerhill Waste Plant | Zero Waste Plant | Millerhill | Musselburgh | East Lothian | EH21 8 | Scotland | 332400 | 670800 | Portobello | N/A | Niddrie | 11 | SP Distribution Ltd | Waste | Gas turbine (OCGT) | No | N/A | 1.5 | 1.5789 | - | - | - | - | - | - | - | - | - | - | - | - | No | Connected | 2020-09-14 | 1.5 | TBC | TBC | TBC | TBC | 2015-08-13 | - | - | - | - | - | - | - | N | TBC | TBC | N | N/A | TBC
1800060450490 | Community Wind Power (Cwl) | Millourhill Wind Farm | Millour Hill Windfarm | Millour Hill | DALRY | North Ayrshire | KA24 5HR | Scotland | 225843 | 652080 | Saltcoats A | N/A | N/A | 33 | SP Distribution Ltd | Wind | Onshore wind turbines | No | N/A | 24 | 25.2632 | - | - | - | - | - | - | - | - | - | - | - | - | No | Connected | 2020-09-14 | 24 | 17.1 | 18 | 17.1 | 18 | 2012-05-25 | - | - | - | - | - | - | - | N | TBC | TBC | N | N/A | TBC
MSID 8182 | Infinis | Minsca | Minsca Wind Farm |  | Lockerbie | Dumfries and Galloway | DG11 2QE | Scotland | 313821 | 581690 | Chapelcross | N/A | TBC | 33 | SP Distribution Ltd | Wind | Onshore wind turbines | No | N/A | 36.8 | 38.7368 | - | - | - | - | - | - | - | - | - | - | - | - | No | Connected | 2020-07-14 | 36.8 | TBC | TBC | TBC | TBC | 2008-03-01 | - | - | - | - | - | - | - | N | TBC | TBC | N | N/A | TBC
N/A | Falck Renewables | Mochrum Fell | Barwhillanty Estate and Glenswinton Farm |  | Parton | Dumfries and Galloway | DG7 3ED | Scotland | 272507 | 575119 | Tongland | N/A | TBC | 33 | SP Distribution Ltd | Wind | Onshore wind turbines | No | N/A | 33 | 34.7368 | - | - | - | - | - | - | - | - | - | - | - | - | No | Accepted to connect | 2020-08-14 | - | - | - | - | - | - | 33 | TBC | TBC | TBC | TBC | TBC | TBC | N | TBC | TBC | N | N/A | TBC
TBC | Urban Wind | Moor House Windfarm | Land North West Of Shepherds House | Moorhouse | Coldingham | Scottish Borders | TD14 5TX | Scotland | 384415 | 667894 | Berwick | N/A | Eyemouth | TBC | SP Distribution Ltd | Wind | Onshore wind turbines | No | N/A | 1.4 | 1.4737 | - | - | - | - | - | - | - | - | - | - | - | - | Yes | Connected | 2020-07-14 | 1.4 | TBC | TBC | TBC | TBC | 2016-09-01 | - | - | - | - | - | - | - | N | TBC | TBC | N | N/A | TBC
1800060804142 | Airvolution | Mossmorran Windfarm | Mossmorran Windfarm | Mossmorran | Cowdenbeath | Fife | KY4 8EP | Scotland | 318109 | 689419 | Westfield | N/A | Cowdenbeath | 11 | SP Distribution Ltd | Wind | Onshore wind turbines | No | N/A | 4.6 | 4.8421 | - | - | - | - | - | - | - | - | - | - | - | - | No | Connected | 2020-09-14 | 4.6 | TBC | TBC | TBC | TBC | 2016-01-08 | - | - | - | - | - | - | - | N | TBC | TBC | N | N/A | TBC
N/A | Mount Green Energy Ltd | Mount Farm | Mount Farm | Stobieside | Strathaven | South Lanarkshire | ML10 6QL | Scotland | 262455 | 639653 | Coylton | N/A | DARVEL | TBC | SP Distribution Ltd | Wind | Onshore wind turbines | No | N/A | 2 | 2.1053 | - | - | - | - | - | - | - | - | - | - | - | - | No | Accepted to connect | 2020-09-14 | - | - | - | - | - | - | 2 | TBC | TBC | TBC | TBC | TBC | TBC | N | TBC | TBC | Y | 613442693 | TBC
TBC | Muirhall Energy | Muirhall South Windfarm | Muiirhall South Windfarm |  | Stellashaw Moss | South Lanarkshire | ML11 8LL | Scotland | 299342 | 652838 | Livingston East | N/A | PATES HILL (33kV) | 33 | SP Distribution Ltd | Wind | Onshore wind turbines | No | N/A | 8.25 | 8.6842 | - | - | - | - | - | - | - | - | - | - | - | - | No | Connected | 2020-08-14 | 8.25 | TBC | TBC | TBC | TBC | 2016-03-17 | - | - | - | - | - | - | - | N | TBC | TBC | N | N/A | TBC
1800060328044 | Natural Power | Muirhall Windfarm | Muirhall Farm |  | Lanark | South Lanarkshire | ML11 8LL | Scotland | 300605 | 653760 | Livingston East | N/A | PATES HILL (33kV) | 33 | SP Distribution Ltd | Wind | Onshore wind turbines | No | N/A | 12 | 12.6316 | - | - | - | - | - | - | - | - | - | - | - | - | No | Connected | 2020-07-14 | 12 | 31.35 | 33 | 31.5 | 33.1579 | 2010-12-09 | - | - | - | - | - | - | - | N | TBC | TBC | N | N/A | TBC
1800060674262 | Natural Power | Muirhall Windfarm Extn | Muirhall Wf Extension Ltd |  | Lanark | South Lanarkshire | ML11 8LL | Scotland | 299342 | 652838 | Livingston East | N/A | PATES HILL (33kV) | 33 | SP Distribution Ltd | Wind | Onshore wind turbines | No | N/A | 6.4 | 6.7368 | - | - | - | - | - | - | - | - | - | - | - | - | No | Connected | 2020-07-14 | 6.4 | TBC | TBC | TBC | TBC | 2014-04-15 | - | - | - | - | - | - | - | N | TBC | TBC | N | N/A | TBC
N/A | Muirmealing Solar Ltd (The Abbey Group) | Muirmealing Solar Farm | Muirmealing Solar Farm | Muirmealing Shaw | Dunfermline | Fife | KY12 9UB | Scotland | 299830 | 692727 | DEVONSIDE | N/A | TBC | TBC | SP Distribution Ltd | Solar | Photovoltaic | No | N/A | 5 | 5.2632 | - | - | - | - | - | - | - | - | - | - | - | - | No | Accepted to connect | 2020-07-14 | - | - | - | - | - | - | 5 | TBC | TBC | TBC | TBC | TBC | TBC | N | TBC | TBC | N | N/A | TBC
1800053646303 | Bryan J Rendall (Electrical) Ltd | Myreshill 2 | Myers Burn |  | Eaglesham | East Renfrewshire | G76 0PW | Scotland | 256821 | 646184 | Giffnock | N/A | Castle | 11 | SP Distribution Ltd | Wind | Onshore wind turbines | No | N/A | 1.8 | 1.8947 | - | - | - | - | - | - | - | - | - | - | - | - | No | Connected | 2020-08-14 | 1.8 | TBC | TBC | TBC | TBC | 2003-10-27 | - | - | - | - | - | - | - | N | TBC | TBC | N | N/A | TBC
N/A | TBC | N015947 Glasgow Airpt 14 Linwood Wwtw | Glasgow Airport |  | Paisley | Renfrewshire | PA3 2SW | Scotland | 248090 | 666061 | Paisley | N/A | GLASGOW AIRPORT | 11 | SP Distribution Ltd | Storage pumped | Hydro power system | No | N/A | 1.2 | 1.2632 | - | - | - | - | - | - | - | - | - | - | - | - | No | Accepted to connect | 2020-08-14 | - | - | - | - | - | - | 1.2 | TBC | TBC | TBC | TBC | TBC | TBC | N | TBC | TBC | N | N/A | TBC
N/A | Picardi Enterprises Ltd | Nairn Road Alpha | 3 Nairn Road | Deans Industrial Estate | Livingston | West Lothian | EH54 8AY | Scotland | 302054 | 669676 | Drumcross | N/A | TBC | TBC | SP Distribution Ltd | Fossil Gas | Gas turbine (OCGT) | No | N/A | 4 | 4.2105 | - | - | - | - | - | - | - | - | - | - | - | - | No | Accepted to connect | 2020-09-14 | - | - | - | - | - | - | 4 | TBC | TBC | TBC | TBC | TBC | TBC | N | TBC | TBC | Y | 612706941 | TBC
N/A | Picardi Enterprises | Nairn Road Bravo | 3 Nairn Road | Deans Industrial Estate | Livingston | West Lothian | EH54 8AY | Scotland | 302054 | 669676 | Drumcross | N/A | TBC | TBC | SP Distribution Ltd | Fossil Gas | Gas turbine (OCGT) | No | N/A | 4 | 4.2105 | - | - | - | - | - | - | - | - | - | - | - | - | No | Accepted to connect | 2020-09-14 | - | - | - | - | - | - | 4 | TBC | TBC | TBC | TBC | TBC | TBC | N | TBC | TBC | Y | 613142487 | TBC
N/A | TBC | Nairn Road Generation | Land at Naird Road | Deans Industrial Estate | Livingston | West Lothian | EH54 8AY | Scotland | 302054 | 669676 | Drumcross | N/A | TBC | TBC | SP Distribution Ltd | Fossil Gas | Gas turbine (OCGT) | No | N/A | 19.9 | 20.9474 | - | - | - | - | - | - | - | - | - | - | - | - | No | Accepted to connect | 2020-09-14 | - | - | - | - | - | - | 20 | TBC | TBC | TBC | TBC | TBC | TBC | N | TBC | TBC | Y | 613438982 | TBC
1800060532674 | Renewable Energy Systems Limited | Neilston Community | Neilston Community Wind Farm | Near Commore Farm | Neilston | East Renfrewshire | G78 3DA | Scotland | 245292 | 653952 | Crookston B | N/A | Aurs Road 2 | 33 | SP Distribution Ltd | Wind | Onshore wind turbines | No | N/A | 10 | 10.5263 | - | - | - | - | - | - | - | - | - | - | - | - | No | Connected | 2020-09-14 | 10 | TBC | TBC | TBC | TBC | 2013-12-01 | - | - | - | - | - | - | - | N | TBC | TBC | N | N/A | TBC
N/A | NEILSTON COMMUNITY WIND FARM LLP | Neilston Community Phase Ii Windfarm | NEILSTON COMMUNITY WIND FARM |  | NEILSTON | Glasgow City | G78 3DQ | Scotland | 245364 | 654037 | Crookston B | N/A | Aurs Road 2 | 33 | SP Distribution Ltd | Wind | Onshore wind turbines | No | N/A | 2.5 | 2.6316 | - | - | - | - | - | - | - | - | - | - | - | - | No | Accepted to connect | 2020-09-14 | - | - | - | - | - | - | 2.5 | TBC | TBC | TBC | TBC | TBC | TBC | N | TBC | TBC | N | N/A | TBC
N/A | Neilston Wind Limited Ili | Neilstonwind | Neilston Windfarm | South of Barhead | Neilston | East Renfrewshire | G78 | Scotland | 245747 | 653929 | Crookston B | N/A | Aurs Road | 11 | SP Distribution Ltd | Wind | Onshore wind turbines | No | N/A | 2.5 | 2.6316 | - | - | - | - | - | - | - | - | - | - | - | - | No | Accepted to connect | 2020-08-14 | - | - | - | - | - | - | 2.5 | TBC | TBC | TBC | TBC | TBC | TBC | N | TBC | TBC | N | N/A | TBC
N/A | TBC | Netherton Gas | Site West of 22A-22F Netherdale Road | Netherton Industrial Estate | Wishaw | North Lanarkshire | ML2 0ER | Scotland | 278333 | 654697 | Wishaw | N/A | Larkhall (11KV) | 11 | SP Distribution Ltd | Fossil Gas | Gas turbine (OCGT) | No | N/A | 20 | 21.0526 | - | - | - | - | - | - | - | - | - | - | - | - | No | Accepted to connect | 2020-09-14 | - | - | - | - | - | - | 20 | TBC | TBC | TBC | TBC | TBC | TBC | N | TBC | TBC | N | N/A | TBC
N/A | Peel Environmental | North Clyde Recycling Centre (Resubmission) | Rothesay Dock |  | Clydebank | West Dunbartonshire | G81 1LX | Scotland | 250389 | 669199 | DRUMCHAPEL | N/A | TBC | TBC | SP Distribution Ltd | Biofuel biogas from anaerobic digestion (excluding landfill & sewage) | Gas turbine (OCGT) | No | N/A | 1.6 | 1.6842 | - | - | - | - | - | - | - | - | - | - | - | - | No | Accepted to connect | 2020-09-14 | - | - | - | - | - | - | 1.6 | TBC | TBC | TBC | TBC | TBC | TBC | N | TBC | TBC | N | N/A | TBC
N/A | North Lanarkshire Bio Power Ltd | North Lanarkshire Bio | 251 Glasgow and Edinburgh road |  | Coatbridge | North Lanarkshire | ML5 4UG | Scotland | 274384 | 662602 | Coatbridge | N/A | N/A | 33 | SP Distribution Ltd | Waste | Gas turbine (OCGT) | No | N/A | 29 | 30.5263 | - | - | - | - | - | - | - | - | - | - | - | - | No | Accepted to connect | 2020-09-14 | - | - | - | - | - | - | 29 | TBC | TBC | TBC | TBC | TBC | TBC | N | TBC | TBC | N | N/A | TBC
1800060207447 | Wind Energy (North Rhins) | North Rhins | North Rhinns Windfarm | Enoch Farm | Portpatrick | Dumfries and Galloway | DG9 8JG | Scotland | 201980 | 557960 | Glenluce | N/A | TBC | 33 | SP Distribution Ltd | Wind | Onshore wind turbines | No | N/A | 22 | 23.1579 | - | - | - | - | - | - | - | - | - | - | - | - | No | Connected | 2020-07-14 | 22 | TBC | TBC | TBC | TBC | 2010-01-20 | - | - | - | - | - | - | - | N | TBC | TBC | N | N/A | TBC
1800060566993 | Statkraft | Nutberry W/F | Nutberry Windfarm | Hagshaw Hill Windfarm | Lanark | South Lanarkshire | ML11 0RR | Scotland | 279021 | 635662 | Linnmill | N/A | TBC | 33 | SP Distribution Ltd | Wind | Onshore wind turbines | No | N/A | 18 | 18.9474 | - | - | - | - | - | - | - | - | - | - | - | - | No | Connected | 2020-07-14 | 18 | TBC | TBC | TBC | TBC | 2013-09-01 | - | - | - | - | - | - | - | N | TBC | TBC | N | N/A | TBC
1800054535565 | Oatslie Generation - A (07/02/07) | Oatlsie Sand Pit Landfill | Oatslie Landfill Site | Cleugh Road | Roslin | Midlothian | EH25 9QN | Scotland | 327200 | 663100 | Portobello | N/A | Lady Victoria | 11 | SP Distribution Ltd | Waste | Gas turbine (OCGT) | No | N/A | 2.63 | 2.7684 | - | - | - | - | - | - | - | - | - | - | - | - | No | Connected | 2020-09-14 | 2.63 | TBC | TBC | TBC | TBC | 2013-10-01 | - | - | - | - | - | - | - | N | TBC | TBC | N | N/A | TBC
N/A | Muirhall Energy | Old Greenock Road | Site 300 Metres South West Of | Old Greenock Road | Bishopton | Renfrewshire | PA7 5BB | Scotland | 243794 | 671266 | Erskine | N/A | N/A | 33 | SP Distribution Ltd | Storage battery | Battery | No | TBC | 29.9 | 31.4737 | - | - | - | - | - | - | - | - | - | - | - | - | No | Accepted to connect | 2020-09-14 | - | - | - | - | - | - | 29.9 | TBC | TBC | TBC | TBC | TBC | TBC | N | TBC | TBC | N | N/A | TBC
N/A | Energiekontor (Ekuk) | Overhill Windfarm | Over Hill | New Cumnock | Cumnock | East Ayrshire | KA18 4AA | Scotland | 251694 | 611197 | Coylton | N/A | N/A | 33 | SP Distribution Ltd | Wind | Onshore wind turbines | No | N/A | 34 | 35.7895 | - | - | - | - | - | - | - | - | - | - | - | - | No | Accepted to connect | 2020-07-14 | - | - | - | - | - | - | 34 | TBC | TBC | TBC | TBC | TBC | TBC | N | TBC | TBC | N | N/A | TBC
N/A | Overton Wind ltd | Overton Farm Wf | Overton Farm |  | Blairhall | Fife | KY12 9HA | Scotland | 300082 | 689786 | Devonside | N/A | TBC | TBC | SP Distribution Ltd | Wind | Onshore wind turbines | No | N/A | 1.5 | 1.5789 | - | - | - | - | - | - | - | - | - | - | - | - | No | Accepted to connect | 2020-09-14 | - | - | - | - | - | - | 1.5 | TBC | TBC | TBC | TBC | 2019-10-14 | TBC | N | TBC | TBC | N | N/A | TBC
1800060241313 | Your Energy | Pate'S Hill Windfarm | Pates Hill Windfarm | Pates Hill | West Calder | West Lothian | EH55 8LG | Scotland | 299130 | 659300 | Livingston East | N/A | PATES HILL (33kV) | 33 | SP Distribution Ltd | Wind | Onshore wind turbines | No | N/A | 14 | 14.7368 | - | - | - | - | - | - | - | - | - | - | - | - | No | Connected | 2020-08-14 | 14 | TBC | TBC | TBC | TBC | 2010-01-20 | - | - | - | - | - | - | - | N | TBC | TBC | N | N/A | TBC
1800060845821 | Edf | Pearie Law Windfarm | Pearie Law Wind Farm | Harburn | West Calder | West Lothian | EH55 8LF | Scotland | 302205 | 659690 | Livingston East | N/A | TBC | 33 | SP Distribution Ltd | Wind | Onshore wind turbines | No | N/A | 19.2 | 20.2105 | - | - | - | - | - | - | - | - | - | - | - | - | No | Connected | 2020-07-14 | 19.2 | TBC | TBC | TBC | TBC | 2016-11-01 | - | - | - | - | - | - | - | N | TBC | TBC | N | N/A | TBC
N/A | Brookfield Renewable Energy Group (Pne Wind Uk) | Penbreck & Carmacoup Forest (Resubmission) | Penbreck & Carmacoup Forest (Resubmission) |  | Lanark | South Lanarkshire | ML11 | Scotland | 269500 | 627500 | Coylton | N/A | TBC | TBC | SP Distribution Ltd | Wind | Onshore wind turbines | No | N/A | 27 | 28.4211 | - | - | - | - | - | - | - | - | - | - | - | - | No | Accepted to connect | 2020-07-14 | - | - | - | - | - | - | 27 | TBC | TBC | TBC | TBC | TBC | TBC | N | TBC | TBC | N | N/A | TBC
1800060819282 | Res | Penmanshiel Windfram | Penmanshiel Windfarm | Harelawside | Granthouse | Scottish Borders | TD11 3RP | Scotland | 380006 | 667129 | Berwick | N/A | TBC | 33 | SP Distribution Ltd | Wind | Onshore wind turbines | No | N/A | 28.7 | 30.2105 | - | - | - | - | - | - | - | - | - | - | - | - | Yes | Connected | 2020-08-14 | 28.7 | TBC | TBC | TBC | TBC | 2016-05-01 | - | - | - | - | - | - | - | N | TBC | TBC | N | N/A | TBC
1800060758026 | Plascow wind development Ltd | Plascow Wind Cluster (Resubmission) | Plascow Wind Farm | Plascow | Near Dalbeattie | Dumfries and Galloway | DG5 | Scotland | 287380 | 563820 | Tongland | N/A | Dalbeattie | 11 | SP Distribution Ltd | Wind | Onshore wind turbines | No | N/A | 2.4 | 2.5263 | - | - | - | - | - | - | - | - | - | - | - | - | No | Connected | 2020-11-11 | 2.4 | TBC | TBC | TBC | TBC | 2015-07-15 | - | - | - | - | - | - | - | N | TBC | TBC | N | N/A | TBC
1800060749670 | Viridor | Polmadie Resource Recovery Facility | Polmadie Connection A (Waste Energy) | Polmadie Road | Glasgow | Glasgow City | G42 0PL | Scotland | 259342 | 662421 | Dalmarnock | N/A | TBC | 33 | SP Distribution Ltd | Waste | Gas turbine (OCGT) | No | N/A | 16 | 16.8421 | - | - | - | - | - | - | - | - | - | - | - | - | No | Connected | 2020-09-14 | 16 | TBC | TBC | TBC | TBC | TBC | - | - | - | - | - | - | - | N | TBC | TBC | N | N/A | TBC
N/A | Brookfield Renewable Energy Group (Pne Wind Uk) | Polquhairn | Polquhairn Wind Farm | Se Of Sinclairston | Cumnock | East Ayrshire | KA18 2RT | Scotland | 246990 | 616752 | Coylton | N/A | N/A | 33 | SP Distribution Ltd | Wind | Onshore wind turbines | No | N/A | 22.3 | 23.4737 | - | - | - | - | - | - | - | - | - | - | - | - | No | Accepted to connect | 2020-09-14 | - | - | - | - | - | - | 22.3 | TBC | TBC | TBC | TBC | TBC | TBC | N | TBC | TBC | N | N/A | TBC
1800053646181 | Polwhat Rig Windfarm Limited (C/O National Wind Power Limited) | Polwhat Rig Windfarm | Import Site | Gallow Rig Wind Farm | Nr Carsphairn | Dumfries and Galloway | DG7 3T | Scotland | 259175 | 589756 | Coylton | N/A | TBC | 33 | SP Distribution Ltd | Wind | Onshore wind turbines | No | N/A | 10.8 | 11.3684 | - | - | - | - | - | - | - | - | - | - | - | - | No | Connected | 2020-08-14 | 10.8 | TBC | TBC | TBC | TBC | 1996-08-23 | - | - | - | - | - | - | - | N | TBC | TBC | N | N/A | TBC
N/A | Banks Renewables | Pond Green Energy Park | Pond Green Energy Park | Whitburn Road | Bathgate | West Lothian | EH48 2HR | Scotland | 296452 | 667203 | Bathgate | N/A | TBC | TBC | SP Distribution Ltd | TBC | TBC | No | TBC | 5 | 5.2632 | - | - | - | - | - | - | - | - | - | - | - | - | No | Accepted to connect | 2020-08-14 | - | - | - | - | - | - | 5 | TBC | TBC | TBC | TBC | TBC | TBC | N | TBC | TBC | N | N/A | TBC
N/A | 3R Energy | Poniel Wind Turbines | Land At Poniel South Lanarkshire | Near M74 | Lanark | South Lanarkshire | ML11 0RL | Scotland | 284063 | 633619 | Linnmill | N/A | TBC | TBC | SP Distribution Ltd | Wind | Onshore wind turbines | No | N/A | 9 | 9.4737 | - | - | - | - | - | - | - | - | - | - | - | - | No | Accepted to connect | 2020-07-14 | - | - | - | - | - | - | 9 | TBC | TBC | TBC | TBC | TBC | TBC | N | TBC | TBC | N | N/A | TBC
N/A | Muirhall Energy | Priestgill Wind Farm | Abington | Biggar | Strathclyde | South Lanarkshire | ML12 6RW | Scotland | 295854 | 625399 | Linnmill | N/A | TBC | TBC | SP Distribution Ltd | Wind | Onshore wind turbines | No | N/A | 22.4 | 23.5789 | - | - | - | - | - | - | - | - | - | - | - | - | No | Accepted to connect | 2020-08-14 | - | - | - | - | - | - | 22.4 | TBC | TBC | TBC | TBC | TBC | TBC | N | TBC | TBC | N | N/A | TBC
1800060731229 | Genesis Energy | Priestside Farm 1.8 MW | Preistside | Auchentiber Road | Kilmacolm | Inverclyde | PA13 4SP | Scotland | 246640 | 653414 | Devol Moor | N/A | Port Glasgow | 11 | SP Distribution Ltd | Wind | Onshore wind turbines | No | N/A | 1.8 | 1.8947 | - | - | - | - | - | - | - | - | - | - | - | - | No | Connected | 2020-07-14 | 1.8 | TBC | TBC | TBC | TBC | 2015-09-10 | - | - | - | - | - | - | - | N | TBC | TBC | N | N/A | TBC
TBC | Pure Malt Products Limited | Pure Malt Products Ad | Pure Malt Products Ltd | Whittingehame Drive | Haddington | East Lothian | EH41 4BD | Scotland | 351977 | 674000 | COCKENZIE | N/A | Peppercraig | TBC | SP Distribution Ltd | Biofuel biogas from anaerobic digestion (excluding landfill & sewage) | Gas turbine (OCGT) | No | N/A | 1.5 | 1.5789 | - | - | - | - | - | - | - | - | - | - | - | - | No | Connected | 2020-09-14 | 1.5 | TBC | TBC | TBC | TBC | 2016-01-01 | - | - | - | - | - | - | - | N | TBC | TBC | N | N/A | TBC
TBC | Quaker/ Pepsico | Quaker Oats Cupar | Uthrogle Mills |  | Cupar | Fife | KY15 4PD | Scotland | 334171 | 713146 | Cupar | N/A | Cupar | TBC | SP Distribution Ltd | Biomass | Gas turbine (OCGT) | No | N/A | 2.1 | 2.2105 | - | - | - | - | - | - | - | - | - | - | - | - | No | Connected | 2020-09-14 | 2.1 | TBC | TBC | TBC | TBC | 2015-09-26 | - | - | - | - | - | - | - | N | TBC | TBC | N | N/A | TBC
1800060872764 | Natural Power | Quixwood Windfarm | Quixwood Moor Ltd Quixwood Moor Wind Farm | C108 C106 At Moorhouse To A6112 In Grant | Grantshouse | Scottish Borders | TD11 3RY | Scotland | 378028 | 663859 | Berwick | N/A | N/A | 33 | SP Distribution Ltd | Wind | Onshore wind turbines | No | N/A | 24 | 25.2632 | - | - | - | - | - | - | - | - | - | - | - | - | Yes | Connected | 2020-07-14 | 24 | TBC | TBC | TBC | TBC | 2017-01-05 | - | - | - | - | - | - | - | N | TBC | TBC | N | N/A | TBC
1800060650448 | The Royal Bank Of Scotland Plc | Rbs Gogarburn | 175 Glasgow Road | Tycroes | Edinburgh | Edinburgh City | EH12 9BH | Scotland | 316586 | 672224 | Sighthill | N/A | Edinburgh Airport | 11 | SP Distribution Ltd | Other | Steam-gas turbine (CCGT) | Yes | TBC | 4 | 4.2105 | - | - | - | - | - | - | - | - | - | - | - | - | No | Connected | 2020-09-14 | 4 | 3.8 | 4 | 5.23 | 5.5053 | 2013-09-16 | - | - | - | - | - | - | - | N | TBC | TBC | N | N/A | TBC
N/A | SOUTH REDHOUSE | Redhouse Ess | LAND EAST OF REDHOUSE GRID | HEATHERYWOOD | KIRKCALDY | Fife | KY1 3NW | Scotland | 329237 | 695521 | Redhouse | N/A | REDHOUSE (33kV) | 33 | SP Distribution Ltd | Storage battery | Battery | No | TBC | 16 | 16.8421 | - | - | - | - | - | - | - | - | - | - | - | - | No | Accepted to connect | 2020-09-14 | - | - | - | - | - | - | 16 | TBC | TBC | TBC | TBC | TBC | TBC | N | TBC | TBC | N | N/A | TBC
N/A | MWAT | Redhouse Small Holding Gas | THORNTON ROAD |  | KIRKCALDY | Fife | KY1 3NN | Scotland | 328810 | 695357 | Redhouse | N/A | REDHOUSE (33kV) | 33 | SP Distribution Ltd | Fossil Gas | Gas turbine (OCGT) | No | N/A | 40 | 42.1053 | - | - | - | - | - | - | - | - | - | - | - | - | No | Accepted to connect | 2020-11-12 | - | - | - | - | - | - | 40 | TBC | TBC | TBC | TBC | TBC | TBC | N | TBC | TBC | N | N/A | TBC
1800060775990 | Edf | Rhodders Windfarm | Rhodders Wind Farm | Stude Street | Alloa | Clackmanshire | FK12 5JZ | Scotland | 289525 | 702720 | Devonside | N/A | "RHODDERS ""B""" | 33 | SP Distribution Ltd | Wind | Onshore wind turbines | No | N/A | 12.3 | 12.9474 | - | - | - | - | - | - | - | - | - | - | - | - | No | Connected | 2020-07-14 | 12.3 | TBC | TBC | TBC | TBC | 2015-11-23 | - | - | - | - | - | - | - | N | TBC | TBC | N | N/A | TBC
TBC | Shanks Group | Rigg Head Landfill | Riggend Landfill Site | Old Biggar Road | Riggend | North Lanarkshire | ML6 7ST | Scotland | 276549 | 670239 | Cumbernauld | N/A | TBC | TBC | SP Distribution Ltd | Waste | Gas turbine (OCGT) | No | N/A | 1.15 | 1.2105 | - | - | - | - | - | - | - | - | - | - | - | - | No | Connected | 2020-09-14 | 1.15 | TBC | TBC | TBC | TBC | TBC | - | - | - | - | - | - | - | N | TBC | TBC | N | N/A | TBC
1800060402948 | Viridor Waste Management. | Rigmuir Landfill | Rigmuir Landfill Site | Strathaven Road | Glasgow | Glasgow City | G75 0QZ | Scotland | 265436 | 652636 | East Kilbride South | N/A | Kelvin | 11 | SP Distribution Ltd | Waste | Gas turbine (OCGT) | No | N/A | 2 | 2.1053 | - | - | - | - | - | - | - | - | - | - | - | - | No | Connected | 2020-09-14 | 2 | TBC | TBC | TBC | TBC | 2011-03-17 | - | - | - | - | - | - | - | N | TBC | TBC | N | N/A | TBC
N/A | Roaring Hill Energy Storage Ltd | Roaring Hill Energy Storage System | LAND ON THE EAST SIDE OF BALLINBREICH | LESLIE | GLENROTHES | Fife | KY6 3HD | Scotland | 325456 | 702308 | Glenrothes | N/A | N/A | 33 | SP Distribution Ltd | Storage battery | Battery | No | TBC | 29.9 | 31.4737 | - | - | - | - | - | - | - | - | - | - | - | - | No | Accepted to connect | 2020-09-14 | - | - | - | - | - | - | 29.9 | TBC | TBC | TBC | TBC | TBC | TBC | N | TBC | TBC | N | N/A | TBC
1800053648240 | DSM Nutritional Products | Roche Products (Customer) | Drakemyre |  | Dalry | North Ayrshire | KA24 5JJ | Scotland | 229333 | 650531 | Kilwinning | N/A | ROCHE (CUSTOMER) | 11 | SP Distribution Ltd | Other | Steam-gas turbine (CCGT) | Yes | TBC | 22 | 23.1579 | - | - | - | - | - | - | - | - | - | - | - | - | No | Connected | 2020-09-14 | 16 | TBC | TBC | TBC | TBC | 1994-04-01 | - | - | - | - | - | - | - | N | TBC | TBC | N | N/A | TBC
TBC | Green Cat Renewables | Rosehill Wind Turbines | Land Some 550 Metres East Of Rosehill | Rosehill Road | Tower Plean | Stirlingshire | FK2 8RS | Scotland | 286252 | 686188 | Stirling | N/A | TBC | TBC | SP Distribution Ltd | Wind | Onshore wind turbines | No | N/A | 2.4 | 2.5263 | - | - | - | - | - | - | - | - | - | - | - | - | No | Connected | 2020-07-14 | 2.4 | TBC | TBC | TBC | TBC | 2015-12-15 | - | - | - | - | - | - | - | N | TBC | TBC | N | N/A | TBC
1800060575029 | Branna Industrial & Technical Services Ltd | Rosti Wind Turbine | Baird Avenue |  | Larkhall | South Lanarkshire | ML9 2PJ | Scotland | 276956 | 649658 | Wishaw | N/A | Larkhall | 11 | SP Distribution Ltd | Wind | Onshore wind turbines | No | N/A | 2.3 | 2.4211 | - | - | - | - | - | - | - | - | - | - | - | - | No | Connected | 2020-07-14 | 2.3 | TBC | TBC | TBC | TBC | 2013-02-18 | - | - | - | - | - | - | - | N | TBC | TBC | N | N/A | TBC
MSID 8334 | Rwe - Markinch Control Room | Rothes Biomass (Markinch) | Markinch Power Station |  | Glenrothes | Fife | KY7 6GU | Scotland | 327988 | 701561 | Glenrothes | N/A | TBC | 33 | SP Distribution Ltd | Other | Other | Yes | TBC | 55 | 57.8947 | - | - | - | - | - | - | - | - | - | - | - | - | No | Connected | 2020-09-14 | 55 | TBC | TBC | TBC | TBC | 2012-11-14 | - | - | - | - | - | - | - | N | TBC | TBC | N | N/A | TBC
N/A | TBC | Sclenteuch (Ex Keirs Hill Windfarm) | Dalmellington Road |  | Patna | East Ayrshire | KA6 7JJ | Scotland | 241788 | 607457 | Coylton | N/A | N/A | 33 | SP Distribution Ltd | Wind | Onshore wind turbines | No | N/A | 40 | 42.1053 | - | - | - | - | - | - | - | - | - | - | - | - | No | Accepted to connect | 2020-09-14 | - | - | - | - | - | - | 40 | TBC | TBC | TBC | TBC | TBC | TBC | N | TBC | TBC | N | N/A | TBC
1800060357170 | Veolia Water | Seafield Sewage Plant | 20 | MARINE ESPLANADE | Edinburgh | Edinburgh City | EH6 7RF | Scotland | 328668 | 675921 | Portobello | N/A | Portobello | 11 | SP Distribution Ltd | Waste | Gas turbine (OCGT) | No | N/A | 3.19 | 3.3579 | - | - | - | - | - | - | - | - | - | - | - | - | No | Connected | 2020-09-14 | 3.19 | TBC | TBC | TBC | TBC | 2014-01-01 | - | - | - | - | - | - | - | N | TBC | TBC | N | N/A | TBC
1800053647992 | TBC | Shanks Avondale 01 | Avondale Quarry | Polmont | Falkirk | Falkirk Council Area | FK2 0YG | Scotland | 284508 | 634724 | Grangemouth A | N/A | Manuel | 11 | SP Distribution Ltd | Biofuel landfill gas | Gas turbine (OCGT) | No | N/A | 2.305 | 2.4263 | - | - | - | - | - | - | - | - | - | - | - | - | No | Connected | 2020-09-14 | 2.305 | TBC | TBC | TBC | TBC | TBC | - | - | - | - | - | - | - | N | TBC | TBC | N | N/A | TBC
N/A | WHP WILKINSON HELSBY | Shaws Farm Battery Storage | SHAWS FARM |  | NEWCASTLETON | Scottish Borders | TD9 0SE | Scotland | 350226 | 589643 | Wishaw | N/A | TBC | 11 | SP Distribution Ltd | Storage battery | Battery | No | TBC | 5 | 5.2632 | - | - | - | - | - | - | - | - | - | - | - | - | No | Accepted to connect | 2020-09-14 | - | - | - | - | - | - | 5 | TBC | TBC | TBC | TBC | TBC | TBC | N | TBC | TBC | N | N/A | TBC
N/A | Boralex/Infinergy | Shepherd'S Rig Wind Farm | Shepherds Rig Windfarm 5KM E/O |  | Castle Douglas | Dumfries and Galloway | DG7 | Scotland | 262319 | 593591 | Dumfries | N/A | TBC | 11 | SP Distribution Ltd | Storage battery | Battery | No | TBC | 6 | 6.3158 | - | - | - | - | - | - | - | - | - | - | - | - | No | Accepted to connect | 2020-08-14 | - | - | - | - | - | - | 6 | TBC | TBC | TBC | TBC | TBC | TBC | N | TBC | TBC | N | N/A | TBC
1800053647859 | Energ | Shewalton Landfill | Landfill Site | Shewalton Road | Irvine | North Ayrshire | KA11 5AJ | Scotland | 284508 | 634724 | Kilmarnock South | N/A | Riverside | 11 | SP Distribution Ltd | Biofuel sewage gas | Gas turbine (OCGT) | No | N/A | 1.8 | 1.8947 | - | - | - | - | - | - | - | - | - | - | - | - | No | Connected | 2020-09-14 | 1.8 | TBC | TBC | TBC | TBC | 2003-10-21 | - | - | - | - | - | - | - | N | TBC | TBC | N | N/A | TBC
N/A | EDF | Shin Etsu Chp | Toll Roundabout | Wilson Road | Livingston | West Lothian | EH54 7DA | Scotland | 302316 | 667243 | Drumcross | N/A | SHINETSU | 11 | SP Distribution Ltd | Other | Other | No | TBC | 4.7 | 4.9474 | - | - | - | - | - | - | - | - | - | - | - | - | No | Accepted to connect | 2020-09-14 | - | - | - | - | - | - | 4.7 | TBC | TBC | TBC | TBC | TBC | TBC | N | TBC | TBC | N | N/A | TBC
1800060884547 | Fullarton Drive Cambuslang Herald & Times Group | Smg Diesel Generation | 125 | FULLARTON DRIVE | Glasgow | Glasgow City | G32 8FG | Scotland | 264670 | 662188 | Dalmarnock | N/A | TBC | 11 | SP Distribution Ltd | Fossil oil | Engine (combustion / reciprocating) | No | N/A | 1.6 | 1.6842 | - | - | - | - | - | - | - | - | - | - | - | - | No | Connected | 2020-09-14 | 1.6 | TBC | TBC | TBC | TBC | TBC | - | - | - | - | - | - | - | N | TBC | TBC | N | N/A | TBC
N/A | Community Windpower | Sneddon Law Windfarm | Sneddon Law Off Hemphill Road |  | Moscow | East Ayrshire | KA4 8PP | Scotland | 249387 | 641441 | Kilmarnock Town | N/A | N/A | 33 | SP Distribution Ltd | Wind | Onshore wind turbines | No | N/A | 30 | 31.5789 | - | - | - | - | - | - | - | - | - | - | - | - | No | Accepted to connect | 2020-07-14 | - | - | - | - | - | - | 30 | TBC | TBC | TBC | TBC | TBC | TBC | N | TBC | TBC | N | N/A | TBC
N/A | The Renewables Infrastructure Group (Trig) | Solwaybank Windfarm | 7.5Km Nw Of Langholm | Westerkirk | Langholm | Dumfries and Galloway | DG13 0A | Scotland | 329413 | 578978 | Chapelcross | N/A | TBC | 33 | SP Distribution Ltd | Wind | Onshore wind turbines | No | N/A | 29.9 | 31.4737 | - | - | - | - | - | - | - | - | - | - | - | - | No | Accepted to connect | 2020-07-14 | - | - | - | - | - | - | 29.9 | TBC | TBC | TBC | TBC | TBC | TBC | N | TBC | TBC | N | N/A | TBC
N/A | Forsa (2020 Renewables/Velocita) | Sorbie | Sorbie Farm |  | Ardrossan | North Ayrshire | KA22 7NP | Scotland | 224637 | 644638 | Saltcoats A | N/A | N/A | 33 | SP Distribution Ltd | Wind | Onshore wind turbines | No | N/A | 12 | 12.6316 | - | - | - | - | - | - | - | - | - | - | - | - | No | Accepted to connect | 2020-09-14 | - | - | - | - | - | - | 12 | TBC | TBC | TBC | TBC | TBC | TBC | N | TBC | TBC | N | N/A | TBC
N/A | Peel Environmental | South Clyde Energy Centre | Bogmoor Road | North Cardonald | Glasgow | Glasgow City | G52 | Scotland | 252615 | 665698 | Braehad park | N/A | N/A | 33 | SP Distribution Ltd | Biofuel sewage gas | Gas turbine (OCGT) | No | N/A | 35 | 36.8421 | - | - | - | - | - | - | - | - | - | - | - | - | No | Accepted to connect | 2020-09-14 | - | - | - | - | - | - | 35 | TBC | TBC | TBC | TBC | TBC | TBC | N | TBC | TBC | N | N/A | TBC
N/A | Muirhall Energy (Southrigg Wt) | South Priorhill Farm | South Priorhill Farm |  | Lesmahagow | South Lanarkshire | ML11 0JL | Scotland | 275280 | 639176 | Linnmill | N/A | TBC | TBC | SP Distribution Ltd | Wind | Onshore wind turbines | No | N/A | 1.5 | 1.5789 | - | - | - | - | - | - | - | - | - | - | - | - | No | Accepted to connect | 2020-07-14 | - | - | - | - | - | - | 1.5 | TBC | TBC | TBC | TBC | TBC | TBC | N | TBC | TBC | N | N/A | TBC
N/A | SR Wind | Southrigg 2 | C1-Torrance Farm To Southrig | Southrigg Farm | Bathgate | West Lothian | EH48 3AW | Scotland | 292119 | 665711 | Bathgate | N/A | TBC | TBC | SP Distribution Ltd | Wind | Onshore wind turbines | No | N/A | 4.2 | 4.4211 | - | - | - | - | - | - | - | - | - | - | - | - | No | Accepted to connect | 2020-07-14 | - | - | - | - | - | - | 4.2 | TBC | TBC | TBC | TBC | TBC | TBC | N | TBC | TBC | N | N/A | TBC
1800060864328 | Medium Scale Wind No. 2 Ltd | Southrigg Wind Turbine | Southrigg Farm | Blairmuckhill Road | Harthill | North Lanarkshire | EH48 3AW | Scotland | 291875 | 665563 | Bathgate | N/A | Armadale | 11 | SP Distribution Ltd | Wind | Onshore wind turbines | No | N/A | 1.5 | 1.5789 | - | - | - | - | - | - | - | - | - | - | - | - | No | Connected | 2020-09-14 | 1.5 | TBC | TBC | TBC | TBC | 2016-09-22 | - | - | - | - | - | - | - | N | TBC | TBC | N | N/A | TBC
N/A | ENGIE Urban Energy | St James Energy Centre Chp | Edinburgh St James | Leith Street | Edinburgh | Edinburgh City | EH1 3SP | Scotland | 325936 | 674211 | Shrubhill | N/A | ST. JAMES CENTRE (11kV) | 11 | SP Distribution Ltd | Other | Steam-gas turbine (CCGT) | Yes | TBC | 1.2 | 1.2632 | - | - | - | - | - | - | - | - | - | - | - | - | No | Accepted to connect | 2020-09-14 | - | - | - | - | - | - | 1.2 | TBC | TBC | TBC | TBC | TBC | TBC | N | TBC | TBC | N | N/A | TBC
N/A | Peritus | Low Airies Farm | Low Airies Farm |  | Newton Stewart | Dumfries and Galloway | DG8 0PE | Scotland | 226137 | 566533 | TS-KILG2 KILGALLIOCH 275/33KV | N/A | TBC | 33 | SP Distribution Ltd | Wind | Onshore wind turbines | No | N/A | 29.9 | 31.4737 | - | - | - | - | - | - | - | - | - | - | - | - | No | Accepted to connect | 2020-09-14 | - | - | - | - | - | - | 29.9 | TBC | TBC | TBC | TBC | 2019-11-13 | TBC | N | TBC | TBC | N | N/A | TBC
1800054498480 | Eon Uk | STEVENS CROFT POWER STATION | Stevens Croft Power Station | Stevens Croft | Lockerbie | Dumfries and Galloway | DG11 2SQ | Scotland | 312100 | 585100 | Chapelcross | N/A | TBC | 33 | SP Distribution Ltd | Biomass | Steam turbine (thermal power plant) | Yes | N/A | 52 | 54.7368 | - | - | - | - | - | - | - | - | - | - | - | - | No | Connected | 2020-11-11 | 52 | 43.7 | 46 | 7.6 | 8 | 2007-12-15 | - | - | - | - | - | - | - | N | TBC | TBC | N | N/A | TBC
TBC | Stirling Uni | Stirling Univ No1 | Airthrey Rd |  | Stirling | Stirlingshire | FK9 4LA | Scotland | 280397 | 696841 | Stirling | N/A | STIRLING UNIV | TBC | SP Distribution Ltd | Fossil Gas | Gas turbine (OCGT) | No | N/A | 1.5 | 1.5789 | - | - | - | - | - | - | - | - | - | - | - | - | No | Connected | 2020-09-14 | 1.5 | TBC | TBC | TBC | TBC | 2016-04-01 | - | - | - | - | - | - | - | N | TBC | TBC | N | N/A | TBC
1800053646242 | SP Generation | Stonebyres Power Station | Lanark Road |  | Stonebyres | South Lanarkshire | ML11 9UP | Scotland | 284985 | 644182 | Linnmill | N/A | Corra Linn | 11 | SP Distribution Ltd | Hydro run of river | Hydro power system | No | N/A | 6 | 6.3158 | - | - | - | - | - | - | - | - | - | - | - | - | No | Connected | 2020-09-14 | 6 | TBC | TBC | TBC | TBC | 2000-01-01 | - | - | - | - | - | - | - | N | TBC | TBC | N | N/A | TBC
N/A | Private Developer | Stoney Hill Farm | Stoneyhill Farm | Drumclog | Strathaven | South Lanarkshire | ML10 6RG | Scotland | 266542 | 636804 | East Kilbride South | N/A | TBC | TBC | SP Distribution Ltd | Wind | Onshore wind turbines | No | N/A | 2 | 2.1053 | - | - | - | - | - | - | - | - | - | - | - | - | No | Accepted to connect | 2020-07-14 | - | - | - | - | - | - | 2 | TBC | TBC | TBC | TBC | TBC | TBC | N | TBC | TBC | N | N/A | TBC
1800054358329 | TBC | Straid Farm Landfill | Straid Farm |  | Girvan | South Ayrshire | KA26 0JF | Scotland | 213679 | 590178 | Maybole | N/A | PINWHERRY (11kV) | 11 | SP Distribution Ltd | Waste | Gas turbine (OCGT) | No | N/A | 1 | 1.0526 | - | - | - | - | - | - | - | - | - | - | - | - | No | Connected | 2020-09-14 | 1 | TBC | TBC | TBC | TBC | TBC | - | - | - | - | - | - | - | N | TBC | TBC | N | N/A | TBC
N/A | University of Strathclyde | Strathclyde University | 16 Richmond Street |  | Glasgow | Strathclyde | G1 1XQ | Scotland | 259609 | 665397 | Charlotte St | N/A | TBC | TBC | SP Distribution Ltd | Other | Steam-gas turbine (CCGT) | Yes | TBC | 3.3 | 3.4737 | - | - | - | - | - | - | - | - | - | - | - | - | No | Accepted to connect | 2020-09-14 | - | - | - | - | - | - | 3.3 | TBC | TBC | TBC | TBC | TBC | TBC | N | TBC | TBC | N | N/A | TBC
1800053647185 | Combined Landfill Projects (Clp) | Summerston Landfill No 1 | Summerston Landfill Site/Power Generation Compound/S W Of Balmuildy Bridge | Balmore Road | Glasgow | Glasgow City | G23 5HD | Scotland | 258000 | 671700 | Killermont | N/A | TBC | 11 | SP Distribution Ltd | Waste | Gas turbine (OCGT) | No | N/A | 3 | 3.1579 | - | - | - | - | - | - | - | - | - | - | - | - | No | Connected | 2020-09-14 | 3 | TBC | TBC | TBC | TBC | 2009-03-01 | - | - | - | - | - | - | - | N | TBC | TBC | N | N/A | TBC
TBC | Summerston Energy | Summerston Landfill No 2 | Summerston Landfill | Balmore Road | Milton | Glasgow City | G23 5HF | Scotland | 257880 | 672188 | Killermont | N/A | TBC | TBC | SP Distribution Ltd | Waste | Gas turbine (OCGT) | No | N/A | 2 | 2.1053 | - | - | - | - | - | - | - | - | - | - | - | - | No | Connected | 2020-09-14 | 2 | TBC | TBC | TBC | TBC | TBC | - | - | - | - | - | - | - | N | TBC | TBC | N | N/A | TBC
TBC | Sunnyside Wind Farm | Sunnyside Wind Cluster | Land At Sunnyside |  | Sanquhar | Dumfries and Galloway | DG4 6JP | Scotland | 276612 | 611178 | Dumfries | N/A | TBC | 11 | SP Distribution Ltd | Wind | Onshore wind turbines | No | N/A | 1 | 1.0526 | - | - | - | - | - | - | - | - | - | - | - | - | No | Connected | 2020-07-14 | 1 | TBC | TBC | TBC | TBC | 2015-11-15 | - | - | - | - | - | - | - | N | TBC | TBC | N | N/A | TBC
N/A | Capbal Ltd | The Black Shed | Belleknowes Industrial Estate |  | Inverkeithing | Fife | KY11 1HZ | Scotland | 312546 | 683701 | Inverkeithing | N/A | N/A | 33 | SP Distribution Ltd | Fossil Gas | Gas turbine (OCGT) | No | N/A | 19.9 | 20.9474 | - | - | - | - | - | - | - | - | - | - | - | - | No | Accepted to connect | 2020-09-14 | - | - | - | - | - | - | 20 | TBC | TBC | TBC | TBC | TBC | TBC | N | TBC | TBC | N | N/A | TBC
1800060785864 | Locogen Energy Services Limited | Tinwald House Generator | West Roucan Farm | Low Road | Tinwald | Dumfries and Galloway | DG1 3QG | Scotland | 302297 | 578908 | Dumfries | N/A | Heathhall | 11 | SP Distribution Ltd | Biofuel biogas from anaerobic digestion (excluding landfill & sewage) | Steam-gas turbine (CCGT) | No | N/A | 1 | 1.0526 | - | - | - | - | - | - | - | - | - | - | - | - | No | Connected | 2020-09-14 | 1 | TBC | TBC | TBC | TBC | 2015-11-04 | - | - | - | - | - | - | - | N | TBC | TBC | N | N/A | TBC
1800060709047 | Power System Uk | Tod Hill Farm Windfarm | Todd Hill Wind Farm | Stirling Road | Falkirk | Falkirk Council Area | FK5 4SQ | Scotland | 284064 | 683742 | Bonnybridge | N/A | N/A | 33 | SP Distribution Ltd | Wind | Onshore wind turbines | No | N/A | 12 | 12.6316 | - | - | - | - | - | - | - | - | - | - | - | - | No | Connected | 2020-08-14 | 12 | TBC | TBC | TBC | TBC | 2014-05-15 | - | - | - | - | - | - | - | N | TBC | TBC | N | N/A | TBC
1891000007022 | Drax Generation Enterprises Limited | Tongland | Tongland Power Station |  | Kirkcudbright | Dumfries and Galloway | DG6 4LZ | Scotland | 269469 | 553575 | Tongland | N/A | TBC | 11 | SP Distribution Ltd | Hydro run of river | Hydro power system | No | N/A | 33 | 34.7368 | - | - | - | - | - | - | - | - | - | - | - | - | No | Connected | 2020-09-14 | 33 | TBC | TBC | TBC | TBC | 2016-04-01 | - | - | - | - | - | - | - | N | TBC | TBC | N | N/A | TBC
1800060863732 | REG Power Management | Tormywheel Windfarm | Tormywheel Wind Farm | On The A706 | Lanark | South Lanarkshire | ML11 8FE | Scotland | 295290 | 658102 | Bathgate | N/A | POLKEMMET (33kV) | 33 | SP Distribution Ltd | Wind | Onshore wind turbines | No | N/A | 37.45 | 39.4211 | - | - | - | - | - | - | - | - | - | - | - | - | No | Connected | 2020-08-14 | 37.45 | TBC | TBC | TBC | TBC | 2016-09-20 | - | - | - | - | - | - | - | N | TBC | TBC | N | N/A | TBC
1800060614741 | Wood Group | Torrance Farm Windfarm | Torrance Farm | Blairmuckhill Road | Harthill | North Lanarkshire | EH48 3AW | Scotland | 290842 | 665671 | Bathgate | N/A | Armadale | 11 | SP Distribution Ltd | Wind | Onshore wind turbines | No | N/A | 9 | 9.4737 | - | - | - | - | - | - | - | - | - | - | - | - | No | Connected | 2020-09-14 | 9 | TBC | TBC | TBC | TBC | 2013-09-03 | - | - | - | - | - | - | - | N | TBC | TBC | N | N/A | TBC
1800060709029 | Wood Group | Torrance Farm Windfarm Extension | Torrance Extension | OFF B718 | HARTHILL | North Lanarkshire | ML7 5SP | Scotland | 290908 | 666200 | Bathgate | N/A | Armadale | 11 | SP Distribution Ltd | Wind | Onshore wind turbines | No | N/A | 6 | 6.3158 | - | - | - | - | - | - | - | - | - | - | - | - | No | Connected | 2020-09-14 | 6 | TBC | TBC | TBC | TBC | 2015-02-16 | - | - | - | - | - | - | - | N | TBC | TBC | N | N/A | TBC
N/A | Torrs Hill Windfarm Ltd | Torrs Hill | Torrs Hill | Rhinns of Kells | Newton Stewart | Dumfries and Galloway | DG8 6SU | Scotland | 252600 | 589000 | Coylton | N/A | TBC | 33 | SP Distribution Ltd | Wind | Onshore wind turbines | No | N/A | 4 | 4.2105 | - | - | - | - | - | - | - | - | - | - | - | - | No | Accepted to connect | 2020-07-14 | - | - | - | - | - | - | 4 | TBC | TBC | TBC | TBC | TBC | TBC | N | TBC | TBC | N | N/A | TBC
N/A | Baywa (Formerly Brookfield Renewable Energy Group (Pne Wind Uk)) | Tralorg Wind Farm | Tralorg Wind Farm |  | Dailly | South Ayrshire | KA26 | Scotland | 221728 | 598656 | Maybole | N/A | TBC | TBC | SP Distribution Ltd | Wind | Onshore wind turbines | No | N/A | 20 | 21.0526 | - | - | - | - | - | - | - | - | - | - | - | - | No | Accepted to connect | 2020-08-14 | - | - | - | - | - | - | 20 | TBC | TBC | TBC | TBC | TBC | TBC | N | TBC | TBC | N | N/A | TBC
N/A | Edf Renewables | Troston Loch Wind Farm | Troston Loch Wind Farm | West Of Moniaive | New Abbey | Dumfries and Galloway | DG2 8EF | Scotland | 268466 | 590107 | Dumfries | N/A | TBC | 11 | SP Distribution Ltd | Storage battery | Battery | No | TBC | 20 | 21.0526 | - | - | - | - | - | - | - | - | - | - | - | - | No | Accepted to connect | 2020-07-14 | - | - | - | - | - | - | 20 | TBC | TBC | TBC | TBC | TBC | TBC | N | TBC | TBC | N | N/A | TBC
N/A | Flexible Grid Power | Unit 15, Borrowmeadow Road | Unit15 | Borrowmeadow Road (Land Adj And Rear Of Units) | Stirling | Stirlingshire | FK7 7FB | Scotland | 281090 | 693290 | Stirling | N/A | TBC | TBC | SP Distribution Ltd | Storage battery | Battery | No | TBC | 19 | 20 | - | - | - | - | - | - | - | - | - | - | - | - | No | Accepted to connect | 2020-07-14 | - | - | - | - | - | - | 19 | TBC | TBC | TBC | TBC | TBC | TBC | N | TBC | TBC | N | N/A | TBC
1800053648268 | Diageo | United Distillers Chp | Port Dundas Distillery | 74-80 North Canal Bank Street | Glasgow | Strathclyde | G4 9XL | Scotland | 259318 | 666717 | Port Dundas | N/A | TBC | TBC | SP Distribution Ltd | Other | Steam-gas turbine (CCGT) | Yes | TBC | 4 | 4.2105 | - | - | - | - | - | - | - | - | - | - | - | - | No | Connected | 2020-09-14 | 4 | TBC | TBC | TBC | TBC | TBC | - | - | - | - | - | - | - | N | TBC | TBC | N | N/A | TBC
1800060632670 | Viridor | Viridor Energy Waste Plant | Oxwell Mains |  | Dunbar | East Lothian | EH42 1SW | Scotland | 371051 | 675563 | Dunbar | N/A | TBC | 33 | SP Distribution Ltd | Waste | Gas turbine (OCGT) | No | N/A | 36 | 37.8947 | - | - | - | - | - | - | - | - | - | - | - | - | Yes | Connected | 2020-09-14 | 36 | TBC | TBC | TBC | TBC | TBC | - | - | - | - | - | - | - | N | TBC | TBC | Y | 237384 | TBC
N/A | VOX ENERGY DEVELOPMENTS | Vox Energy Battery Storage | CARMYLE AVENUE |  | GLASGOW | Glasgow City | G32 8HL | Scotland | 264720 | 662934 | Westburn Road | N/A | N/A | 33 | SP Distribution Ltd | Storage battery | Battery | No | TBC | 29.9 | 31.4737 | - | - | - | - | - | - | - | - | - | - | - | - | No | Accepted to connect | 2020-09-14 | - | - | - | - | - | - | 29.9 | TBC | TBC | TBC | TBC | TBC | TBC | N | TBC | TBC | N | N/A | TBC
1800054152991 | Wind Prospect / Community Windpower | Wardlaw Wood Windfarm | Wardlaw Wood Windfarm | Millour Hill | DALRY | North Ayrshire | KA24 5HR | Scotland | 224900 | 651200 | Saltcoats B | N/A | N/A | 33 | SP Distribution Ltd | Wind | Onshore wind turbines | No | N/A | 18 | 18.9474 | - | - | - | - | - | - | - | - | - | - | - | - | No | Connected | 2020-09-14 | 18 | TBC | TBC | TBC | TBC | 2006-04-26 | - | - | - | - | - | - | - | N | TBC | TBC | N | N/A | TBC
TBC | TBC | Wardpark Alpha Ge | South Wardpark Place |  | Cumbernauld | North Lanarkshire | G67 3HX | Scotland | 277618 | 676509 | Cumbernauld | N/A | TBC | TBC | SP Distribution Ltd | Other | Other | No | TBC | 4 | 4.2105 | - | - | - | - | - | - | - | - | - | - | - | - | No | Connected | 2020-09-14 | 4 | TBC | TBC | TBC | TBC | TBC | - | - | - | - | - | - | - | N | TBC | TBC | N | N/A | TBC
TBC | TBC | Wardpark Bravo Ge | South Wardpark Place |  | Cumbernauld | North Lanarkshire | G67 3HX | Scotland | 277618 | 676509 | Cumbernauld | N/A | TBC | TBC | SP Distribution Ltd | Other | Other | No | TBC | 4 | 4.2105 | - | - | - | - | - | - | - | - | - | - | - | - | No | Connected | 2020-09-14 | 4 | TBC | TBC | TBC | TBC | TBC | - | - | - | - | - | - | - | N | TBC | TBC | N | N/A | TBC
N/A | Wind Estate | Watsonhead Wind Farm | WATSONHEAD FARM |  | NEW MAINS | Lanarkshire | ML2 9PC | Scotland | 285280 | 654700 | Wishaw | N/A | OVERTOWN T1 | 33 | SP Distribution Ltd | Wind | Onshore wind turbines | No | N/A | 8.6 | 9.0526 | - | - | - | - | - | - | - | - | - | - | - | - | No | Accepted to connect | 2020-11-11 | - | - | - | - | - | - | 8.6 | TBC | TBC | TBC | TBC | TBC | TBC | N | TBC | TBC | N | N/A | TBC
N/A | ELGIN ENERGY | Wemyss Estate Pv | LAND EAST OF REDHOUSE 132 |  | KIRKCALDY | Fife | KY1 4TH | Scotland | 330633 | 697456 | Redhouse | N/A | N/A | 33 | SP Distribution Ltd | Solar | Photovoltaic | No | N/A | 50 | 52.6316 | - | - | - | - | - | - | - | - | - | - | - | - | No | Accepted to connect | 2020-09-14 | - | - | - | - | - | - | 50 | TBC | TBC | TBC | TBC | TBC | TBC | N | TBC | TBC | N | N/A | TBC
N/A | Edf Energy Renewables (Formerly Partnerships For Renewables/Fauldhouse Wind Farm Llp) | West Benhar Wind Farm | West Benhar Wind Farm (North Of Rimmon Cottage) | Benhar Road | Shotts | North Lanarkshire | ML7 5TF | Scotland | 289560 | 661750 | Drumcross | N/A | N/A | 33 | SP Distribution Ltd | Wind | Onshore wind turbines | No | N/A | 28.8 | 30.3158 | - | - | - | - | - | - | - | - | - | - | - | - | No | Accepted to connect | 2020-08-14 | - | - | - | - | - | - | 28.8 | TBC | TBC | TBC | TBC | TBC | TBC | N | TBC | TBC | Y | 612834891 | TBC
1800060642776 | Natural Power | West Browncastle Windfarm | West Browncastle Wind Farm | C138 Hairshaw Highway | Strathaven | South Lanarkshire | ML10 6QW | Scotland | 261117 | 642821 | East Kilbride South | N/A | N/A | 33 | SP Distribution Ltd | Wind | Onshore wind turbines | No | N/A | 29.9 | 31.4737 | - | - | - | - | - | - | - | - | - | - | - | - | No | Connected | 2020-07-14 | 29.9 | TBC | TBC | TBC | TBC | 2014-01-08 | - | - | - | - | - | - | - | N | TBC | TBC | N | N/A | TBC
N/A | TBC | West Dyke Wf (Strathaven South ) | TBC |  | TBC | TBC | TBC | Scotland | TBC | TBC | Linmill | N/A | TBC | TBC | SP Distribution Ltd | Wind | Onshore wind turbines | No | N/A | 1.5 | 1.5789 | - | - | - | - | - | - | - | - | - | - | - | - | No | Accepted to connect | 2020-09-14 | - | - | - | - | - | - | 1.5 | TBC | TBC | TBC | TBC | TBC | TBC | N | TBC | TBC | Y | 154717 | TBC
N/A | West Strathore Solar | West Grange Solar Farm (Resubmission) | Land To The North Of West Grange, West Grange Farm | Brankstone | Blairhall | Fife | KY12 | Scotland | 298345 | 689835 | DEVONSIDE | N/A | TBC | TBC | SP Distribution Ltd | Solar | Photovoltaic | No | N/A | 5 | 5.2632 | - | - | - | - | - | - | - | - | - | - | - | - | No | Accepted to connect | 2020-07-14 | - | - | - | - | - | - | 5 | TBC | TBC | TBC | TBC | TBC | TBC | N | TBC | TBC | N | N/A | TBC
1800060893505 | 33KV Limited | West Strathore Solar Park | West Strathore Farm |  | THORNTON | Fife | KY1 4DG | Scotland | 328619 | 697504 | Redhouse | N/A | Bowhill | 11 | SP Distribution Ltd | Solar | Photovoltaic | No | N/A | 4.5 | 4.7368 | - | - | - | - | - | - | - | - | - | - | - | - | No | Connected | 2020-09-14 | 4.5 | TBC | TBC | TBC | TBC | 2016-08-01 | - | - | - | - | - | - | - | N | TBC | TBC | N | N/A | TBC
1800053647200 | Epr Scotland Ltd | Westfield Chicken Litter | Westfield Biomass Plant | Westfield Development Centre | Lochgelly | Fife | KY5 0HR | Scotland | 319002 | 698052 | Westfield | N/A | N/A | 33 | SP Distribution Ltd | Waste | Gas turbine (OCGT) | No | N/A | 11.5 | 12.1053 | - | - | - | - | - | - | - | - | - | - | - | - | No | Connected | 2020-09-14 | 11.5 | TBC | TBC | TBC | TBC | 2009-04-01 | - | - | - | - | - | - | - | N | TBC | TBC | N | N/A | TBC
N/A | TBC | Westfield Generating Stn | TBC |  | TBC | TBC | TBC | Scotland | TBC | TBC | Westfield | N/A | TBC | TBC | SP Distribution Ltd | TBC | TBC | No | TBC | 55 | 57.8947 | - | - | - | - | - | - | - | - | - | - | - | - | No | Accepted to connect | 2020-09-14 | - | - | - | - | - | - | 55 | TBC | TBC | TBC | TBC | TBC | TBC | N | TBC | TBC | N | N/A | TBC
1800060532503 | Westfield Wf Ltd | Westfield Wind Farm | West Field Wind Farm | Epr Scotland Ltd | Westfield | Fife | KY5 0HQ | Scotland | 319640 | 695487 | Westfield | N/A | N/A | 33 | SP Distribution Ltd | Wind | Onshore wind turbines | No | N/A | 12.5 | 13.1579 | - | - | - | - | - | - | - | - | - | - | - | - | No | Connected | 2020-08-14 | 12.5 | TBC | TBC | TBC | TBC | 2013-02-26 | - | - | - | - | - | - | - | N | TBC | TBC | N | N/A | TBC
1800053950958 | Scottishpower Renewables. | Wether Hill | Wetherhill Windfarm | Thornhill Road | Dumfries | Dumfries and Galloway | DG7 3UG | Scotland | 270000 | 594000 | Dumfries | N/A | TBC | 33 | SP Distribution Ltd | Wind | Onshore wind turbines | No | N/A | 18.2 | 19.1579 | - | - | - | - | - | - | - | - | - | - | - | - | No | Connected | 2020-07-14 | 18.2 | TBC | TBC | TBC | TBC | 2007-05-01 | - | - | - | - | - | - | - | N | TBC | TBC | N | N/A | TBC
N/A | MWAT | Whitehouse Road Gas/Ess | WHITEHOUSE ROAD | SPRINKERSE | STIRLING | Stirlingshire | FK7 7SP | Scotland | 280879 | 692966 | Stirling | N/A | N/A | 33 | SP Distribution Ltd | Data Not Available | Other | No | N/A | 49.8 | 52.4211 | - | - | - | - | - | - | - | - | - | - | - | - | No | Accepted to connect | 2020-11-11 | - | - | - | - | - | - | 49.8 | TBC | TBC | TBC | TBC | TBC | TBC | N | TBC | TBC | N | N/A | TBC
N/A | 2020 Renewables | Whitelaw Brae Wind Farm | Whitelaw Brae Wind Farm | Tweedsmuir | Biggar | South Lanarkshire | ML12 6QS | Scotland | 306039 | 621476 | Linnmill | N/A | TBC | TBC | SP Distribution Ltd | Storage battery | Battery | No | TBC | 4 | 4.2105 | - | - | - | - | - | - | - | - | - | - | - | - | No | Accepted to connect | 2020-08-14 | - | - | - | - | - | - | 4 | TBC | TBC | TBC | TBC | TBC | TBC | N | TBC | TBC | N | N/A | TBC
N/A | TBC | Whitelee Phase 3 (District To Check) | Moor Road |  | Eaglesham | East Renfrewshire | G76 0QQ | Scotland | 252887 | 649022 | Giffnock | N/A | TBC | TBC | SP Distribution Ltd | Wind | Onshore wind turbines | No | N/A | 11.5 | 12.1053 | - | - | - | - | - | - | - | - | - | - | - | - | No | Accepted to connect | 2020-08-14 | - | - | - | - | - | - | 11.5 | TBC | TBC | TBC | TBC | TBC | TBC | N | TBC | TBC | N | N/A | TBC
TBC | Santander | William St - Britoil. Gen1 | Ground Floor | 301 St Vincents St | Glasgow | Glasgow City | G2 5HN | Scotland | 258188 | 665564 | West George St B | N/A | West George St B | TBC | SP Distribution Ltd | Fossil oil | Engine (combustion / reciprocating) | No | N/A | 3 | 3.1579 | - | - | - | - | - | - | - | - | - | - | - | - | No | Connected | 2020-07-14 | 3 | TBC | TBC | TBC | TBC | 2007-05-28 | - | - | - | - | - | - | - | N | TBC | TBC | N | N/A | TBC
TBC | Santander | William St - Britoil. Gen2 | Ground Floor | 301 St Vincents St | Glasgow | Glasgow City | G2 5HN | Scotland | 258188 | 665564 | West George St B | N/A | West George St B | TBC | SP Distribution Ltd | Fossil oil | Engine (combustion / reciprocating) | No | N/A | 3 | 3.1579 | - | - | - | - | - | - | - | - | - | - | - | - | No | Connected | 2020-07-14 | 3 | TBC | TBC | TBC | TBC | 2007-05-28 | - | - | - | - | - | - | - | N | TBC | TBC | N | N/A | TBC
N/A | Energiekontor UK Ltd | Wind Kilnair | Land at Glenshimmeroch Hill and Kilnair Hill | St Johns Town of Dalry | Castle Douglas | Dumfries and Galloway | DG7 3XL | Scotland | 265831 | 586615 | Dumfries | N/A | TBC | 33 | SP Distribution Ltd | Wind | Onshore wind turbines | No | N/A | 24 | 25.2632 | - | - | - | - | - | - | - | - | - | - | - | - | No | Accepted to connect | 2020-09-14 | - | - | - | - | - | - | 48 | TBC | TBC | TBC | TBC | TBC | TBC | N | TBC | TBC | N | N/A | TBC
N/A | Energiekontor | Windy Edge Wind Farm | Land North East And North West Of Farmhouse Braidlie | Windy Edge | Hawick | Scottish Borders | TD9 0SD | Scotland | 349251 | 592241 | Chapelcross | N/A | TBC | TBC | SP Distribution Ltd | Wind | Onshore wind turbines | No | N/A | 27 | 28.4211 | - | - | - | - | - | - | - | - | - | - | - | - | No | Accepted to connect | 2020-07-14 | - | - | - | - | - | - | 27 | TBC | TBC | TBC | TBC | TBC | TBC | N | TBC | TBC | N | N/A | TBC
1800060841906 | No Info. | Woodbank Farm | Woodbank Farm Wind Turbine | Windygates | Leven | Fife | KY8 5RU | Scotland | 333912 | 698835 | Leven | N/A | Leven | 11 | SP Distribution Ltd | Wind | Onshore wind turbines | No | N/A | 1.5 | 1.5789 | - | - | - | - | - | - | - | - | - | - | - | - | No | Connected | 2020-09-14 | 1.5 | TBC | TBC | TBC | TBC | 2016-09-22 | - | - | - | - | - | - | - | N | TBC | TBC | N | N/A | TBC
1800060725712 | Energised Environments Limited | Woodlands Farm Wind Turbine | Woodlands Farm |  | Lanark | South Lanarkshire | ML11 0HQ | Scotland | 279826 | 639404 | Linnmill | N/A | Lesmahagow | 11 | SP Distribution Ltd | Wind | Onshore wind turbines | No | N/A | 1.4 | 1.4737 | - | - | - | - | - | - | - | - | - | - | - | - | No | Connected | 2020-07-14 | 1.4 | TBC | TBC | TBC | TBC | 2017-05-01 | - | - | - | - | - | - | - | N | TBC | TBC | N | N/A | TBC
1800060829528 | Bluefield Services Ltd | Wormit Pv Park | Wormit Pv Park | Kilmany Road | Wormit Newport-On-Tay | Dumfries and Galloway | DG6 8RE | Scotland | 340703 | 725248 | Cupar | N/A | Forgan | 11 | SP Distribution Ltd | Solar | Photovoltaic | No | N/A | 4 | 4.2105 | - | - | - | - | - | - | - | - | - | - | - | - | No | Connected | 2020-09-14 | 4 | TBC | TBC | TBC | TBC | 2016-05-14 | - | - | - | - | - | - | - | N | TBC | TBC | N | N/A | TBC
1800060539020 | Sse | Wyndford Estate Chp (Kilmair Place Generator) | "WYNDFORD ESTATE DISTRICT HEATING, CHP" | Off Wyndford Road | Glasgow | Glasgow City | G20 8DZ | Scotland | 256593 | 668352 | Killermont | N/A | Shawpark St | 11 | SP Distribution Ltd | Other | Other | Yes | TBC | 1.03 | 1.0842 | - | - | - | - | - | - | - | - | - | - | - | - | No | Connected | 2020-09-14 | 1.03 | TBC | TBC | TBC | TBC | 2012-11-20 | - | - | - | - | - | - | - | N | TBC | TBC | N | N/A | TBC
1300060269895 | NETWORK RAIL | MANWEB SUBSTATION SHAW ROAD SPEKE LIVERPOOL MERSEYSIDE | Manweb Substation Shaw Road | Speke | Liverpool | Merseyside | L24 9JT | England | 343645 | 384233 | 02/4384/017/G-SPEKE GRID | TBC | N/A | 33 | SP Manweb plc | Other | Other | No | TBC | 2 | 2.1053 | - | - | - | - | - | - | - | - | - | - | - | - | No | Connected | 2020-09-14 | 2 | TBC | TBC | TBC | TBC | 2011-03-11 | - | - | - | - | - | - | - | N | TBC | TBC | N | N/A | TBC
1300060386442 | SPPS | Abbotsmoor Farm | Potato Store, Abbotsmoor Farm | Haughton | Oswestry | Shropshire | SY10 9NU | England | 337451 | 327233 | LEGACY | LEGACY LOCAL GT2 / NEWTOWN GT2 / OSWESTRY GT5 / OSWESTRY GT8 / WELSHPOOL GT1 / WHITCHURCH GT1 | WEST FELTON | 11 | SP Manweb plc | Biofuel biogas from anaerobic digestion (excluding landfill & sewage) | Gas turbine (OCGT) | No | N/A | 1.5 | 1.5789 | - | - | - | - | - | - | - | - | - | - | - | - | No | Connected | 2020-11-11 | 1.5 | TBC | TBC | TBC | TBC | 2012-11-30 | - | - | - | - | - | - | - | N | TBC | TBC | N | N/A | TBC
N/A | TBC | Aber Park | Aber Park | Aber Road | Flint | Flintshire | CH6 5EX | Wales | 323817 | 373260 | CONNAHS QUAY - PENTIR - ST ASAPH | BRYMBO GT2 / HAWARDEN GT2 / HOLYWELL GT2 | BRYMBO GT2 / HAWARDEN GT2 / HOLYWELL GT2 | TBC | SP Manweb plc | Fossil Gas | Gas turbine (OCGT) | No | N/A | 2.5 | 2.6316 | - | - | - | - | - | - | - | - | - | - | - | - | No | Accepted to connect | 2020-09-14 | - | - | - | - | - | - | 2.5 | TBC | TBC | TBC | TBC | TBC | TBC | N | TBC | TBC | N | N/A | TBC
N/A | Conrad Energy | Aber Park Gas Generation | Conrad Energy - Flint Power Generation Plant - Aber Park | Aber Road | Flint | Flintshire | CH6 5EX | England | 323817 | 373260 | CONNAHS QUAY - PENTIR - ST ASAPH | BRYMBO GT2 / HAWARDEN GT2 / HOLYWELL GT2 | BRYMBO GT2 / HAWARDEN GT2 / HOLYWELL GT2 | TBC | SP Manweb plc | Fossil Gas | Gas turbine (OCGT) | No | N/A | 5 | 5.2632 | - | - | - | - | - | - | - | - | - | - | - | - | No | Accepted to connect | 2020-09-14 | - | - | - | - | - | - | 5 | TBC | TBC | TBC | TBC | TBC | TBC | N | TBC | TBC | N | N/A | TBC
1300060584448 | Abp Ellesmere | Abp Ellesmere Abbatoir | Abp Ellesmere - The Abattoir | Hordley | Ellesmere | Shropshire | SY12 9BL | England | 339586 | 328910 | LEGACY | LEGACY LOCAL GT2 / NEWTOWN GT2 / OSWESTRY GT5 / OSWESTRY GT8 / WELSHPOOL GT1 / WHITCHURCH GT1 | LEGACY LOCAL GT2 / NEWTOWN GT2 / OSWESTRY GT5 / OSWESTRY GT8 / WELSHPOOL GT1 / WHITCHURCH GT1 | 11 | SP Manweb plc | Biomass | Photovoltaic | No | N/A | 1.16 | 1.2211 | - | - | - | - | - | - | - | - | - | - | - | - | No | Connected | 2020-09-14 | 1.16 | TBC | TBC | TBC | TBC | 2015-09-14 | - | - | - | - | - | - | - | N | TBC | TBC | N | N/A | TBC
1300060628946 | Lightsource Renewable Development Limited | Acrefair Solar Park | Acrefair Solar Park | Acrefair | Penycae | Wrexham | LL14 1TU | Wales | 328238 | 343877 | LEGACY | LEGACY LOCAL GT2 / NEWTOWN GT2 / OSWESTRY GT5 / OSWESTRY GT8 / WELSHPOOL GT1 / WHITCHURCH GT1 | RUABON T1 | 33 | SP Manweb plc | Solar | Photovoltaic | No | N/A | 3.75 | 3.9474 | - | - | - | - | - | - | - | - | - | - | - | - | No | Connected | 2020-09-14 | 3.75 | TBC | TBC | TBC | TBC | 2015-12-22 | - | - | - | - | - | - | - | N | TBC | TBC | N | N/A | TBC
TBC | Airbus | Airbus | Airbus | Broughton | Chester | Cheshire | CH4 0DR | Wales | 334613 | 364326 | CONNAHS QUAY - PENTIR - ST ASAPH | BRYMBO GT2 / HAWARDEN GT2 / HOLYWELL GT2 | BRYMBO GT2 / HAWARDEN GT2 / HOLYWELL GT2 | 11 | SP Manweb plc | other | Steam-gas turbine (CCGT) | Yes | TBC | 6.2 | 6.5263 | - | - | - | - | - | - | - | - | - | - | - | - | No | Connected | 2020-09-14 | 6.2 | TBC | TBC | TBC | TBC | TBC | - | - | - | - | - | - | - | N | TBC | TBC | N | N/A | TBC
TBC | Alder Hey Hospital | Alder Hey | Alder Hey Hospital - Eaton Road | West Derby | Liverpool | Merseyside | L12 2AP | England | 340433 | 391981 | RAINHILL | GATEACRE GT1 / HUYTON GT1 / KIRKBY GT3 / PRESCOT GT1A | N/A | 33 | SP Manweb plc | other | Steam-gas turbine (CCGT) | Yes | TBC | 2 | 2.1053 | - | - | - | - | - | - | - | - | - | - | - | - | No | Connected | 2020-09-14 | 2 | TBC | TBC | TBC | TBC | TBC | - | - | - | - | - | - | - | N | TBC | TBC | N | N/A | TBC
1300060499164 | Aldi | Aldi Neston | Aldi Distribution Centre Neston | Chester High Road | Neston | Cheshire | CH64 3TS | England | 331289 | 377434 | BIRKENHEAD | HESWALL GT1 / HOYLAKE GT2 / PRENTON GRID GT3 | BROADGREEN T1 / CROXTETH T1 / EAST PRESCOT RD (FINCH LA) T1 / KNOTTY ASH T1 / LEYFIELD RD T1 | 11 | SP Manweb plc | Solar | Photovoltaic | No | N/A | 1 | 1.0526 | - | - | - | - | - | - | - | - | - | - | - | - | No | Connected | 2020-09-14 | 1 | TBC | TBC | TBC | TBC | 2014-03-24 | - | - | - | - | - | - | - | N | TBC | TBC | N | N/A | TBC
N/A | Gpe Alexandra Park | Alexandra Park | Alexandria Buisness Park | Prescott Road | St Helens | Merseyside | WA10 3HG | England | 349659 | 394616 | RAINHILL | BOLD G2B / RAVENHEAD G1A2 / ST HELENS GT2A | N/A | 33 | SP Manweb plc | Fossil Gas | Gas turbine (OCGT) | No | N/A | 15 | 15.7895 | - | - | - | - | - | - | - | - | - | - | - | - | No | Accepted to connect | 2020-09-14 | - | - | - | - | - | - | 15 | TBC | TBC | TBC | TBC | 2017-12-28 | TBC | N | TBC | TBC | N | N/A | TBC
N/A | Task Contractor Solutions | Altcar Battery | Altcar_Battery- Altcar Training Camp | Hightown | Liverpool | Merseyside | L38 7JE | England | 329588 | 404740 | KIRKBY | AINTREE GT1 / FORMBY GT2A / LITHERLAND GT1B | FRESHFIELDS | 11 | SP Manweb plc | Storage battery | Battery | No | TBC | 10 | 10.5263 | - | - | - | - | - | - | - | - | - | - | - | - | No | Accepted to connect | 2020-09-14 | - | - | - | - | - | - | 10 | TBC | TBC | TBC | TBC | TBC | TBC | N | TBC | TBC | N | N/A | TBC
TBC | Mstp Consulting | Altcar Solar Farm | Altcar_Solar_Farm - Altcar Training Camp | Grange Road | Hightown | Liverpool | L37 7JE | England | 329663 | 404715 | KIRKBY | AINTREE GT1 / FORMBY GT2A / LITHERLAND GT1B | FRESHFIELDS | 11 | SP Manweb plc | Solar | Photovoltaic | No | N/A | 1.8 | 1.8947 | - | - | - | - | - | - | - | - | - | - | - | - | No | Connected | 2020-09-14 | 1.8 | TBC | TBC | TBC | TBC | TBC | - | - | - | - | - | - | - | N | TBC | TBC | N | N/A | TBC
N/A | Innogy Renewables Uk Ltd | Alwens Forest | Alwen Forest | Alwen Reservoir - Cerrigydrudion | Corwen | Denbighshire | LL21 9TT | Wales | 295759 | 353163 | CONNAHS QUAY - PENTIR - ST ASAPH | TBC | TBC | TBC | SP Manweb plc | Wind | Onshore wind turbines | No | N/A | 32.5 | 34.2105 | - | - | - | - | - | - | - | - | - | - | - | - | No | Accepted to connect | 2020-07-14 | - | - | - | - | - | - | 32.5 | TBC | TBC | TBC | TBC | 2017-12-01 | TBC | N | TBC | TBC | N | N/A | TBC
N/A | Amazon Uk Services / Push Energy | Amazon Omega Business Park | 1 Orion Boulevard | 1 Orion Boulevard | Warrington | Cheshire | WA5 3XA | England | 356255 | 390209 | 03/5887/008/G-SANKEY BRIDGES GRID | TBC | NORTH WEST WATER CAMPUS T1 / NORTH WEST WATER CAMPUS T2 / OMEGA T1 / OMEGA T2 / ORION BOULEVARD T1 | 11 | SP Manweb plc | Solar | Photovoltaic | No | N/A | 1.5 | 1.5789 | - | - | - | - | - | - | - | - | - | - | - | - | No | Accepted to connect | 2020-09-14 | - | - | - | - | - | - | 1.5 | TBC | TBC | TBC | TBC | TBC | TBC | N | TBC | TBC | N | N/A | TBC
1300060647610 | Amegni | Amegni Windfarm | Carno Grid (Existing Substation) | Yr Hen Ysgol | Carno | Powys | SY17 5JS | Wales | 294471 | 297042 | LEGACY | N/A | CARNO | 132 | SP Manweb plc | Wind | Onshore wind turbines | No | N/A | 15.6 | 16.4211 | - | - | - | - | - | - | - | - | - | - | - | - | No | Connected | 2020-09-14 | 15.6 | TBC | TBC | TBC | TBC | TBC | - | - | - | - | - | - | - | N | TBC | TBC | N | N/A | TBC
N/A | TBC | Arkwright Road | Arkwright Road |  | Runcorn | Cheshire | WA7 1NU | England | 353998 | 383141 | FRODSHAM - INCE | DUTTON GT2 / MOORE GT1 / PERCIVAL LA GT1 | DUTTON GT2 / MOORE GT1 / PERCIVAL LA GT1 | TBC | SP Manweb plc | Storage battery | Battery | No | TBC | 20 | 21.0526 | - | - | - | - | - | - | - | - | - | - | - | - | No | Accepted to connect | 2020-07-14 | - | - | - | - | - | - | 20 | TBC | TBC | TBC | TBC | TBC | TBC | N | TBC | TBC | N | N/A | TBC
1300050931602 | WASTE RECYCLING GROUP LIMITED | Arpley Landfill | Arpley Landfill Site | Gatesworth Ind Estate | Warrington | Cheshire | WA4 6YZ | England | 357300 | 386300 | CARRINGTON - FIDDLERS FERRY | DALLAM GT1 / SANKEY BRIDGES GT1 / SANKEY BRIDGES GT3 / WARRINGTON GT3 / WARRINGTON GT5 | N/A | 33 | SP Manweb plc | Biofuel landfill gas | Gas turbine (OCGT) | No | N/A | 18 | 18.9474 | - | - | - | - | - | - | - | - | - | - | - | - | No | Connected | 2020-09-14 | 18 | TBC | TBC | TBC | TBC | TBC | - | - | - | - | - | - | - | N | TBC | TBC | N | N/A | TBC
TBC | Arrowe Park Hospital | Arrowe Park Hospital | Arrowe Park Hospital | Arrowe Park Road | Upton, Birkenhead | Wirral | CH49 5PE | England | 327212 | 386557 | BIRKENHEAD | HESWALL GT1 / HOYLAKE GT2 / PRENTON GRID GT3 | N/A | 33 | SP Manweb plc | other | Steam-gas turbine (CCGT) | Yes | TBC | 2.1 | 2.2105 | - | - | - | - | - | - | - | - | - | - | - | - | No | Connected | 2020-09-14 | 2.1 | TBC | TBC | TBC | TBC | TBC | - | - | - | - | - | - | - | N | TBC | TBC | N | N/A | TBC
1300060707507 | Beaufort Road | Beaufort Road | Beaufort Road | Cavendish Warf | Birkenhead | Wirral | CH41 1HQ | England | 330370 | 390106 | BIRKENHEAD | WALLASEY GT1 / WALLASEY GT2 / WOODSIDE GT2 | N/A | 33 | SP Manweb plc | Fossil Gas | Gas turbine (OCGT) | No | N/A | 20 | 21.0526 | - | - | - | - | - | - | - | - | - | - | - | - | No | Connected | 2020-09-14 | 20 | TBC | TBC | TBC | TBC | TBC | - | - | - | - | - | - | - | N | TBC | TBC | N | N/A | TBC
N/A | Bersham (Glenside) Ltd | Bersham Colliery Generation | Bersham Colliery | Rhostyllen | Wrexham | Wrexham | LL34 3EG | Wales | 331358 | 348041 | LEGACY | BRYMBO GT1 / LEGACY LOCAL GT1 / MARCHWIEL GT1 / MARCHWIEL GT2 / WREXHAM GT1 | BRYMBO GT1 / LEGACY LOCAL GT1 / MARCHWIEL GT1 / MARCHWIEL GT2 / WREXHAM GT1 | TBC | SP Manweb plc | Biofuel landfill gas | Gas turbine (OCGT) | No | N/A | 20 | 21.0526 | - | - | - | - | - | - | - | - | - | - | - | - | No | Accepted to connect | 2020-09-14 | - | - | - | - | - | - | 20 | TBC | TBC | TBC | TBC | TBC | TBC | N | TBC | TBC | N | N/A | TBC
1300050649336 | Bhp Billiton | Bhp Billiton | Station Road | Talacre | Holywell | Clwyd | CH8 9RD | Wales | 312102 | 384408 | CONNAHS QUAY - PENTIR - ST ASAPH | HOLYWELL GT1 / RHYL GT1 / ST ASAPH GT2 / ST ASAPH GT4 | N/A | 33 | SP Manweb plc | Fossil Gas | Gas turbine (OCGT) | No | N/A | 6.5 | 6.8421 | - | - | - | - | - | - | - | - | - | - | - | - | No | Connected | 2020-09-14 | 6.5 | TBC | TBC | TBC | TBC | TBC | - | - | - | - | - | - | - | N | TBC | TBC | N | N/A | TBC
1300060438826 | Biogen Waen | Biogen Waen | Biogen Waen, Holywell Road | Rhuallt | St Asaph | Denbighshire | LL17 0DS | Wales | 304959 | 374970 | CONNAHS QUAY - PENTIR - ST ASAPH | HOLYWELL GT1 / RHYL GT1 / ST ASAPH GT2 / ST ASAPH GT4 | HOLYWELL GT1 / RHYL GT1 / ST ASAPH GT2 / ST ASAPH GT4 | 11 | SP Manweb plc | Biofuel biogas from anaerobic digestion (excluding landfill & sewage) | Gas turbine (OCGT) | No | N/A | 1.1 | 1.1579 | - | - | - | - | - | - | - | - | - | - | - | - | No | Connected | 2020-09-14 | 1.1 | TBC | TBC | TBC | TBC | 2014-08-04 | - | - | - | - | - | - | - | N | TBC | TBC | N | N/A | TBC
1300060695580 | ADD Renewables No2 Limited | Bootle Data Centre | Bootle Data Centre | Bridle Road | Bootle | Merseyside | L30 1PH | England | 336157 | 397911 | KIRKBY | AINTREE GT1 / FORMBY GT2A / LITHERLAND GT1B | FRESHFIELDS/BURLINGTON AVE | 11 | SP Manweb plc | Fossil oil | Engine (combustion / reciprocating) | No | N/A | 3 | 3.1579 | - | - | - | - | - | - | - | - | - | - | - | - | No | Connected | 2020-09-14 | 3 | 2.85 | 3 | 2.85 | 3 | TBC | - | - | - | - | - | - | - | N | TBC | TBC | N | N/A | TBC
N/A | ADD Renewables No2 Limited | Bootle Data Centre 2 | Essex House | Bridle Road | Bootle | Merseyside | L30 4XE | England | 335814 | 397682 | KIRKBY | AINTREE GT1 / FORMBY GT2A / LITHERLAND GT1B | FRESHFIELDS/BURLINGTON AVE | 33 | SP Manweb plc | Storage battery | Battery | No | TBC | 11 | 11.5789 | - | - | - | - | - | - | - | - | - | - | - | - | No | Accepted to connect | 2020-09-14 | - | - | - | - | - | - | 11 | TBC | TBC | TBC | TBC | 2017-11-29 | TBC | N | TBC | TBC | N | N/A | TBC
N/A | Add Renewables No2 Limited | Bootle Data Centre Local | Essex House | Bridle Road | Bootle | Merseyside | L30 4XE | England | 335814 | 397682 | KIRKBY | AINTREE GT1 / FORMBY GT2A / LITHERLAND GT1B | FRESHFIELDS/BURLINGTON AVE | 33 | SP Manweb plc | Storage battery | Battery | No | TBC | 3 | 3.1579 | - | - | - | - | - | - | - | - | - | - | - | - | No | Accepted to connect | 2020-09-14 | - | - | - | - | - | - | 3 | TBC | TBC | TBC | TBC | TBC | TBC | N | TBC | TBC | N | N/A | TBC
N/A | Borras Hall Farm | Borras Hall Farm | Borras Farm | Borras Road | Wrexham | Wrexham | LL13 9TR | Wales | 335356 | 352506 | LEGACY | BRYMBO GT1 / LEGACY LOCAL GT1 / MARCHWIEL GT1 / MARCHWIEL GT2 / WREXHAM GT1 | BRYMBO GT1 / LEGACY LOCAL GT1 / MARCHWIEL GT1 / MARCHWIEL GT2 / WREXHAM GT1 | TBC | SP Manweb plc | Fossil oil | Engine (combustion / reciprocating) | No | N/A | 16 | 16.8421 | - | - | - | - | - | - | - | - | - | - | - | - | No | Accepted to connect | 2020-07-14 | - | - | - | - | - | - | 16 | TBC | TBC | TBC | TBC | 2017-02-16 | TBC | N | TBC | TBC | N | N/A | TBC
1300054624405 | REG Windpower (previously Cornwall Light and Power) | Braich Ddu Wind Farm | Braich Ddu Wind Cluster, Braich Ddu | Glan Yr Afon | Corwen | Denbighshire | LL21 0HF | Wales | 267500 | 301500 | TRAWSFYNYDD | FOUR CROSSES GT2 / MAENTWROG GT1 / MAENTWROG GT2 | N/A | 33 | SP Manweb plc | Wind | Onshore wind turbines | No | N/A | 4.5 | 4.7368 | - | - | - | - | - | - | - | - | - | - | - | - | No | Connected | 2020-09-14 | 4.5 | TBC | TBC | TBC | TBC | 2007-08-31 | - | - | - | - | - | - | - | N | TBC | TBC | N | N/A | TBC
1300060785453 | Brenig | Brenig | Land East Of Llyn Brenig | Nantgyln | Denbigh | Denbighshire | LL16 5RN | Wales | 299481 | 357920 | CONNAHS QUAY - PENTIR - ST ASAPH | HOLYWELL GT1 / RHYL GT1 / ST ASAPH GT2 / ST ASAPH GT4 | N/A | 33 | SP Manweb plc | Wind | Onshore wind turbines | No | N/A | 37.6 | 39.5789 | - | - | - | - | - | - | - | - | - | - | - | - | No | Connected | 2020-09-14 | 37.6 | TBC | TBC | TBC | TBC | 2018-10-15 | - | - | - | - | - | - | - | N | TBC | TBC | N | N/A | TBC
1300051060981 | Npower Cogen Ltd | Bridgewater Paper | Bridgewater Division | North Road | Ellesmere Port | Wirral | CH65 1AF | England | 339060 | 378391 | CAPENHURST | N/A | BRIDGEWATER PAPER | 132 | SP Manweb plc | Fossil Gas | Gas turbine (OCGT) | No | N/A | 90 | 94.7368 | - | - | - | - | - | - | - | - | - | - | - | - | No | Connected | 2020-09-14 | 90 | TBC | TBC | TBC | TBC | TBC | - | - | - | - | - | - | - | N | TBC | TBC | N | N/A | TBC
1300054913616 | BROOKHILL LANDFILL SITE | Brookhill Landfill | Pinfold Industrial Estate | Brookhill Way | Buckley | Flintshire | CH7 3PS | Wales | 327851 | 365304 | CONNAHS QUAY - PENTIR - ST ASAPH | CASTLE CEMENT GT1 / HAWARDEN GT1 / SALTNEY GT1 / SALTNEY G2B | CASTLE CEMENT GT1 / HAWARDEN GT1 / SALTNEY GT1 / SALTNEY G2B | 11 | SP Manweb plc | Biofuel landfill gas | Gas turbine (OCGT) | No | N/A | 1 | 1.0526 | - | - | - | - | - | - | - | - | - | - | - | - | No | Connected | 2020-09-14 | 1 | TBC | TBC | TBC | TBC | TBC | - | - | - | - | - | - | - | N | TBC | TBC | N | N/A | TBC
1300060648604 | 33KV Limited | Bryn Bachau | Bryn Bachau Solar Farm | Bryn Bachau | Pwllheli | Gwynedd | LL53 6RQ | Wales | 243136 | 336998 | TRAWSFYNYDD | FOUR CROSSES GT2 / MAENTWROG GT1 / MAENTWROG GT2 | BUTLINS T1 | 11 | SP Manweb plc | Solar | Photovoltaic | No | N/A | 4.2 | 4.4211 | - | - | - | - | - | - | - | - | - | - | - | - | No | Connected | 2020-11-11 | 4.2 | TBC | TBC | TBC | TBC | 2016-03-29 | - | - | - | - | - | - | - | N | TBC | TBC | N | N/A | TBC
N/A | Njord Energy | Bryn Blaen Wind Farm | Land North Of The Village Of Llangurig In Powys |  | Llangurig | Powys | SY18 6SL | Wales | 291676 | 281370 | 10/8080/001/G- CEFN CROES GRID | TBC | MOCHDRE T1 | TBC | SP Manweb plc | Wind | Onshore wind turbines | No | N/A | 13.8 | 14.5263 | - | - | - | - | - | - | - | - | - | - | - | - | No | Accepted to connect | 2020-07-14 | - | - | - | - | - | - | 13.8 | TBC | TBC | TBC | TBC | TBC | TBC | N | TBC | TBC | N | N/A | TBC
TBC | Renewable Development Company Ltd | Bryn Du | Bryn Du Hills | South Of A44 At Pont Rydgaled | Llanidloes | Powys | SY18 6SY | Wales | 284000 | 281000 | 10/8080/001/G- CEFN CROES GRID | TBC | MOCHDRE T1 | TBC | SP Manweb plc | Wind | Onshore wind turbines | No | N/A | 16.4 | 17.2632 | - | - | - | - | - | - | - | - | - | - | - | - | No | Connected | 2020-08-14 | 16.4 | TBC | TBC | TBC | TBC | 2005-04-01 | - | - | - | - | - | - | - | N | TBC | TBC | N | N/A | TBC
N/A | TBC | Bryn Plentyn Farm | Albert Mews | Albert Road | Oswestry | Shropshire | SY11 1LP | England | 332995 | 329393 | LEGACY | LEGACY LOCAL GT2 / NEWTOWN GT2 / OSWESTRY GT5 / OSWESTRY GT8 / WELSHPOOL GT1 / WHITCHURCH GT1 | LEGACY LOCAL GT2 / NEWTOWN GT2 / OSWESTRY GT5 / OSWESTRY GT8 / WELSHPOOL GT1 / WHITCHURCH GT1 | TBC | SP Manweb plc | Solar | Photovoltaic | No | N/A | 1 | 1.0526 | - | - | - | - | - | - | - | - | - | - | - | - | No | Accepted to connect | 2020-08-14 | - | - | - | - | - | - | 1 | TBC | TBC | TBC | TBC | TBC | TBC | N | TBC | TBC | N | N/A | TBC
1300052359452 | Sundorne Products (Llanidloes) Limited | Bryn Posteg Landfill | Tylwch Road |  | Llanidloes | Powys | SY18 6JJ | Wales | 296710 | 282269 | LEGACY | LEGACY LOCAL GT2 / NEWTOWN GT2 / OSWESTRY GT5 / OSWESTRY GT8 / WELSHPOOL GT1 / WHITCHURCH GT1 | LEGACY LOCAL GT2 / NEWTOWN GT2 / OSWESTRY GT5 / OSWESTRY GT8 / WELSHPOOL GT1 / WHITCHURCH GT1 | 11 | SP Manweb plc | Biofuel landfill gas | Gas turbine (OCGT) | No | N/A | 2.13 | 2.2421 | - | - | - | - | - | - | - | - | - | - | - | - | No | Connected | 2020-09-14 | 2.13 | TBC | TBC | TBC | TBC | TBC | - | - | - | - | - | - | - | N | TBC | TBC | N | N/A | TBC
1300060563759 | Quintas Energy UK | Bryn-Yr-Odin Solar Park | Bryn Yr Odyn | BODORGAN | ANGLESEY | Anglesey | LL62 5DE | Wales | 239600 | 373400 | WYLFA | AMLWCH GT1 / CAERGEILIOG GT1 | N/A | 33 | SP Manweb plc | Solar | Photovoltaic | No | N/A | 15 | 15.7895 | - | - | - | - | - | - | - | - | - | - | - | - | No | Connected | 2020-11-11 | 15 | TBC | TBC | TBC | TBC | 2015-02-28 | - | - | - | - | - | - | - | N | TBC | TBC | N | N/A | TBC
1300037983987 | Export Portfolio | Buckley Landfill | Standard Landfill Site | Spencers Ind Estate | Buckley | Clwyd | CH7 3LY | Wales | 328992 | 364936 | CONNAHS QUAY - PENTIR - ST ASAPH | CASTLE CEMENT GT1 / HAWARDEN GT1 / SALTNEY GT1 / SALTNEY G2B | CASTLE CEMENT GT1 / HAWARDEN GT1 / SALTNEY GT1 / SALTNEY G2B | 11 | SP Manweb plc | Biofuel landfill gas | Gas turbine (OCGT) | No | N/A | 1.125 | 1.1842 | - | - | - | - | - | - | - | - | - | - | - | - | No | Connected | 2020-09-14 | 1.125 | TBC | TBC | TBC | TBC | TBC | - | - | - | - | - | - | - | N | TBC | TBC | N | N/A | TBC
TBC | Orsted (formerly Dong Energy) | Burbo Bank | Burbo Flats (Offshore) | Liverpool Bay (6.4Km From Sefton Coatline, 7.2Km From North Wirral) | Liverpool | Wirral | CH43 E3Q | England | 329902 | 391199 | BIRKENHEAD | TBC | N/A | 132 | SP Manweb plc | Wind | Offshore wind turbines | No | N/A | 90 | 94.7368 | - | - | - | - | - | - | - | - | - | - | - | - | No | Connected | 2020-11-11 | 90 | TBC | TBC | TBC | TBC | 2007-10-18 | - | - | - | - | - | - | - | N | TBC | TBC | N | N/A | TBC
N/A | Ørsted | Burbo Bank Energy Storage | Burbo Banks Electricity Sub Station | Breck Road | Poulton-le-Flyde | Lancashire | CH43 3EQ | England | 329964 | 391134 | 05/2991/009/G-WALLASEY GRID | WALLASEY GT1 / WALLASEY GT2 / WOODSIDE GT2 | GILBROOK DOCK T1 / HILL RD T1 / MOBIL OIL (WALLASEY) T1 | 11 | SP Manweb plc | Storage battery | Battery | No | TBC | 2 | 2.1053 | - | - | - | - | - | - | - | - | - | - | - | - | No | Accepted to connect | 2020-07-14 | - | - | - | - | - | - | 2 | TBC | TBC | TBC | TBC | TBC | TBC | N | TBC | TBC | N | N/A | TBC
N/A | Broad Energy Wales Ltd | Buttington Quarry | Buttington Quarry, A458T From Junction With Criggion Lane Trewern To Buttington Cross | Buttington | Welshpool | Powys | SY21 8SZ | Wales | 327070 | 310472 | LEGACY | LEGACY LOCAL GT2 / NEWTOWN GT2 / OSWESTRY GT5 / OSWESTRY GT8 / WELSHPOOL GT1 / WHITCHURCH GT1 | LEGACY LOCAL GT2 / NEWTOWN GT2 / OSWESTRY GT5 / OSWESTRY GT8 / WELSHPOOL GT1 / WHITCHURCH GT1 | TBC | SP Manweb plc | Fossil Gas | Gas turbine (OCGT) | No | N/A | 12.5 | 13.1579 | - | - | - | - | - | - | - | - | - | - | - | - | No | Accepted to connect | 2020-09-14 | - | - | - | - | - | - | 12.5 | TBC | TBC | TBC | TBC | TBC | TBC | N | TBC | TBC | N | N/A | TBC
N/A | TBC | Caergeiliog Solar Farm | Caergeiliog Farm, Lon Bach | Caergeiliog | Holyhead | Anglesey | LL65 3NN | Wales | 231498 | 378064 | WYLFA | AMLWCH GT1 / CAERGEILIOG GT1 | AMLWCH GT1 / CAERGEILIOG GT1 | TBC | SP Manweb plc | Solar | Photovoltaic | No | N/A | 49.2 | 51.7895 | - | - | - | - | - | - | - | - | - | - | - | - | No | Accepted to connect | 2020-07-14 | - | - | - | - | - | - | 49.2 | TBC | TBC | TBC | TBC | 2014-04-04 | TBC | N | TBC | TBC | N | N/A | TBC
N/A | TBC | Cammel Laird | Cammel Laird - Campbeltown Road | Tranmere | Birkenhead | Wirral | CH41 9HP | England | 332882 | 387426 | BIRKENHEAD | PRENTON GRID GT1 / ROCK FERRY GT1 | PRENTON GRID GT1 / ROCK FERRY GT1 | TBC | SP Manweb plc | Fossil Gas | Gas turbine (OCGT) | No | N/A | 20 | 21.0526 | - | - | - | - | - | - | - | - | - | - | - | - | No | Accepted to connect | 2020-09-14 | - | - | - | - | - | - | 20 | TBC | TBC | TBC | TBC | TBC | TBC | N | TBC | TBC | N | N/A | TBC
N/A | Shawton Engineering | Carnegie Rd 40 | Carnegie Road | Tuebrook | Liverpool | Merseyside | L13 7HH | England | 338451 | 391858 | LISTER DRIVE | BURLINGTON ST GT2 / LISTER DV B GT1 / PARADISE ST GT1 | N/A | 33 | SP Manweb plc | Storage battery | Battery | No | TBC | 40 | 42.1053 | - | - | - | - | - | - | - | - | - | - | - | - | No | Accepted to connect | 2020-09-14 | - | - | - | - | - | - | 40 | TBC | TBC | TBC | TBC | TBC | TBC | N | TBC | TBC | N | N/A | TBC
1300060824838 | Shaw-Energi Ltd | Carnegie Road | Carnegie Road | Tuebrook | Liverpool | Merseyside | L13 7HY | England | 338448 | 391860 | LISTER DRIVE | BURLINGTON ST GT2 / LISTER DV B GT1 / PARADISE ST GT1 | N/A | 33 | SP Manweb plc | Storage battery | Battery | No | TBC | 20 | 21.0526 | - | - | - | - | - | - | - | - | - | - | - | - | No | Connected | 2020-09-14 | 20 | TBC | TBC | TBC | TBC | 2018-12-24 | - | - | - | - | - | - | - | N | TBC | TBC | N | N/A | TBC
1300037983904 | Fossil Purchasing Agency | Carno A | Caersws | Caersws | Carno | Powys | SY17 5LE | Wales | 293000 | 295000 | LEGACY | N/A | CARNO | 132 | SP Manweb plc | Wind | Onshore wind turbines | No | N/A | 16 | 16.8421 | - | - | - | - | - | - | - | - | - | - | - | - | No | Connected | 2020-07-14 | 16 | TBC | TBC | TBC | TBC | 1996-10-01 | - | - | - | - | - | - | - | N | TBC | TBC | N | N/A | TBC
1300037983922 | Fossil Purchasing Agency | Carno B | Carno B Windfarm | Caersws | Carno | Powys | SY17 5LE | Wales | 291053 | 295836 | LEGACY | N/A | CARNO | 132 | SP Manweb plc | Wind | Onshore wind turbines | No | N/A | 16 | 16.8421 | - | - | - | - | - | - | - | - | - | - | - | - | No | Connected | 2020-07-14 | 16 | TBC | TBC | TBC | TBC | 1996-10-01 | - | - | - | - | - | - | - | N | TBC | TBC | N | N/A | TBC
N/A | Vortex (Formerly Sunedison) | Cefn Cae For | Cefn Caer For | Gwalchmai | Holyhead | Anglesey | LL65 4SF | Wales | 239589 | 374868 | 08/3078/001/G-CAERGEILIOG GRID | BANGOR GT2 / CAERNARFON GT2 | PARC MENAI T1 | 11 | SP Manweb plc | Solar | Photovoltaic | No | N/A | 5 | 5.2632 | - | - | - | - | - | - | - | - | - | - | - | - | No | Accepted to connect | 2020-07-14 | - | - | - | - | - | - | 5 | TBC | TBC | TBC | TBC | TBC | TBC | N | TBC | TBC | N | N/A | TBC
1300053466387 | Cambrian Wind Energy Ltd | Cefn Croes A | Cefn Croes Nffo 4 Export - Cefn Croes Windfarm | Ponterwyd | Aberystwyth | Ceredigion | SY23 3LB | Wales | 281000 | 280000 | SWANSEA NORTH | TBC | N/A | 33 | SP Manweb plc | Wind | Onshore wind turbines | No | N/A | 45 | 47.3684 | - | - | - | - | - | - | - | - | - | - | - | - | No | Connected | 2020-09-14 | 45 | TBC | TBC | TBC | TBC | 2005-01-25 | - | - | - | - | - | - | - | N | TBC | TBC | N | N/A | TBC
1300053466369 | Nfpa Export (Cemg) | Cefn Croes B | Cefn Croes Nffo 3 Export | Cefn Croes Windfarm | Ponterwyd | Aberystwyth | SY23 3LB | Wales | 276289 | 281343 | SWANSEA NORTH | TBC | N/A | 33 | SP Manweb plc | Wind | Onshore wind turbines | No | N/A | 13.85 | 14.5789 | - | - | - | - | - | - | - | - | - | - | - | - | No | Connected | 2020-07-14 | 13.85 | TBC | TBC | TBC | TBC | TBC | - | - | - | - | - | - | - | N | TBC | TBC | N | N/A | TBC
1300060790700 | Prime Energy Development | Cefyn Mawr | Cefyn Mawr Diesel Power Station | Old Sontley Farm | Sontley | Wrexham | LL13 0WY | Wales | 333057 | 346796 | LEGACY | LEGACY LOCAL GT2 / NEWTOWN GT2 / OSWESTRY GT5 / OSWESTRY GT8 / WELSHPOOL GT1 / WHITCHURCH GT1 | N/A | 33 | SP Manweb plc | Fossil oil | Engine (combustion / reciprocating) | No | N/A | 20 | 21.0526 | - | - | - | - | - | - | - | - | - | - | - | - | No | Connected | 2020-11-11 | 20 | TBC | TBC | TBC | TBC | TBC | - | - | - | - | - | - | - | N | TBC | TBC | N | N/A | TBC
1300038004491 | Vestas | Cemmaes B | Cemmaes Windfarm B | Bryn Meurig | Cemmaes | Powys | SY20 9PZ | Wales | 287000 | 308000 | TRAWSFYNYDD | FOUR CROSSES GT2 / MAENTWROG GT1 / MAENTWROG GT2 | N/A | 33 | SP Manweb plc | Wind | Onshore wind turbines | No | N/A | 4.878 | 5.1347 | - | - | - | - | - | - | - | - | - | - | - | - | No | Connected | 2020-09-14 | 4.878 | TBC | TBC | TBC | TBC | 2002-02-01 | - | - | - | - | - | - | - | N | TBC | TBC | N | N/A | TBC
1300052122859 | Vestas | Graig Cemmaes Road Machynlleth Powys | Graig | Cemmaes Road | Machynlleth | Powys | SY20 8JZ | Wales | 286800 | 306000 | FOUR CROSSES GT2 / MAENTWROG GT1 / MAENTWROG GT2 | TBC | N/A | 33 | SP Manweb plc | Wind | Onshore wind turbines | No | N/A | 12.5 | 13.1579 | - | - | - | - | - | - | - | - | - | - | - | - | No | Connected | 2020-07-14 | 12.5 | TBC | TBC | TBC | TBC | 2002-02-23 | - | - | - | - | - | - | - | N | TBC | TBC | N | N/A | TBC
1300060263839 | Nestle Uk Ltd | Cereal Partners | Port Causeway |  | Bromborough | Wirral | CH62 4TH | England | 334953 | 383594 | BIRKENHEAD | BROMBOROUGH GT3 / ROCK FERRY GT2 | CEREAL PARTNERS | 11 | SP Manweb plc | Other | Steam-gas turbine (CCGT) | Yes | TBC | 4.6 | 4.8421 | - | - | - | - | - | - | - | - | - | - | - | - | No | Connected | 2020-09-14 | 4.6 | TBC | TBC | TBC | TBC | TBC | - | - | - | - | - | - | - | N | TBC | TBC | N | N/A | TBC
N/A | TBC | Cew | Cew - Merton St |  | St Helens | Merseyside | WA9 1HU | England | 352164 | 396142 | RAINHILL | BOLD G2B / RAVENHEAD G1A2 / ST HELENS GT2A | CEW | 33 | SP Manweb plc | Biomass | Gas turbine (OCGT) | No | N/A | 11 | 11.5789 | - | - | - | - | - | - | - | - | - | - | - | - | No | Accepted to connect | 2020-09-14 | - | - | - | - | - | - | 11 | TBC | TBC | TBC | TBC | TBC | TBC | N | TBC | TBC | N | N/A | TBC
N/A | Engie | Cf Fertilizer Site | Cf Fertilisers Uk Ltd | Grinsome Road | Ince | Cheshire | CH2 4LB | England | 347540 | 376597 | FRODSHAM - INCE | TBC | ELLESMERE PORT GT2 / INCE LOCAL GT1 / INCE LOCAL GT2 | 33 | SP Manweb plc | Biofuel biogas from anaerobic digestion (excluding landfill & sewage) | Data Not Available | No | N/A | 2 | 2.1053 | - | - | - | - | - | - | - | - | - | - | - | - | No | Accepted to connect | 2020-07-14 | - | - | - | - | - | - | 2 | TBC | TBC | TBC | TBC | TBC | TBC | N | TBC | TBC | N | N/A | TBC
1300060657840 | Lightsource Asset Management Limited | Charity Farm | Charity Farm - Marton | Myddle | Shrewsbury | Shropshire | SY4 5TB | England | 345545 | 325520 | LEGACY | LEGACY LOCAL GT2 / NEWTOWN GT2 / OSWESTRY GT5 / OSWESTRY GT8 / WELSHPOOL GT1 / WHITCHURCH GT1 | N/A | 33 | SP Manweb plc | Solar | Photovoltaic | No | N/A | 11 | 11.5789 | - | - | - | - | - | - | - | - | - | - | - | - | No | Connected | 2020-11-11 | 11 | TBC | TBC | TBC | TBC | 2016-08-02 | - | - | - | - | - | - | - | N | TBC | TBC | N | N/A | TBC
N/A | Aton Energy Development Ltd | Chester Battery | Parkgate Road | Mollington | Chester | Cheshire | CH1 6NG | England | 339072 | 369160 | CAPENHURST | CHESTER MAIN GT4 / CRANE BANK GT1 / GUILDEN SUTTON GT1 / SALTNEY G2A | CHESTER MAIN GT4 / CRANE BANK GT1 / GUILDEN SUTTON GT1 / SALTNEY G2A | TBC | SP Manweb plc | Storage battery | Battery | No | TBC | 25 | 26.3158 | - | - | - | - | - | - | - | - | - | - | - | - | No | Accepted to connect | 2020-08-14 | - | - | - | - | - | - | 25 | TBC | TBC | TBC | TBC | 2017-10-25 | TBC | N | TBC | TBC | N | N/A | TBC
N/A | Getrag Ford Liverpool | Cic - Getrag Ford Liverpool | Halewood Plant | Speke Boulevard | Liverpool | Merseyside | L24 9LE | England | 345161 | 383972 | 02/4484/014/G-HALEWOOD GRID | GETRAG (CUSTOMER) | N/A | 33 | SP Manweb plc | Fossil Gas | Steam-gas turbine (CCGT) | Yes | N/A | 3 | 3.1579 | - | - | - | - | - | - | - | - | - | - | - | - | No | Accepted to connect | 2020-09-14 | - | - | - | - | - | - | 7 | TBC | TBC | TBC | TBC | 2019-10-14 | TBC | N | TBC | TBC | N | N/A | TBC
N/A | Halton Power | Cic - Halton Power | Halton Power | Halton Brook | Runcorn | Cheshire | WA7 5SB | England | 352196 | 382835 | GS-SJ4981/009 PERCIVAL LANE GRID | TBC | TBC | TBC | SP Manweb plc | Other | Other | No | TBC | 5.07 | 5.3368 | - | - | - | - | - | - | - | - | - | - | - | - | No | Accepted to connect | 2020-09-14 | - | - | - | - | - | - | 5.07 | TBC | TBC | TBC | TBC | 2019-10-24 | TBC | N | TBC | TBC | N | N/A | TBC
1300054432110 | CLP Envirogas Limited | Cilgwyn Energy Ltd | Carmel | Carmel | Caernarfon | Gwynedd | LL54 7SF | Wales | 249594 | 353914 | 08/4963/001/G-CAERNARFON GRID | TBC | PARC MENAI T1 | 11 | SP Manweb plc | Biofuel landfill gas | Gas turbine (OCGT) | No | N/A | 1 | 1.0526 | - | - | - | - | - | - | - | - | - | - | - | - | No | Connected | 2020-09-14 | 1 | TBC | TBC | TBC | TBC | 2011-06-29 | - | - | - | - | - | - | - | N | TBC | TBC | N | N/A | TBC
N/A | Clocaenog | Clocaenog | Clocaenog Forest |  | Ruthin | Denbighshire | LL15 | Wales | 300324 | 353682 | CONNAHS QUAY - PENTIR - ST ASAPH | TBC | TBC | TBC | SP Manweb plc | Wind | Onshore wind turbines | No | N/A | 96 | 101.0526 | - | - | - | - | - | - | - | - | - | - | - | - | No | Accepted to connect | 2020-07-14 | - | - | - | - | - | - | 96 | TBC | TBC | TBC | TBC | TBC | TBC | N | TBC | TBC | N | N/A | TBC
N/A | TBC | Clwyd Close Gas Generation | 2.5Mw Gen - Clwyd Close | Hawarden | Deeside | Flintshire | CH5 3PZ | Wales | 333804 | 364995 | CONNAHS QUAY - PENTIR - ST ASAPH | CASTLE CEMENT GT1 / HAWARDEN GT1 / SALTNEY GT1 / SALTNEY G2B | CASTLE CEMENT GT1 / HAWARDEN GT1 / SALTNEY GT1 / SALTNEY G2B | TBC | SP Manweb plc | Fossil Gas | Gas turbine (OCGT) | No | N/A | 2.5 | 2.6316 | - | - | - | - | - | - | - | - | - | - | - | - | No | Accepted to connect | 2020-09-14 | - | - | - | - | - | - | 2.5 | TBC | TBC | TBC | TBC | 2019-11-11 | TBC | N | TBC | TBC | N | N/A | TBC
1300060689442 | WindCare Ltd | Whitchurch Biogas | Broughalls Field Farm | Shakespeare Way | Whitchurch | Hampshire | SY13 4DE | England | 355602 | 340776 | LEGACY | LEGACY LOCAL GT2 / NEWTOWN GT2 / OSWESTRY GT5 / OSWESTRY GT8 / WELSHPOOL GT1 / WHITCHURCH GT1 | LEGACY LOCAL GT2 / NEWTOWN GT2 / OSWESTRY GT5 / OSWESTRY GT8 / WELSHPOOL GT1 / WHITCHURCH GT1 | 11 | SP Manweb plc | Biofuel biogas from anaerobic digestion (excluding landfill & sewage) | Gas turbine (OCGT) | Yes | N/A | 2.4 | 2.5263 | - | - | - | - | - | - | - | - | - | - | - | - | No | Connected | 2020-11-11 | 2.4 | TBC | TBC | TBC | TBC | 2017-03-30 | - | - | - | - | - | - | - | N | TBC | TBC | N | N/A | TBC
1300060579182 | AMP GM003 LTD | Combermere Solar Farm | Combermere_Abbey, Utility Partnership Limited | Whitchurch Road | Newhall | Cheshire | SY13 4AL | England | 360082 | 344837 | CELLARHEAD | COPPENHALL GT1 / CREWE GT1 / CREWE GT2A / CREWE GT4A / RADWAY GREEN GT1 / RADWAY GREEN GT2 / WHITCHURCH GT2 | N/A | 33 | SP Manweb plc | Solar | Photovoltaic | No | N/A | 10.696 | 11.2589 | - | - | - | - | - | - | - | - | - | - | - | - | No | Connected | 2020-11-11 | 10.696 | TBC | TBC | TBC | TBC | 2015-03-29 | - | - | - | - | - | - | - | N | TBC | TBC | N | N/A | TBC
N/A | TBC | Commercial Road | Commercial Rd | Bromborough | Birkenhead | Wirral | CH62 3NL | England | 335811 | 383217 | BIRKENHEAD | BROMBOROUGH GT3 / ROCK FERRY GT2 | BROMBOROUGH GT3 / ROCK FERRY GT2 | TBC | SP Manweb plc | Fossil Gas | Gas turbine (OCGT) | No | N/A | 20 | 21.0526 | - | - | - | - | - | - | - | - | - | - | - | - | No | Accepted to connect | 2020-09-14 | - | - | - | - | - | - | 20 | TBC | TBC | TBC | TBC | TBC | TBC | N | TBC | TBC | N | N/A | TBC
1300060655071 | Sembcorp Energy UK | Cowley Hill | Cowley Hill Works | Albert Street | St Helens | Merseyside | WA10 2RZ | England | 351161 | 396286 | RAINHILL | RAVENHEAD G1A1 / ST HELENS GT2B / WINDLE GT1 | PILKINGTONS PLATE | 11 | SP Manweb plc | Fossil Gas | Gas turbine (OCGT) | Yes | N/A | 10 | 10.5263 | - | - | - | - | - | - | - | - | - | - | - | - | No | Connected | 2020-11-11 | 10 | TBC | TBC | TBC | TBC | 2016-09-30 | - | - | - | - | - | - | - | N | TBC | TBC | N | N/A | TBC
N/A | Iona Capital | Crowland Street | Southport Skip Hire | 55 Crowland Street | Southport | Merseyside | PR9 7RX | England | 336678 | 416725 | 01/3616/005/G-SOUTHPORT GRID | FORMBY GT2B / SOUTHPORT GT1 / SOUTHPORT GT2 | LORD ST T1 / MARSHSIDE T1 / MULLARDS BALMORAL DV T1 / SOUTHPORT T2 | 11 | SP Manweb plc | Biofuel biogas from anaerobic digestion (excluding landfill & sewage) | Gas turbine (OCGT) | No | N/A | 1.6 | 1.6842 | - | - | - | - | - | - | - | - | - | - | - | - | No | Accepted to connect | 2020-09-14 | - | - | - | - | - | - | 1.6 | TBC | TBC | TBC | TBC | TBC | TBC | N | TBC | TBC | N | N/A | TBC
N/A | Stephenson Halliday | Crumps Yard | Crumps Yard | Dock Road, Connors Quay | Deeside | Flintshire | CH5 4DS | Wales | 329707 | 369690 | CONNAHS QUAY - PENTIR - ST ASAPH | CASTLE CEMENT GT1 / HAWARDEN GT1 / SALTNEY GT1 / SALTNEY G2B | CASTLE CEMENT GT1 / HAWARDEN GT1 / SALTNEY GT1 / SALTNEY G2B | TBC | SP Manweb plc | Solar | Photovoltaic | No | N/A | 1.5 | 1.5789 | - | - | - | - | - | - | - | - | - | - | - | - | No | Accepted to connect | 2020-07-14 | - | - | - | - | - | - | 1.5 | TBC | TBC | TBC | TBC | TBC | TBC | N | TBC | TBC | N | N/A | TBC
TBC | RWE | Cwm Dyli | Cwm Dyli | Nant Gwynant | Beddgelert | Gwynedd | LL55 4NW | Wales | 264723 | 355629 | TRAWSFYNYDD | FOUR CROSSES GT2 / MAENTWROG GT1 / MAENTWROG GT2 | FOUR CROSSES GT2 / MAENTWROG GT1 / MAENTWROG GT2 | TBC | SP Manweb plc | Hydro run of river | Hydro power system | No | N/A | 10.2 | 10.7368 | - | - | - | - | - | - | - | - | - | - | - | - | No | Connected | 2020-09-14 | 10.2 | TBC | TBC | TBC | TBC | TBC | - | - | - | - | - | - | - | N | TBC | TBC | N | N/A | TBC
TBC | TBC | Cwm Rheidol | Cwm Rheidol |  | Aberystwyth | Ceredigion | SY23 3NF | Wales | 270830 | 279290 | SWANSEA NORTH | ABERYSTWYTH GT2 / RHYDLYDAN GT1 | ABERYSTWYTH GT2 / RHYDLYDAN GT1 | TBC | SP Manweb plc | Hydro run of river | Hydro power system | No | N/A | 1 | 1.0526 | - | - | - | - | - | - | - | - | - | - | - | - | No | Connected | 2020-09-14 | 1 | TBC | TBC | TBC | TBC | TBC | - | - | - | - | - | - | - | N | TBC | TBC | N | N/A | TBC
1300060650278 | Quintas Energy UK | Dairy House Farm 2 | Dairy_House_Farm_2(2.5_Mva) | Main Road | Worleston | Cheshire | CW5 6DN | England | 365834 | 356455 | CELLARHEAD | COPPENHALL GT1 / CREWE GT1 / CREWE GT2A / CREWE GT4A / RADWAY GREEN GT1 / RADWAY GREEN GT2 / WHITCHURCH GT2 | CREWE T1 / LEIGHTON HOSPITAL T1 | 11 | SP Manweb plc | Solar | Photovoltaic | No | N/A | 2.5 | 2.6316 | - | - | - | - | - | - | - | - | - | - | - | - | No | Connected | 2020-11-11 | 2.5 | TBC | TBC | TBC | TBC | 2016-02-26 | - | - | - | - | - | - | - | N | TBC | TBC | N | N/A | TBC
N/A | TBC | Dg , Paddington Village, Elm Grove, Live | Paddington Village | Elm Grove | Liverpool | Merseyside | L7 3EH | England | 336259 | 390278 | LISTER DRIVE | BURLINGTON ST GT2 / LISTER DV B GT1 / PARADISE ST GT1 | PADDINGTON PLACE | 11 | SP Manweb plc | Fossil Gas | Steam-gas turbine (CCGT) | Yes | N/A | 1 | 1.0526 | - | - | - | - | - | - | - | - | - | - | - | - | No | Accepted to connect | 2020-09-14 | - | - | - | - | - | - | 4.4 | TBC | TBC | TBC | TBC | 2019-11-22 | TBC | N | TBC | TBC | N | N/A | TBC
1300060422287 | Diageo Great Britain Limited | Diageo | Runcorn Packaging Facility | Whitehouse Industrial Estate | Runcorn | Cheshire | WA7 3BE | England | 356167 | 379882 | FRODSHAM - INCE | DUTTON GT2 / MOORE GT1 / PERCIVAL LA GT1 | N/A | 11 | SP Manweb plc | Other | Steam-gas turbine (CCGT) | Yes | TBC | 2 | 2.1053 | - | - | - | - | - | - | - | - | - | - | - | - | No | Connected | 2020-09-14 | 2 | 1.9 | 2 | TBC | TBC | TBC | - | - | - | - | - | - | - | N | TBC | TBC | N | N/A | TBC
TBC | TBC | Dinas Dam | Dinas Dam - Dinas Reservoir |  | Aberystwyth | Ceredigion | SY23 3JY | Wales | 274288 | 281924 | SWANSEA NORTH | ABERYSTWYTH GT2 / RHYDLYDAN GT1 | ABERYSTWYTH GT2 / RHYDLYDAN GT1 | TBC | SP Manweb plc | Hydro run of river | Hydro power system | No | N/A | 13.5 | 14.2105 | - | - | - | - | - | - | - | - | - | - | - | - | No | Connected | 2020-09-14 | 13.5 | TBC | TBC | TBC | TBC | TBC | - | - | - | - | - | - | - | N | TBC | TBC | N | N/A | TBC
1300052368838 | Eli Lilly & Co | Dista Products | Eli Lilly Ltd, D21167 Fleming Road | Speke | Liverpool | Merseyside | L24 9LN | England | 343378 | 384546 | RAINHILL | HALEWOOD G1B / HALEWOOD G2B / HALEWOOD GT3 / SPEKE GT1A | N/A | 33 | SP Manweb plc | Fossil oil | Engine (combustion / reciprocating) | No | N/A | 10 | 10.5263 | - | - | - | - | - | - | - | - | - | - | - | - | No | Connected | 2020-09-14 | 10 | TBC | TBC | TBC | TBC | TBC | - | - | - | - | - | - | - | N | TBC | TBC | N | N/A | TBC
TBC | Rwe Innogy Uk | Dolgarrog | Dolgarrog Power Station | Conway Road | Dolgarrog | Conwy | LL32 8QE | Wales | 276988 | 367594 | CONNAHS QUAY - PENTIR - ST ASAPH | COLWYN BAY GT1 / COLWYN BAY GT2 / DOLGARROG GT2 | N/A | 33 | SP Manweb plc | Hydro run of river | Hydro power system | No | N/A | 39 | 41.0526 | - | - | - | - | - | - | - | - | - | - | - | - | No | Connected | 2020-09-14 | 39 | TBC | TBC | TBC | TBC | TBC | - | - | - | - | - | - | - | N | TBC | TBC | N | N/A | TBC
N/A | Innogy | Dolgarrog Hydro Power Station | Dolgarrog Hydro Power Station | Conway Road | Dolgarrog | Conwy | LL32 8QE | Wales | 277022 | 367672 | CONNAHS QUAY - PENTIR - ST ASAPH | COLWYN BAY GT1 / COLWYN BAY GT2 / DOLGARROG GT2 | COLWYN BAY GT1 / COLWYN BAY GT2 / DOLGARROG GT2 | TBC | SP Manweb plc | Storage battery | Battery | No | TBC | 5 | 5.2632 | - | - | - | - | - | - | - | - | - | - | - | - | No | Accepted to connect | 2020-07-14 | - | - | - | - | - | - | 5 | TBC | TBC | TBC | TBC | TBC | TBC | N | TBC | TBC | N | N/A | TBC
TBC | Ørsted | REnescience Northwich | Griffiths Road | Lostock Gralam | Northwich | Cheshire | CW9 7TD | England | 368027 | 374164 | CARRINGTON - FIDDLERS FERRY | TBC | WADE T1 / WADE T2 | TBC | SP Manweb plc | Waste | Gas turbine (OCGT) | No | N/A | 6 | 6.3158 | - | - | - | - | - | - | - | - | - | - | - | - | No | Connected | 2020-09-14 | 6 | TBC | TBC | TBC | TBC | TBC | - | - | - | - | - | - | - | N | TBC | TBC | N | N/A | TBC
1300060701115 | 33KV Limited | Ebnal Lodge Pv Generation | Land At Ebnal Lodge | Gobowen | Oswestry | Shropshire | SY10 7BL | England | 331810 | 334117 | LEGACY | LEGACY LOCAL GT2 / NEWTOWN GT2 / OSWESTRY GT5 / OSWESTRY GT8 / WELSHPOOL GT1 / WHITCHURCH GT1 | N/A | 33 | SP Manweb plc | Solar | Photovoltaic | No | N/A | 5 | 5.2632 | - | - | - | - | - | - | - | - | - | - | - | - | No | Connected | 2020-11-11 | 5 | TBC | TBC | TBC | TBC | 2017-03-28 | - | - | - | - | - | - | - | N | TBC | TBC | N | N/A | TBC
1300060406391 | N W W Plc | Effluent Treatment Wrks | Ellesmere Port E T U | Warrington Road | Ellesmere Port | Wirral | CH65 5DF | England | 341042 | 375587 | FRODSHAM - INCE | ELLESMERE PORT GT2 / INCE LOCAL GT1 / INCE LOCAL GT2 | N/A | 33 | SP Manweb plc | Other | Steam-gas turbine (CCGT) | Yes | TBC | 1.2 | 1.2632 | - | - | - | - | - | - | - | - | - | - | - | - | No | Connected | 2020-09-14 | 1.2 | TBC | TBC | TBC | TBC | TBC | - | - | - | - | - | - | - | N | TBC | TBC | N | N/A | TBC
N/A | TBC | Eg 3MW John Lennon Liverpool Airport, Sp | John Lennon Liverpool Airport | Speke Hall Avenue | Speke | Merseyside | L24 1YD | England | 343170 | 382688 | 02/4384/017/G-SPEKE GRID | JOHN LENNON AIRPORT | N/A | 33 | SP Manweb plc | Fossil Gas | Steam-gas turbine (CCGT) | Yes | N/A | 3 | 3.1579 | - | - | - | - | - | - | - | - | - | - | - | - | No | Accepted to connect | 2020-09-14 | - | - | - | - | - | - | 3 | TBC | TBC | TBC | TBC | 2019-08-28 | TBC | N | TBC | TBC | N | N/A | TBC
1300060688129 | Utility Consultancy & Engineering Ltd | F Rudd & Sons Chp | Stocks Lane Chp - Stocks Lane | Over Peover | Knutsford | Cheshire | WA16 9EZ | England | 377158 | 374536 | CARRINGTON - FIDDLERS FERRY | ELWORTH GT1 / ELWORTH GT2 / HARTFORD GT1 / KNUTSFORD GT1 / KNUTSFORD GT2 / LOSTOCK GT2 / WINSFORD GT1 | ELWORTH GT1 / ELWORTH GT2 / HARTFORD GT1 / KNUTSFORD GT1 / KNUTSFORD GT2 / LOSTOCK GT2 / WINSFORD GT1 | 11 | SP Manweb plc | Other | Steam-gas turbine (CCGT) | Yes | TBC | 1.82 | 1.9158 | - | - | - | - | - | - | - | - | - | - | - | - | No | Connected | 2020-09-14 | 1.82 | TBC | TBC | TBC | TBC | TBC | - | - | - | - | - | - | - | N | TBC | TBC | N | N/A | TBC
N/A | TBC | Factory Road | Sandycroft Power Generation Plant | Sandycroft | Deeside | Flintshire | CH5 2QJ | Wales | 332895 | 367774 | CONNAHS QUAY - PENTIR - ST ASAPH | CASTLE CEMENT GT1 / HAWARDEN GT1 / SALTNEY GT1 / SALTNEY G2B | CASTLE CEMENT GT1 / HAWARDEN GT1 / SALTNEY GT1 / SALTNEY G2B | TBC | SP Manweb plc | Fossil Gas | Gas turbine (OCGT) | No | N/A | 5 | 5.2632 | - | - | - | - | - | - | - | - | - | - | - | - | No | Accepted to connect | 2020-09-14 | - | - | - | - | - | - | 5 | TBC | TBC | TBC | TBC | TBC | TBC | N | TBC | TBC | N | N/A | TBC
1300060668498 | Lightsource Renewable Development Limited | Fields Farm 1 | Old Malpas Road | Chester Road | Whitchurch | Hampshire | SY13 4QL | England | 351447 | 344514 | LEGACY | LEGACY LOCAL GT2 / NEWTOWN GT2 / OSWESTRY GT5 / OSWESTRY GT8 / WELSHPOOL GT1 / WHITCHURCH GT1 | N/A | 33 | SP Manweb plc | Solar | Photovoltaic | No | N/A | 3.5 | 3.6842 | - | - | - | - | - | - | - | - | - | - | - | - | No | Connected | 2020-09-14 | 3.5 | TBC | TBC | TBC | TBC | 2017-02-09 | - | - | - | - | - | - | - | N | TBC | TBC | N | N/A | TBC
N/A | Fields Farm Sanbach | Fields Farm Sanbach | Fields Farm | 150B Congleton Road | Sandbach | Cheshire | CW11 4TE | England | 376388 | 362161 | CELLARHEAD | COPPENHALL GT1 / CREWE GT1 / CREWE GT2A / CREWE GT4A / RADWAY GREEN GT1 / RADWAY GREEN GT2 / WHITCHURCH GT2 | COPPENHALL GT1 / CREWE GT1 / CREWE GT2A / CREWE GT4A / RADWAY GREEN GT1 / RADWAY GREEN GT2 / WHITCHURCH GT2 | TBC | SP Manweb plc | Fossil Gas | Gas turbine (OCGT) | No | N/A | 19.5 | 20.5263 | - | - | - | - | - | - | - | - | - | - | - | - | No | Accepted to connect | 2020-09-14 | - | - | - | - | - | - | 19.5 | TBC | TBC | TBC | TBC | 2016-06-21 | TBC | N | TBC | TBC | N | N/A | TBC
1300035360359 | Five Fords Wwtw | Five Fords Wwtw | Five Fords Wwtw | Cefn Road | Abenbury | Wrexham | LL13 0PA | Wales | 336602 | 348490 | LEGACY | BRYMBO GT1 / LEGACY LOCAL GT1 / MARCHWIEL GT1 / MARCHWIEL GT2 / WREXHAM GT1 | BRYMBO GT1 / LEGACY LOCAL GT1 / MARCHWIEL GT1 / MARCHWIEL GT2 / WREXHAM GT1 | TBC | SP Manweb plc | Other | Steam-gas turbine (CCGT) | Yes | TBC | 1.2 | 1.2632 | - | - | - | - | - | - | - | - | - | - | - | - | No | Connected | 2020-09-14 | 1.2 | TBC | TBC | TBC | TBC | 2015-05-07 | - | - | - | - | - | - | - | N | TBC | TBC | N | N/A | TBC
1300052408853 | TBC | Flexsys Ltd Ruabon Works Llangollen Rd Cefn Mawr Wrexham Clwyd | Flexsys Ltd - Ruabon Works | Llangollen Rd | Cefn Mawr | Wrexham | LL14 3SL | Wales | 327642 | 342831 | GS-SJ2947/001 LEGACY LOCAL GRID | TBC | TBC | 11 | SP Manweb plc | Other | Steam-gas turbine (CCGT) | Yes | TBC | 1 | 1.0526 | - | - | - | - | - | - | - | - | - | - | - | - | No | Connected | 2020-09-14 | 1 | TBC | TBC | TBC | TBC | TBC | - | - | - | - | - | - | - | N | TBC | TBC | N | N/A | TBC
N/A | Flintshire County Council | Flint Landfill | Flint Landfill Site | Castle Park Industrial Estate | Flint | Flintshire | CH6 5XA | Wales | 324099 | 373832 | CONNAHS QUAY - PENTIR - ST ASAPH | BRYMBO GT2 / HAWARDEN GT2 / HOLYWELL GT2 | BRYMBO GT2 / HAWARDEN GT2 / HOLYWELL GT2 | TBC | SP Manweb plc | Solar | Photovoltaic | No | N/A | 2 | 2.1053 | - | - | - | - | - | - | - | - | - | - | - | - | No | Accepted to connect | 2020-07-14 | - | - | - | - | - | - | 2 | TBC | TBC | TBC | TBC | TBC | TBC | N | TBC | TBC | N | N/A | TBC
TBC | TBC | Former Pilkington Works | Land At Former Pilkingtons Works - The Gors | Glascoed Road | Bwlchgwyn | Wrexham | LL11 5YG | Wales | 326888 | 353910 | CONNAHS QUAY - PENTIR - ST ASAPH | HOLYWELL GT1 / RHYL GT1 / ST ASAPH GT2 / ST ASAPH GT4 | HOLYWELL GT1 / RHYL GT1 / ST ASAPH GT2 / ST ASAPH GT4 | TBC | SP Manweb plc | Fossil oil | Engine (combustion / reciprocating) | No | N/A | 16 | 16.8421 | - | - | - | - | - | - | - | - | - | - | - | - | No | Connected | 2020-07-14 | 16 | TBC | TBC | TBC | TBC | TBC | - | - | - | - | - | - | - | N | TBC | TBC | N | N/A | TBC
N/A | Halton Borough Council | Former St Michaels Golf Course | Former St Michaels Golf Course | Ditton Road | Widnes | Cheshire | WA8 0NE | England | 359884 | 385001 | 03/5887/008/G-SANKEY BRIDGES GRID | TBC | TBC | TBC | SP Manweb plc | Solar | Photovoltaic | No | N/A | 1 | 1.0526 | - | - | - | - | - | - | - | - | - | - | - | - | No | Accepted to connect | 2020-07-14 | - | - | - | - | - | - | 1 | TBC | TBC | TBC | TBC | TBC | TBC | N | TBC | TBC | N | N/A | TBC
N/A | Reliance Energy Ltd | Foundry Lane | X&Y Are North, Sub Is South |  | Widnes | Cheshire | WA8 8WL | England | 349425 | 384008 | RAINHILL | BOLD G2A / PRESCOT GT1B / WIDNES GT1 / WIDNES GT2 | BOLD G2A / PRESCOT GT1B / WIDNES GT1 / WIDNES GT2 | TBC | SP Manweb plc | Other | Other | No | TBC | 20 | 21.0526 | - | - | - | - | - | - | - | - | - | - | - | - | No | Accepted to connect | 2020-09-14 | - | - | - | - | - | - | 20 | TBC | TBC | TBC | TBC | 2017-12-21 | TBC | N | TBC | TBC | N | N/A | TBC
1300060621996 | Belltown Power Ltd | Frodsham Windfarm Cluster 1 | Cluster 1 (13 Turbines) | Lordship Lane | Frodsham | Cheshire | CH2 4LB | England | 348857 | 378461 | FRODSHAM - INCE | ELLESMERE PORT GT2 / INCE LOCAL GT1 / INCE LOCAL GT2 | N/A | 33 | SP Manweb plc | Wind | Onshore wind turbines | No | N/A | 39 | 41.0526 | - | - | - | - | - | - | - | - | - | - | - | - | No | Connected | 2020-09-14 | 39 | TBC | TBC | TBC | TBC | 2016-11-15 | - | - | - | - | - | - | - | N | TBC | TBC | N | N/A | TBC
1300060622011 | Belltown Power Ltd | Frodsham Windfarm Cluster 2 | Cluster 2 (6 Turbines) | Lordship Lane | Frodsham | Cheshire | CH2 4LB | England | 346957 | 376301 | FRODSHAM - INCE | ELLESMERE PORT GT2 / INCE LOCAL GT1 / INCE LOCAL GT2 | N/A | 33 | SP Manweb plc | Wind | Onshore wind turbines | No | N/A | 18 | 18.9474 | - | - | - | - | - | - | - | - | - | - | - | - | No | Connected | 2020-09-14 | 18 | TBC | TBC | TBC | TBC | TBC | - | - | - | - | - | - | - | N | TBC | TBC | N | N/A | TBC
1300060704677 | Lightsource Renewable Energy | Gelli Gron 1 | Land at Grelli Gron | Llanarmon | Pwllheli | Gwynedd | LL52 6PU | Wales | 241889 | 340088 | TRAWSFYNYDD | FOUR CROSSES GT2 / MAENTWROG GT1 / MAENTWROG GT2 | FOUR CROSSES T1 | 11 | SP Manweb plc | Solar | Photovoltaic | No | N/A | 2.3 | 2.4211 | - | - | - | - | - | - | - | - | - | - | - | - | No | Connected | 2020-09-14 | 2.3 | TBC | TBC | 2.185 | 2.3 | 2016-11-30 | - | - | - | - | - | - | - | N | TBC | TBC | N | N/A | TBC
N/A | TBC | GEN Aintree University Hospital | Aintree University Hospital | Longmoor Lane | Liverpool | Merseyside | L9 7AL | England | 338020 | 397205 | AINTREE/FORMBY | FAZAKERLEY | N/A | 33 | SP Manweb plc | Fossil Gas | Steam-gas turbine (CCGT) | Yes | N/A | 2.8 | 2.9474 | - | - | - | - | - | - | - | - | - | - | - | - | No | Accepted to connect | 2020-11-11 | - | - | - | - | - | - | 2.8 | TBC | TBC | TBC | TBC | 2019-09-25 | TBC | N | TBC | TBC | N | N/A | TBC
N/A | Royal Mail | Gen Project Olympus, Omega South, Warrin | Royal Mail Nw Hub, Unit 1 Project Olympus | Omega South | Warrington | Cheshire | WA5 4DB | England | 356360 | 390157 | TBC | TBC | TBC | TBC | SP Manweb plc | Other | Other | No | TBC | 1.616 | 1.7011 | - | - | - | - | - | - | - | - | - | - | - | - | No | Accepted to connect | 2020-09-14 | - | - | - | - | - | - | 1.616 | TBC | TBC | TBC | TBC | 2019-10-11 | TBC | N | TBC | TBC | N | N/A | TBC
N/A | GEN Runcorn Flexible Gas Generating Plan | Runcorn Flexible Gas Generating Plant | Davy Road | Davy Road | Runcorn | Cheshire | WA7 1PZ | England | 353119 | 383123 | 03/5583/001/G-MOORE GRID | TBC | TBC | TBC | SP Manweb plc | Fossil Gas | Gas turbine (OCGT) | No | N/A | 5.13 | 5.4 | - | - | - | - | - | - | - | - | - | - | - | - | No | Accepted to connect | 2020-09-14 | - | - | - | - | - | - | 5.13 | TBC | TBC | TBC | TBC | 2019-08-30 | TBC | N | TBC | TBC | N | N/A | TBC
N/A | Land Adjoining Drury Lane | Gen: Land Adjoining Drury Lane, Crewe, C | Land Adjoining Drury Lane | Drury Lane | Crewe | Cheshire | CW1 4PN | England | 370160 | 359612 | 06/7156/009/G-COPPENHALL GRID | TBC | TBC | TBC | SP Manweb plc | Other | Other | No | TBC | 25 | 26.3158 | - | - | - | - | - | - | - | - | - | - | - | - | No | Accepted to connect | 2020-09-14 | - | - | - | - | - | - | 25 | TBC | TBC | TBC | TBC | 2020-01-09 | TBC | N | TBC | TBC | N | N/A | TBC
1300060405802 | GERIAN HYDRO LTD | Gerlan | Afon Caseg |  | Bethesda | Gwynedd | LL57 3UB | Wales | 263810 | 365897 | CONNAHS QUAY - PENTIR - ST ASAPH | BANGOR GT2 / CAERNARFON GT2 | BANGOR GT2 / CAERNARFON GT2 | 11 | SP Manweb plc | Hydro run of river | Hydro power system | No | N/A | 1.07 | 1.1263 | - | - | - | - | - | - | - | - | - | - | - | - | No | Connected | 2020-09-14 | 1.07 | TBC | TBC | TBC | TBC | TBC | - | - | - | - | - | - | - | N | TBC | TBC | N | N/A | TBC
N/A | Snowdonia Pumped Hydro (Quarry Battery Company) | Glyn Rhonwy | Glyn Rhonwy | Llanberis | Caernarfon | Gwynedd | LL55 4EL | Wales | 257240 | 360808 | CONNAHS QUAY - PENTIR - ST ASAPH | TBC | TBC | TBC | SP Manweb plc | Storage pumped | Hydro power system | No | N/A | 99.9 | 105.1579 | - | - | - | - | - | - | - | - | - | - | - | - | No | Accepted to connect | 2020-09-14 | - | - | - | - | - | - | 99.9 | TBC | TBC | TBC | TBC | 2015-07-24 | TBC | N | TBC | TBC | N | N/A | TBC
N/A | Gourton Hall | Land North Of Bryn Lane | Field Between Ridley Wood Road - Francis Lane | Holt | Wrexham | Wrexham | LL13 9UT | Wales | 338726 | 351130 | LEGACY | BRYMBO GT1 / LEGACY LOCAL GT1 / MARCHWIEL GT1 / MARCHWIEL GT2 / WREXHAM GT1 | BICC WREXHAM T1 / MARCHWIEL T1 / WIE CENTRAL T1 | 11 | SP Manweb plc | Solar | Photovoltaic | No | N/A | 11 | 11.5789 | - | - | - | - | - | - | - | - | - | - | - | - | No | Accepted to connect | 2020-07-14 | - | - | - | - | - | - | 11 | TBC | TBC | TBC | TBC | 2014-10-13 | TBC | N | TBC | TBC | N | N/A | TBC
1300038004516 | Infinis Energy Services Ltd | Gowy Landfill 1 | Ince Lane (B5132) | Wimbolds Trafford | Chester | Cheshire | CH2 4JP | England | 344600 | 371500 | CAPENHURST | CHESTER MAIN GT4 / CRANE BANK GT1 / GUILDEN SUTTON GT1 / SALTNEY G2A | GOWY LANDFILL GEN T1 | 11 | SP Manweb plc | Biofuel landfill gas | Gas turbine (OCGT) | No | N/A | 1.7 | 1.7895 | - | - | - | - | - | - | - | - | - | - | - | - | No | Connected | 2020-11-11 | 1.7 | TBC | TBC | TBC | TBC | 2002-04-01 | - | - | - | - | - | - | - | N | TBC | TBC | N | N/A | TBC
1300051015942 | Infinis Energy Services Ltd | Gowy Landfill 2 | Ince Lane (B5132) | Wimbolds Trafford | Chester | Cheshire | CH2 4JP | England | 344600 | 371500 | CAPENHURST | CHESTER MAIN GT4 / CRANE BANK GT1 / GUILDEN SUTTON GT1 / SALTNEY G2A | GOWY LANDFILL GEN T1 | 11 | SP Manweb plc | Biofuel landfill gas | Gas turbine (OCGT) | No | N/A | 1 | 1.0526 | - | - | - | - | - | - | - | - | - | - | - | - | No | Connected | 2020-11-11 | 1 | TBC | TBC | TBC | TBC | 2002-04-01 | - | - | - | - | - | - | - | N | TBC | TBC | N | N/A | TBC
1300060245412 | Gowy Landfill | Gowy Landfill 3 | Ince Lane (B5132) | Wimbolds Trafford | Chester | Cheshire | CH2 4JP | England | 344736 | 372317 | CAPENHURST | CHESTER MAIN GT4 / CRANE BANK GT1 / GUILDEN SUTTON GT1 / SALTNEY G2A | GOWY LANDFILL GEN T1 | 11 | SP Manweb plc | Biofuel landfill gas | Gas turbine (OCGT) | No | N/A | 7 | 7.3684 | - | - | - | - | - | - | - | - | - | - | - | - | No | Connected | 2020-09-14 | 7 | TBC | TBC | TBC | TBC | TBC | - | - | - | - | - | - | - | N | TBC | TBC | N | N/A | TBC
1300052122859 | Vestas | Graig Cemmaes Road Machynlleth Powys | Cemmaes Wind Farm | Cemmaes | Machynlleth | Powys | SY20 9PY | Wales | 286800 | 306000 | 09/9396/003/G-CARNO GRID | TBC | N/A | 33 | SP Manweb plc | Wind | Onshore wind turbines | No | N/A | 12.5 | 13.1579 | - | - | - | - | - | - | - | - | - | - | - | - | No | Connected | 2020-09-14 | 12.5 | TBC | TBC | TBC | TBC | 2002-02-23 | - | - | - | - | - | - | - | N | TBC | TBC | N | N/A | TBC
1300053962116 | Granox Limited | Granox | Hv Supply | West Bank | Widnes | Cheshire | WA8 0SU | England | 350392 | 384214 | RAINHILL | BOLD G2A / PRESCOT GT1B / WIDNES GT1 / WIDNES GT2 | N/A | 33 | SP Manweb plc | Fossil Gas | Steam-gas turbine (CCGT) | Yes | N/A | 15 | 15.7895 | - | - | - | - | - | - | - | - | - | - | - | - | No | Connected | 2020-09-14 | 15 | 14.25 | 15 | 3.42 | 3.6 | 2014-06-18 | - | - | - | - | - | - | - | N | TBC | TBC | N | N/A | TBC
TBC | Refood Uk | Granox Biogas Plant | Refood Uk | Desoto Road | Widnes | Cheshire | WA8 0PB | England | 350392 | 384214 | 03/5085/003/G-WIDNES GRID/PRESCOT/BOLD | GRANNOX | N/A | 33 | SP Manweb plc | Biofuel biogas from anaerobic digestion (excluding landfill & sewage) | Gas turbine (OCGT) | No | N/A | 5 | 5.2632 | - | - | - | - | - | - | - | - | - | - | - | - | No | Connected | 2020-09-14 | 5 | TBC | TBC | TBC | TBC | 2014-06-18 | - | - | - | - | - | - | - | N | TBC | TBC | N | N/A | TBC
N/A | TBC | Great Bear Distribution | Great Bear Distributionsealand | Deeside Industrial Park, Weighbridge Road, | Sealand | Flintshire | CH5 2UA | Wales | 331948 | 371465 | CONNAHS QUAY - PENTIR - ST ASAPH | DEESIDE PK GRID GT1 / SIXTH AVE GRID GT1 | DEESIDE PK GRID GT1 / SIXTH AVE GRID GT1 | TBC | SP Manweb plc | Fossil Gas | Gas turbine (OCGT) | No | N/A | 5 | 5.2632 | - | - | - | - | - | - | - | - | - | - | - | - | No | Accepted to connect | 2020-09-14 | - | - | - | - | - | - | 5 | TBC | TBC | TBC | TBC | TBC | TBC | N | TBC | TBC | N | N/A | TBC
1300060655053 | Sembcorp Energy UK | Greengate | Green Gate | Burtonhead Road | St Helens | Merseyside | WA10 1HT | England | 351285 | 395750 | RAINHILL | BOLD G2B / RAVENHEAD G1A2 / ST HELENS GT2A | PILKINGTONS GREENGATE WRKS T1 / PILKINGTONS GREENGATE WRKS T2 | 11 | SP Manweb plc | Fossil Gas | Gas turbine (OCGT) | Yes | N/A | 10 | 10.5263 | - | - | - | - | - | - | - | - | - | - | - | - | No | Connected | 2020-11-11 | 10 | TBC | TBC | TBC | TBC | 2016-10-30 | - | - | - | - | - | - | - | N | TBC | TBC | N | N/A | TBC
N/A | Greengate Energy Recovery | Greengates | Sutton Heath Road |  | St Helens | Merseyside | WA9 5DS | England | 351051 | 394527 | RAINHILL | BOLD G2B / RAVENHEAD G1A2 / ST HELENS GT2A | BOLD G2B / RAVENHEAD G1A2 / ST HELENS GT2A | TBC | SP Manweb plc | Other | Other | No | TBC | 25 | 26.3158 | - | - | - | - | - | - | - | - | - | - | - | - | No | Accepted to connect | 2020-09-14 | - | - | - | - | - | - | 25 | TBC | TBC | TBC | TBC | TBC | TBC | N | TBC | TBC | N | N/A | TBC
1300060805621 | Griffiths_Road | Griffiths Road | Green Frog Connect - Northwich Power | Griffiths Road - Lostock Gralam | Northwich | Cheshire | CW8 7NU | England | 368283 | 374053 | CARRINGTON - FIDDLERS FERRY | ELWORTH GT1 / ELWORTH GT2 / HARTFORD GT1 / KNUTSFORD GT1 / KNUTSFORD GT2 / LOSTOCK GT2 / WINSFORD GT1 | N/A | 33 | SP Manweb plc | Fossil Gas | Gas turbine (OCGT) | No | N/A | 20 | 21.0526 | - | - | - | - | - | - | - | - | - | - | - | - | No | Connected | 2020-09-14 | 20 | TBC | TBC | TBC | TBC | TBC | - | - | - | - | - | - | - | N | TBC | TBC | N | N/A | TBC
1300060689442 | WindCare Ltd | Whitchurch Biogas | Gro Continental - Whitchurch Business Park | Shakespeare Way / Ash Road | Whitchurch | Shropshire | SY13 2JF | England | 356584 | 336090 | 09/5242/001/G-WHITCHURCH | TBC | TBC | 11 | SP Manweb plc | Biofuel biogas from anaerobic digestion (excluding landfill & sewage) | Gas turbine (OCGT) | Yes | N/A | 2.55 | 2.6842 | - | - | - | - | - | - | - | - | - | - | - | - | No | Connected | 2020-11-11 | 2.55 | TBC | TBC | TBC | TBC | TBC | - | - | - | - | - | - | - | N | TBC | TBC | N | N/A | TBC
1300060621969 | Lightsource Asset Management Limited | Hadley Farm | Hadley Farm | Wrexham Road | Whitchurch | Hampshire | SY13 3PF | England | 351460 | 340636 | LEGACY | LEGACY LOCAL GT2 / NEWTOWN GT2 / OSWESTRY GT5 / OSWESTRY GT8 / WELSHPOOL GT1 / WHITCHURCH GT1 | N/A | 33 | SP Manweb plc | Solar | Photovoltaic | No | N/A | 6 | 6.3158 | - | - | - | - | - | - | - | - | - | - | - | - | No | Connected | 2020-09-14 | 6 | TBC | TBC | TBC | TBC | 2015-12-16 | - | - | - | - | - | - | - | N | TBC | TBC | N | N/A | TBC
1300060187080 | Mwh Assocates Ltd | Hafod Landfill | Hafod Landfill - Clay Pit | Bangor Road | Johnstown | Wrexham | LL14 6HF | Wales | 331315 | 346101 | LEGACY | BRYMBO GT1 / LEGACY LOCAL GT1 / MARCHWIEL GT1 / MARCHWIEL GT2 / WREXHAM GT1 | N/A | 33 | SP Manweb plc | Biofuel landfill gas | Gas turbine (OCGT) | No | N/A | 2.2 | 2.3158 | - | - | - | - | - | - | - | - | - | - | - | - | No | Connected | 2020-09-14 | 2.2 | TBC | TBC | TBC | TBC | TBC | - | - | - | - | - | - | - | N | TBC | TBC | N | N/A | TBC
TBC | Private Developer | Hafoty Ucha | Off B4501 By The Geipel Brewing | Gellioedd | Corwen | Denbighshire | LL21 0RG | Wales | 293500 | 345500 | FOUR CROSSES GT2 / MAENTWROG GT1 / MAENTWROG GT2 | FOUR CROSSES GT2 / MAENTWROG GT1 / MAENTWROG GT2 | GLAN-YR-AFON T1 | 11 | SP Manweb plc | Wind | Onshore wind turbines | No | N/A | 3 | 3.1579 | - | - | - | - | - | - | - | - | - | - | - | - | No | Connected | 2020-07-14 | 3 | TBC | TBC | TBC | TBC | 2002-12-15 | - | - | - | - | - | - | - | N | TBC | TBC | N | N/A | TBC
N/A | Green Switch Solutions - Liquidated | Hatherton Lodge | Agricultural Land At Hatherton Lodge Farm - Hunterson Road | Hatherton | Nantwich | Cheshire | CH5 7RA | England | 369090 | 346762 | GS-SJ6756/003 CREWE | COPPENHALL GT1 / CREWE GT1 / CREWE GT2A / CREWE GT4A / RADWAY GREEN GT1 / RADWAY GREEN GT2 / WHITCHURCH GT2 | LEIGHTON HOSPITAL T1 | 11 | SP Manweb plc | Solar | Photovoltaic | No | N/A | 8.3 | 8.7368 | - | - | - | - | - | - | - | - | - | - | - | - | No | Accepted to connect | 2020-07-14 | - | - | - | - | - | - | 8.3 | TBC | TBC | TBC | TBC | TBC | TBC | N | TBC | TBC | N | N/A | TBC
N/A | Shaw-Energi Ltd | Hawthorne Road | Hawthorne Road |  | Bootle | Merseyside | L20 9DE | England | 334715 | 396101 | LISTER DRIVE | BOOTLE GT2A / BURLINGTON ST GT1 / LISTER DV A GT2 | BOOTLE GT2A / BURLINGTON ST GT1 / LISTER DV A GT2 | TBC | SP Manweb plc | Storage battery | Battery | No | TBC | 20 | 21.0526 | - | - | - | - | - | - | - | - | - | - | - | - | No | Accepted to connect | 2020-07-14 | - | - | - | - | - | - | 20 | TBC | TBC | TBC | TBC | 2017-06-19 | TBC | N | TBC | TBC | N | N/A | TBC
1300060770225 | United Utilities Water Plc | Hillhouse Sewage Works | Hillhouse Waste Water Treatment Works | Lydiate | Liverpool | Merseyside | L37 9BQ | England | 334365 | 406163 | KIRKBY | AINTREE GT1 / FORMBY GT2A / LITHERLAND GT1B | N/A | 33 | SP Manweb plc | Other | Other | No | TBC | 1.275 | 1.3421 | - | - | - | - | - | - | - | - | - | - | - | - | No | Connected | 2020-09-14 | 1.275 | 0.95 | 1 | 1.045 | 1.1 | TBC | - | - | - | - | - | - | - | N | TBC | TBC | N | N/A | TBC
N/A | Vattenfall | Hirddywel | 6.5Km To South East Of Llanidloes - Glyndwr'S Way | Glyndwr'S Way | Llanidloes | Powys | SY18 6JU | Wales | 301261 | 280542 | LEGACY | LEGACY LOCAL GT2 / NEWTOWN GT2 / OSWESTRY GT5 / OSWESTRY GT8 / WELSHPOOL GT1 / WHITCHURCH GT1 | MOCHDRE T1 | 11 | SP Manweb plc | Wind | Onshore wind turbines | No | N/A | 27 | 28.4211 | - | - | - | - | - | - | - | - | - | - | - | - | No | Accepted to connect | 2020-09-14 | - | - | - | - | - | - | 27 | TBC | TBC | TBC | TBC | TBC | TBC | N | TBC | TBC | N | N/A | TBC
1300052206871 | Fossil Purchasing Agency | Holiday Moss 1 | Holiday Moss Phase One, Landfill Site, | Reeds Brow, Rainford | St Helens | Merseyside | WA11 8PD | England | 349000 | 402000 | RAINHILL | RAVENHEAD G1A1 / ST HELENS GT2B / WINDLE GT1 | CARBORUNDUM T1 / HOUGHTONS LA T1 / RAINFORD T1 / WINDLEHURST T2 | 11 | SP Manweb plc | Biofuel landfill gas | Gas turbine (OCGT) | No | N/A | 3 | 3.1579 | - | - | - | - | - | - | - | - | - | - | - | - | No | Connected | 2020-09-14 | 3 | TBC | TBC | TBC | TBC | 1998-05-08 | - | - | - | - | - | - | - | N | TBC | TBC | N | N/A | TBC
1300050955463 | Uk Waste Ltd | Holiday Moss 2 | Holiday Moss 2 | Reeds Brow, Rainford | St Helens | Merseyside | WA11 8PG | England | 349000 | 402000 | RAINHILL | RAVENHEAD G1A1 / ST HELENS GT2B / WINDLE GT1 | CARBORUNDUM T1 / HOUGHTONS LA T1 / RAINFORD T1 / WINDLEHURST T2 | 11 | SP Manweb plc | Biofuel landfill gas | Gas turbine (OCGT) | No | N/A | 1 | 1.0526 | - | - | - | - | - | - | - | - | - | - | - | - | No | Connected | 2020-09-14 | 1 | TBC | TBC | TBC | TBC | 2000-04-01 | - | - | - | - | - | - | - | N | TBC | TBC | N | N/A | TBC
N/A | J H Willis & Son Ltd | Holme Farm | Holme Farm | Marsh Lane - Ince | Chester | Cheshire | CH2 4NR | England | 345687 | 377142 | GS-SJ4575/024 INCE | ELLESMERE PORT GT2 / INCE LOCAL GT1 / INCE LOCAL GT2 | N/A | 33 | SP Manweb plc | Biofuel biogas from anaerobic digestion (excluding landfill & sewage) | Gas turbine (OCGT) | No | N/A | 1.4 | 1.4737 | - | - | - | - | - | - | - | - | - | - | - | - | No | Accepted to connect | 2020-09-14 | - | - | - | - | - | - | 1.4 | TBC | TBC | TBC | TBC | TBC | TBC | N | TBC | TBC | N | N/A | TBC
N/A | Cogen | Hooton Park | North Road | Eastham | Wirral | Merseyside | CH65 1AJ | England | 337706 | 379601 | 04/3878/005/G-HOOTON PARK GRID | BROMBOROUGH GT2 / ELLESMERE PORT GT1 / HOOTON PK GT1A / HOOTON PK GT2A | VAUXHALL NORTH RD T1 | 11 | SP Manweb plc | Other | Other | No | TBC | 28 | 29.4737 | - | - | - | - | - | - | - | - | - | - | - | - | No | Accepted to connect | 2020-09-14 | - | - | - | - | - | - | 28 | TBC | TBC | TBC | TBC | TBC | TBC | N | TBC | TBC | N | N/A | TBC
1300050970114 | United Utilities Water Plc | Huntington | Pumping Station | Huntington | Chester | Cheshire | L65 0AB | England | 341897 | 363890 | CAPENHURST | CHESTER MAIN GT4 / CRANE BANK GT1 / GUILDEN SUTTON GT1 / SALTNEY G2A | N/A | 33 | SP Manweb plc | Fossil oil | Engine (combustion / reciprocating) | No | N/A | 11.9 | 12.5263 | - | - | - | - | - | - | - | - | - | - | - | - | No | Connected | 2020-09-14 | 11.9 | TBC | TBC | TBC | TBC | TBC | - | - | - | - | - | - | - | N | TBC | TBC | N | N/A | TBC
1300050970114 | United Utilities | Huntington Water Treatment Works | Huntington Water Treatment Wor | Chester Road - Huntington | Chester | Cheshire | CH3 6EA | England | 342203 | 363955 | 04/3966/001/G-CRANE BANK | HUNTINGTON | N/A | 33 | SP Manweb plc | Solar | Photovoltaic | No | N/A | 9.4 | 9.8947 | - | - | - | - | - | - | - | - | - | - | - | - | No | Connected | 2020-09-14 | 7.2 | TBC | TBC | TBC | TBC | 2019-07-24 | - | - | - | - | - | - | - | N | TBC | TBC | N | N/A | TBC
1300060640181 | United Utilities | Huyton Wwtw, Coney Lane, Huyton, Merseyside | Huyton Wwtw | Coney Lane | Huyton | Merseyside | L36 0SF | England | 344739 | 388939 | HUYTON GRID | TARBOCK/WILSON ROAD | SEWAGE WORKS | 11 | SP Manweb plc | Solar | Photovoltaic | No | N/A | 1.24 | 1.3053 | - | - | - | - | - | - | - | - | - | - | - | - | No | Connected | 2020-09-14 | 1.24 | TBC | TBC | TBC | TBC | TBC | - | - | - | - | - | - | - | N | TBC | TBC | N | N/A | TBC
1300050828339 | Iceland Frozen Foods Ltd | Iceland | Iceland | Deeside Industrial Park | Deeside | Clwyd | CH5 2NW | Wales | 332654 | 371249 | CONNAHS QUAY - PENTIR - ST ASAPH | DEESIDE PK GRID GT1 / SIXTH AVE GRID GT1 | WALBRO | 11 | SP Manweb plc | Fossil Gas | Steam-gas turbine (CCGT) | Yes | N/A | 2 | 2.1053 | - | - | - | - | - | - | - | - | - | - | - | - | No | Connected | 2020-09-14 | 2 | TBC | TBC | TBC | TBC | TBC | - | - | - | - | - | - | - | N | TBC | TBC | N | N/A | TBC
1300060704603 | Orsted (Formerly Dong Energy) | Ici Lostock, Import, .., Lostock Works, Northwich, Cheshire | Griffiths Road | Lostock Gralam - Rudheath | Northwich | Cheshire | CW9 7ZR | England | 367920 | 374201 | 06/6874/004/G-ICI WADE | TBC | N/A | 33 | SP Manweb plc | Biofuel biogas from anaerobic digestion (excluding landfill & sewage) | Gas turbine (OCGT) | No | N/A | 5.352 | 5.6337 | - | - | - | - | - | - | - | - | - | - | - | - | No | Connected | 2020-09-14 | 5.352 | 5.1 | 5.3684 | 33.25 | 35 | 2016-10-20 | - | - | - | - | - | - | - | N | TBC | TBC | N | N/A | TBC
1300060609702 | Qas145803 | Ince Biomass Facility | Biomass Facility | Marsh Lane | Ince | Cheshire | CH2 4LB | England | 345500 | 376500 | FRODSHAM - INCE | ELLESMERE PORT GT2 / INCE LOCAL GT1 / INCE LOCAL GT2 | N/A | 33 | SP Manweb plc | Fossil Gas | Gas turbine (OCGT) | No | N/A | 26.59 | 27.9895 | - | - | - | - | - | - | - | - | - | - | - | - | No | Connected | 2020-09-14 | 26.59 | 21.85 | 23 | 19.39 | 20.4105 | 2017-04-30 | - | - | - | - | - | - | - | N | TBC | TBC | N | N/A | TBC
1300060133002 | TBC | Island Gas Doe Green Generation S/S South Lane Penketh Warrington | Island Gas - Doe Green Generation S/S | South Lane - Penketh | Warrington | Cheshire | WA8 3TY | England | 354159 | 387903 | 10/6081/002/G-ABERYSTWYTH GRID | TBC | TBC | 11 | SP Manweb plc | Other | Steam-gas turbine (CCGT) | Yes | TBC | 1 | 1.0526 | - | - | - | - | - | - | - | - | - | - | - | - | No | Connected | 2020-09-14 | 1 | TBC | TBC | TBC | TBC | TBC | - | - | - | - | - | - | - | N | TBC | TBC | N | N/A | TBC
N/A | BE Renewables | Jemmys Carr | Land At Jemmy Carr - Field North Of Downholland Brook | North Moss Lane | Formby | Merseyside | L37 0AQ | England | 331258 | 408831 | 01/3006/013/G-FORMBY GRID | TBC | TBC | TBC | SP Manweb plc | Solar | Photovoltaic | No | N/A | 5 | 5.2632 | - | - | - | - | - | - | - | - | - | - | - | - | No | Accepted to connect | 2020-09-14 | - | - | - | - | - | - | 5 | TBC | TBC | TBC | TBC | TBC | TBC | N | TBC | TBC | N | N/A | TBC
N/A | John Lennon Airport | John Lennon Airport | John Lennon Airport | Speke Hall Avenue | Liverpool | Merseyside | L24 1YD | England | 343170 | 382608 | LISTER DRIVE | GARSTON GT2 / SPEKE GT3 / WAVERTREE GT1A | N/A | 33 | SP Manweb plc | Fossil Gas | Gas turbine (OCGT) | No | N/A | 20 | 21.0526 | - | - | - | - | - | - | - | - | - | - | - | - | No | Accepted to connect | 2020-09-14 | - | - | - | - | - | - | 20 | TBC | TBC | TBC | TBC | TBC | TBC | N | TBC | TBC | N | N/A | TBC
N/A | Sbc-1351 | Johnsons Lane Landfill | Johnson'S Lane |  | Widnes | Cheshire | WA8 0WB | England | 353997 | 385705 | RAINHILL | BOLD G2A / PRESCOT GT1B / WIDNES GT1 / WIDNES GT2 | BOLD G2A / PRESCOT GT1B / WIDNES GT1 / WIDNES GT2 | TBC | SP Manweb plc | Solar | Photovoltaic | No | N/A | 13.37 | 14.0737 | - | - | - | - | - | - | - | - | - | - | - | - | No | Accepted to connect | 2020-07-14 | - | - | - | - | - | - | 13.37 | TBC | TBC | TBC | TBC | 2014-09-05 | TBC | N | TBC | TBC | N | N/A | TBC
TBC | Kingspan | Kingspan | Kingspan Ltd - Unit 2 Greenfield Buisness Park | 2-4 Bagillt Road - Greenfield | Holywell | Flintshire | CH8 7GJ | Wales | 320053 | 377640 | 07/1474/001/G-HOLYWELL GRID | HESWALL GT1 / HOYLAKE GT2 / PRENTON GRID GT3 | BARNSTON T1 / GAYTON T1 / IRBY T1 / THINGWALL T1 | 11 | SP Manweb plc | Wind | Onshore wind turbines | No | N/A | 1.8 | 1.8947 | - | - | - | - | - | - | - | - | - | - | - | - | No | Connected | 2020-07-14 | 1.8 | TBC | TBC | TBC | TBC | 2019-01-11 | - | - | - | - | - | - | - | N | TBC | TBC | N | N/A | TBC
1300060659759 | Kinmel_Estate_Solar_Farm | Kinmel Estate Solar Farm Ph 2 | Kinmel Estate Solar Farm Land North Of A547 | Rhuddlan Road | Kinmel | Conwy | LL22 9SD | Wales | 298420 | 377733 | HOLYWELL GT1 / RHYL GT1 / ST ASAPH GT2 / ST ASAPH GT4 | TBC | N/A | 33 | SP Manweb plc | Solar | Photovoltaic | No | N/A | 28 | 29.4737 | - | - | - | - | - | - | - | - | - | - | - | - | No | Connected | 2020-09-14 | 28 | TBC | TBC | TBC | TBC | 2016-06-27 | - | - | - | - | - | - | - | N | TBC | TBC | N | N/A | TBC
N/A | Vox Energy | Kirkby Bss 2 | Eon Energy - 20 Chapel Street |  | Liverpool | Merseyside | L3 9AG | England | 333945 | 390593 | KIRKBY | TBC | TBC | 33 | SP Manweb plc | Storage battery | Battery | No | TBC | 49.9 | 52.5263 | - | - | - | - | - | - | - | - | - | - | - | - | No | Accepted to connect | 2020-07-14 | - | - | - | - | - | - | 49.9 | TBC | TBC | TBC | TBC | 2017-10-03 | TBC | N | TBC | TBC | N | N/A | TBC
TBC | Pegasus Group | Knolton Farmhouse Cheese Solar Farm | Knolton Farmhouse Cheese Ltd | Oswestry Road | Overton | Wrexham | LL13 0LG | Wales | 335887 | 340585 | 04/3549/009/G-WREXHAM GRID | TBC | TBC | TBC | SP Manweb plc | Solar | Photovoltaic | No | N/A | 1 | 1.0526 | - | - | - | - | - | - | - | - | - | - | - | - | No | Connected | 2020-07-14 | 1 | TBC | TBC | TBC | TBC | 2016-03-01 | - | - | - | - | - | - | - | N | TBC | TBC | N | N/A | TBC
N/A | Knowsley Energy Recovery | Knowsley Energy Recovery | Penrhyn Road/Villiers Road | Knowsley Business Park | Prescot | Merseyside | L34 9HY | England | 343032 | 396683 | KIRKBY | GILLMOSS GT1 / KIRKBY GT2 / SIMONSWOOD GT1 | GILLMOSS GT1 / KIRKBY GT2 / SIMONSWOOD GT1 | TBC | SP Manweb plc | Waste | Gas turbine (OCGT) | No | N/A | 11.25 | 11.8421 | - | - | - | - | - | - | - | - | - | - | - | - | No | Accepted to connect | 2020-09-14 | - | - | - | - | - | - | 11.25 | TBC | TBC | TBC | TBC | TBC | TBC | N | TBC | TBC | N | N/A | TBC
1300060640474 | Kronospan Limited | Kronospan | Kronospan Limited | Maesgyyn Farm | Chirk | Wrexham | LL14 5NT | Wales | 328727 | 338242 | LEGACY | LEGACY LOCAL GT2 / NEWTOWN GT2 / OSWESTRY GT5 / OSWESTRY GT8 / WELSHPOOL GT1 / WHITCHURCH GT1 | N/A | 33 | SP Manweb plc | Fossil Gas | Gas turbine (OCGT) | No | N/A | 17 | 17.8947 | - | - | - | - | - | - | - | - | - | - | - | - | No | Connected | 2020-09-14 | 17 | TBC | TBC | TBC | TBC | TBC | - | - | - | - | - | - | - | N | TBC | TBC | N | N/A | TBC
N/A | Green Plan Energy/ Equitix | Land At Bryn Lane | Land At Bryn Lane | Wrexham Industrial Estate | Wrexham | Wrexham | LL13 9UT | Wales | 338821 | 350498 | GS-SJ3849/009 MARCHWIEL GRID | BRYMBO GT1 / LEGACY LOCAL GT1 / MARCHWIEL GT1 / MARCHWIEL GT2 / WREXHAM GT1 | BICC WREXHAM T1 / MARCHWIEL T1 / WIE CENTRAL T1 | 11 | SP Manweb plc | Biomass | Gas turbine (OCGT) | No | N/A | 5.4 | 5.6842 | - | - | - | - | - | - | - | - | - | - | - | - | No | Accepted to connect | 2020-09-14 | - | - | - | - | - | - | 5.4 | TBC | TBC | TBC | TBC | TBC | TBC | N | TBC | TBC | N | N/A | TBC
N/A | Sep Elton | Land At Elton Farm | Land At Elton Farm | Hapsford Lane | Ince | Chester | CH2 4LB | England | 346957 | 376301 | FRODSHAM - INCE | ELLESMERE PORT GT2 / INCE LOCAL GT1 / INCE LOCAL GT2 | ELLESMERE PORT GT2 / INCE LOCAL GT1 / INCE LOCAL GT2 | TBC | SP Manweb plc | Solar | Photovoltaic | No | N/A | 5 | 5.2632 | - | - | - | - | - | - | - | - | - | - | - | - | No | Accepted to connect | 2020-09-14 | - | - | - | - | - | - | 5 | TBC | TBC | TBC | TBC | TBC | TBC | N | TBC | TBC | N | N/A | TBC
N/A | Be Renewables | Land At Tip Field | Land At Tip Field South Of North Moss Lane | Formby | Formby | Merseyside | L37 0AQ | England | 332212 | 409033 | 01/3006/013/G-FORMBY GRID | TBC | TBC | TBC | SP Manweb plc | Solar | Photovoltaic | No | N/A | 5 | 5.2632 | - | - | - | - | - | - | - | - | - | - | - | - | No | Accepted to connect | 2020-08-14 | - | - | - | - | - | - | 5 | TBC | TBC | TBC | TBC | TBC | TBC | N | TBC | TBC | N | N/A | TBC
N/A | Enso Energy | Land Nr Oswestry | Whittington Road |  | Oswestry | Shropshire | SY11 4AA | England | 330607 | 330607 | LEGACY | TBC | LEGACY LOCAL GT2 / NEWTOWN GT2 / OSWESTRY GT5 / OSWESTRY GT8 / WELSHPOOL GT1 / WHITCHURCH GT1 | TBC | SP Manweb plc | Fossil Gas | Gas turbine (OCGT) | No | N/A | 30 | 31.5789 | - | - | - | - | - | - | - | - | - | - | - | - | No | Accepted to connect | 2020-09-14 | - | - | - | - | - | - | 30 | TBC | TBC | TBC | TBC | TBC | TBC | N | TBC | TBC | N | N/A | TBC
N/A | Sep Puddington | Land West Of Vicarage Lane | Land West Of Vicarage Lane | Shotwick | Chester | Cheshire | CH1 6HZ | England | 333272 | 371926 | 04/3270/040/G-SIXTH AVENUE GRID | TBC | TBC | TBC | SP Manweb plc | Solar | Photovoltaic | No | N/A | 5 | 5.2632 | - | - | - | - | - | - | - | - | - | - | - | - | No | Accepted to connect | 2020-07-14 | - | - | - | - | - | - | 5 | TBC | TBC | TBC | TBC | TBC | TBC | N | TBC | TBC | N | N/A | TBC
1300060818602 | Uk Power Reserve | Latchford Lane | Latchford Lane |  | Warrington | Cheshire | WA4 1PD | England | 364048 | 387554 | CARRINGTON - FIDDLERS FERRY | DALLAM GT1 / SANKEY BRIDGES GT1 / SANKEY BRIDGES GT3 / WARRINGTON GT3 / WARRINGTON GT5 | N/A | 33 | SP Manweb plc | Fossil Gas | Gas turbine (OCGT) | No | N/A | 20 | 21.0526 | - | - | - | - | - | - | - | - | - | - | - | - | No | Connected | 2020-09-14 | 20 | TBC | TBC | TBC | TBC | TBC | - | - | - | - | - | - | - | N | TBC | TBC | N | N/A | TBC
1300053741099 | Ener-G Natural Power Ltd | Lea Green Landfill | Lea Green Road |  | St Helens | Merseyside | WA9 5AX | England | 351089 | 392362 | RAINHILL | BOLD G2B / RAVENHEAD G1A2 / ST HELENS GT2A | N/A | 33 | SP Manweb plc | Biofuel landfill gas | Gas turbine (OCGT) | No | N/A | 3.5 | 3.6842 | - | - | - | - | - | - | - | - | - | - | - | - | No | Connected | 2020-09-14 | 3.5 | TBC | TBC | TBC | TBC | TBC | - | - | - | - | - | - | - | N | TBC | TBC | N | N/A | TBC
1300060588275 | Wrexham County Council | Legacy Solar Farm | Adjacent To Berthengron Farm | Legacy | Rhostyllen | Wrexham | LL14 4LG | Wales | 328690 | 348966 | LEGACY | LEGACY LOCAL GT2 / NEWTOWN GT2 / OSWESTRY GT5 / OSWESTRY GT8 / WELSHPOOL GT1 / WHITCHURCH GT1 | PILKINGTONS HO T1 / SOMERFIELD DISTRIBUTION T1 / RAVENHEAD RETAIL PARK T1 | 11 | SP Manweb plc | Solar | Photovoltaic | No | N/A | 2.4 | 2.5263 | - | - | - | - | - | - | - | - | - | - | - | - | No | Connected | 2020-09-14 | 2.4 | TBC | TBC | TBC | TBC | TBC | - | - | - | - | - | - | - | N | TBC | TBC | N | N/A | TBC
N/A | Leighton Hall Farm | Leighton Hall Farm | Leighton Hall Farm | Middlewich Road | Leighton - Crewe | Cheshire | CW1 4QH | England | 367911 | 357227 | CELLARHEAD | COPPENHALL GT1 / CREWE GT1 / CREWE GT2A / CREWE GT4A / RADWAY GREEN GT1 / RADWAY GREEN GT2 / WHITCHURCH GT2 | COPPENHALL GT1 / CREWE GT1 / CREWE GT2A / CREWE GT4A / RADWAY GREEN GT1 / RADWAY GREEN GT2 / WHITCHURCH GT2 | TBC | SP Manweb plc | Storage battery | Battery | No | TBC | 20 | 21.0526 | - | - | - | - | - | - | - | - | - | - | - | - | No | Accepted to connect | 2020-07-14 | - | - | - | - | - | - | 20 | TBC | TBC | TBC | TBC | 2016-10-19 | TBC | N | TBC | TBC | N | N/A | TBC
1300035363225 | Lever Brothers | Lever Sunlight | Port Sunlight |  | Birkenhead | Wirral | CH62 4UE | England | 334475 | 384055 | BIRKENHEAD | BROMBOROUGH GT3 / ROCK FERRY GT2 | BROMBOROUGH GT3 / ROCK FERRY GT2 | TBC | SP Manweb plc | Fossil Gas | Steam-gas turbine (CCGT) | Yes | N/A | 4 | 4.2105 | - | - | - | - | - | - | - | - | - | - | - | - | No | Connected | 2020-09-14 | 4 | TBC | TBC | TBC | TBC | TBC | - | - | - | - | - | - | - | N | TBC | TBC | N | N/A | TBC
TBC | Lidl Runcorn | Lidl Runcorn | Lidl | Blackheath Lane | Runcorn | Cheshire | WA7 1SE | England | 356563 | 384159 | FRODSHAM - INCE | DUTTON GT2 / MOORE GT1 / PERCIVAL LA GT1 | LEVER SUNLIGHT | 11 | SP Manweb plc | Fossil oil | Engine (combustion / reciprocating) | No | N/A | 1 | 1.0526 | - | - | - | - | - | - | - | - | - | - | - | - | No | Connected | 2020-09-14 | 1 | TBC | TBC | TBC | TBC | TBC | - | - | - | - | - | - | - | N | TBC | TBC | N | N/A | TBC
1300050649196 | Dwr Cymru Welsh Water | Liverpool Corporation Power House | Llyn Celyn Hydro Station | Celyn - Bala | Bala | Gwynedd | LL23 7AF | Wales | 287800 | 339800 | TRAWSFYNYDD | FOUR CROSSES GT2 / MAENTWROG GT1 / MAENTWROG GT2 | DARESBURY NPL T1 / DARESBURY PK T1 | 11 | SP Manweb plc | Hydro run of river | Hydro power system | No | N/A | 4 | 4.2105 | - | - | - | - | - | - | - | - | - | - | - | - | No | Connected | 2020-09-14 | 4 | TBC | TBC | TBC | TBC | 1994-01-01 | - | - | - | - | - | - | - | N | TBC | TBC | N | N/A | TBC
TBC | University Of Liverpool | Liverpool University | Liverpool University | Crown Street | Liverpool | Merseyside | L69 3BX | England | 335243 | 390397 | LISTER DRIVE | LISTER DV B GT3 / SPARLING ST GT1 / WAVERTREE GT2 | TRYWERYN T1 | 11 | SP Manweb plc | Other | Steam-gas turbine (CCGT) | Yes | TBC | 3.6 | 3.7895 | - | - | - | - | - | - | - | - | - | - | - | - | No | Connected | 2020-09-14 | 3.6 | TBC | TBC | TBC | TBC | TBC | - | - | - | - | - | - | - | N | TBC | TBC | N | N/A | TBC
1300050649415 | Manweb Generation Holdings | Llanbabo Wind Farm | Llyn Alaw Windfarm | Llanbabo | Amlwch | Anglesey | LL68 0TB | Wales | 236000 | 387000 | 08/3593/007/G-WYLFA | BANGOR GT2 / CAERNARFON GT2 | PARC MENAI T1 | 33 | SP Manweb plc | Wind | Onshore wind turbines | No | N/A | 20.4 | 21.4737 | - | - | - | - | - | - | - | - | - | - | - | - | No | Connected | 2020-07-14 | 20.4 | TBC | TBC | TBC | TBC | 1997-10-01 | - | - | - | - | - | - | - | N | TBC | TBC | N | N/A | TBC
1300052206890 | Waste Recycling Group Limited | Llandulas Landfill | Llanddulas, Quarry Landfill | Llanddulas, Abergele | Colwyn Bay | Conwy | LL22 8HP | Wales | 291000 | 378500 | CONNAHS QUAY - PENTIR - ST ASAPH | COLWYN BAY GT1 / COLWYN BAY GT2 / DOLGARROG GT2 | COLWYN BAY GT1 / COLWYN BAY GT2 / DOLGARROG GT2 | 11 | SP Manweb plc | Biofuel landfill gas | Gas turbine (OCGT) | No | N/A | 4 | 4.2105 | - | - | - | - | - | - | - | - | - | - | - | - | No | Connected | 2020-09-14 | 4 | TBC | TBC | TBC | TBC | 1999-07-19 | - | - | - | - | - | - | - | N | TBC | TBC | N | N/A | TBC
1300050649070 | Llangwyryfon Windfarm Ltd | Llangwyryfon Wind Farm | Llangwyryfon | Dyfed | Aberystwyth | Ceredigion | SY23 4SR | Wales | 261752 | 269577 | SWANSEA NORTH | ABERYSTWYTH GT2 / RHYDLYDAN GT1 | N/A | 33 | SP Manweb plc | Wind | Onshore wind turbines | No | N/A | 9.35 | 9.8421 | - | - | - | - | - | - | - | - | - | - | - | - | No | Connected | 2020-09-14 | 9.35 | TBC | TBC | TBC | TBC | 2004-02-01 | - | - | - | - | - | - | - | N | TBC | TBC | N | N/A | TBC
1300037983764 | Celtpower | Llidiartywaun | Llidiartwaun |  | Llidiartwaun | Powys | SY17 5AX | Wales | 301554 | 285916 | LEGACY | LEGACY LOCAL GT2 / NEWTOWN GT2 / OSWESTRY GT5 / OSWESTRY GT8 / WELSHPOOL GT1 / WHITCHURCH GT1 | N/A | 33 | SP Manweb plc | Wind | Onshore wind turbines | No | N/A | 20 | 21.0526 | - | - | - | - | - | - | - | - | - | - | - | - | No | Connected | 2020-09-14 | 20 | TBC | TBC | TBC | TBC | TBC | - | - | - | - | - | - | - | N | TBC | TBC | N | N/A | TBC
N/A | Luminous Energy | Llwyndyrus Farm | Llwyndyrys Farm | Y Ffor | Pwllheli | Gwynedd | LL53 6RH | Wales | 238824 | 340269 | TRAWSFYNYDD | FOUR CROSSES GT2 / MAENTWROG GT1 / MAENTWROG GT2 | FOUR CROSSES GT2 / MAENTWROG GT1 / MAENTWROG GT2 | TBC | SP Manweb plc | Solar | Photovoltaic | No | N/A | 5 | 5.2632 | - | - | - | - | - | - | - | - | - | - | - | - | No | Accepted to connect | 2020-07-14 | - | - | - | - | - | - | 5 | TBC | TBC | TBC | TBC | 2019-03-14 | TBC | N | TBC | TBC | N | N/A | TBC
N/A | Solar West Solar Parks | Lon Pin Solar Pv | Lon Pin | Ty'n Pwll - Llanbedrog | Pwllheli | Gwynedd | LL53 7PG | Wales | 231934 | 333083 | TRAWSFYNYDD | FOUR CROSSES GT2 / MAENTWROG GT1 / MAENTWROG GT2 | FOUR CROSSES GT2 / MAENTWROG GT1 / MAENTWROG GT2 | TBC | SP Manweb plc | Solar | Photovoltaic | No | N/A | 5 | 5.2632 | - | - | - | - | - | - | - | - | - | - | - | - | No | Accepted to connect | 2020-11-11 | - | - | - | - | - | - | 5 | TBC | TBC | TBC | TBC | 2015-07-03 | TBC | N | TBC | TBC | N | N/A | TBC
N/A | Utility Recoveries Specialists Ltd | Lostock Power Station | Northwich - Near Royal Mail Group | Meadow Street | Northwich | Cheshire | CW9 5AA | England | 366164 | 373928 | CARRINGTON - FIDDLERS FERRY | TBC | TBC | TBC | SP Manweb plc | Waste | Gas turbine (OCGT) | No | N/A | 89 | 93.6842 | - | - | - | - | - | - | - | - | - | - | - | - | No | Accepted to connect | 2020-09-14 | - | - | - | - | - | - | 89 | TBC | TBC | TBC | TBC | 2016-12-31 | TBC | N | TBC | TBC | N | N/A | TBC
N/A | AB ENERGY AGENCY | M & D Business Park, St Helens | M & D Business Park |  | St Helens | Merseyside | WA9 5EA | England | 350877 | 394627 | RAINHILL | RAVENHEAD G1A1 / ST HELENS GT2B / WINDLE GT1 | N/A | 33 | SP Manweb plc | Fossil Gas | Steam-gas turbine (CCGT) | Yes | N/A | 20 | 21.0526 | - | - | - | - | - | - | - | - | - | - | - | - | No | Accepted to connect | 2020-09-14 | - | - | - | - | - | - | 20 | TBC | TBC | TBC | TBC | TBC | TBC | N | TBC | TBC | N | N/A | TBC
TBC | TBC | Maentwrog | Land off A496 | Maentwrog | Blaenau Ffestiniog | Gwynedd | LL41 4HY | Wales | 265437 | 339475 | TRAWSFYNYDD | FOUR CROSSES GT2 / MAENTWROG GT1 / MAENTWROG GT2 | FOUR CROSSES GT2 / MAENTWROG GT1 / MAENTWROG GT2 | TBC | SP Manweb plc | Hydro run of river | Hydro power system | No | N/A | 29.6 | 31.1579 | - | - | - | - | - | - | - | - | - | - | - | - | No | Connected | 2020-09-14 | 29.6 | TBC | TBC | TBC | TBC | TBC | - | - | - | - | - | - | - | N | TBC | TBC | N | N/A | TBC
1300060627854 | Eco Solar Potential | Manor Farm | Manor Farm |  | Oswestry | Shropshire | SY10 8BH | England | 329602 | 324049 | LEGACY | LEGACY LOCAL GT2 / NEWTOWN GT2 / OSWESTRY GT5 / OSWESTRY GT8 / WELSHPOOL GT1 / WHITCHURCH GT1 | LLYNCLYS | 11 | SP Manweb plc | Solar | Photovoltaic | No | N/A | 2.5 | 2.6316 | - | - | - | - | - | - | - | - | - | - | - | - | No | Connected | 2020-11-11 | 2.5 | TBC | TBC | TBC | TBC | TBC | - | - | - | - | - | - | - | N | TBC | TBC | N | N/A | TBC
N/A | Uk Power Reserve | Marl Road | Marl Road - Knowsley Industrial Park | Kirkby | Liverpool | Merseyside | L33 7UH | England | 343231 | 399357 | KIRKBY | GILLMOSS GT1 / KIRKBY GT2 / SIMONSWOOD GT1 | GILLMOSS GT1 / KIRKBY GT2 / SIMONSWOOD GT1 | TBC | SP Manweb plc | Fossil Gas | Gas turbine (OCGT) | No | N/A | 20 | 21.0526 | - | - | - | - | - | - | - | - | - | - | - | - | No | Accepted to connect | 2020-09-14 | - | - | - | - | - | - | 20 | TBC | TBC | TBC | TBC | 2018-02-12 | TBC | N | TBC | TBC | N | N/A | TBC
1300037983843 | Infinis Energy Services Ltd | Maw Green 1 | Maw Green Landfill Site | Maw Green Road | Crewe | Cheshire | CW1 5NG | England | 371800 | 357500 | CELLARHEAD | COPPENHALL GT1 / CREWE GT1 / CREWE GT2A / CREWE GT4A / RADWAY GREEN GT1 / RADWAY GREEN GT2 / WHITCHURCH GT2 | MAW GREEN GEN | 11 | SP Manweb plc | Biofuel landfill gas | Gas turbine (OCGT) | No | N/A | 1.7 | 1.7895 | - | - | - | - | - | - | - | - | - | - | - | - | No | Connected | 2020-11-11 | 1.7 | TBC | TBC | TBC | TBC | 2002-04-01 | - | - | - | - | - | - | - | N | TBC | TBC | N | N/A | TBC
1300060245403 | Infinis Energy Services Ltd | Maw Green 2 | Maw Green Landfill Site | Maw Green Road | Crewe | Cheshire | CW1 5NG | England | 371800 | 357500 | CELLARHEAD | COPPENHALL GT1 / CREWE GT1 / CREWE GT2A / CREWE GT4A / RADWAY GREEN GT1 / RADWAY GREEN GT2 / WHITCHURCH GT2 | MAW GREEN GEN | 11 | SP Manweb plc | Biofuel landfill gas | Gas turbine (OCGT) | No | N/A | 3.2 | 3.3684 | - | - | - | - | - | - | - | - | - | - | - | - | No | Connected | 2020-11-11 | 3.2 | TBC | TBC | TBC | TBC | 2003-06-09 | - | - | - | - | - | - | - | N | TBC | TBC | N | N/A | TBC
TBC | Ynni Lleol Cyf | Melin Wynt | Melin Wynt, Ty Gwyn | Disgarth Uchaf Ty Nant | Corwen | Denbighshire | LL21 0PU | Wales | 296984 | 346031 | TRAWSFYNYDD | FOUR CROSSES GT2 / MAENTWROG GT1 / MAENTWROG GT2 | MAW GREEN GEN | 33 | SP Manweb plc | Wind | Onshore wind turbines | No | N/A | 1 | 1.0526 | - | - | - | - | - | - | - | - | - | - | - | - | No | Connected | 2020-11-11 | 1 | TBC | TBC | TBC | TBC | TBC | - | - | - | - | - | - | - | N | TBC | TBC | N | N/A | TBC
1300060729556 | Welsh Power | Wharf Power | Mersey Wharf Business Park | Dock Road S | Birkenhead | Wirral | CH62 4SU | England | 335185 | 384349 | BIRKENHEAD | BROMBOROUGH GT3 / ROCK FERRY GT2 | N/A | 33 | SP Manweb plc | Fossil Gas | Gas turbine (OCGT) | No | N/A | 16.84 | 17.7263 | - | - | - | - | - | - | - | - | - | - | - | - | No | Connected | 2020-11-11 | 16.84 | 20.59 | 21.6737 | TBC | TBC | 2018-01-31 | - | - | - | - | - | - | - | N | TBC | TBC | N | N/A | TBC
N/A | Middlewich Power Generation | Middlewich Power Generation | E.r.f Way |  | Middlewich | Cheshire | CW10 0QJ | England | 371628 | 365618 | CARRINGTON - FIDDLERS FERRY | ELWORTH GT1 / ELWORTH GT2 / HARTFORD GT1 / KNUTSFORD GT1 / KNUTSFORD GT2 / LOSTOCK GT2 / WINSFORD GT1 | ELWORTH GT1 / ELWORTH GT2 / HARTFORD GT1 / KNUTSFORD GT1 / KNUTSFORD GT2 / LOSTOCK GT2 / WINSFORD GT1 | TBC | SP Manweb plc | Fossil Gas | Gas turbine (OCGT) | No | N/A | 21.18 | 22.2947 | - | - | - | - | - | - | - | - | - | - | - | - | No | Accepted to connect | 2020-09-14 | - | - | - | - | - | - | 21.18 | TBC | TBC | TBC | TBC | 2016-05-02 | TBC | N | TBC | TBC | N | N/A | TBC
N/A | Llay Stor | Miners Rd (Llay Stor) | Miners Rd (Llay Stor) - Llay Industrial Estate | Llay | Wrexham | Wrexham | LL12 0PJ | Wales | 332364 | 356387 | LEGACY | TBC | BRYMBO GT1 / LEGACY LOCAL GT1 / MARCHWIEL GT1 / MARCHWIEL GT2 / WREXHAM GT1 | TBC | SP Manweb plc | Fossil oil | Engine (combustion / reciprocating) | No | N/A | 20 | 21.0526 | - | - | - | - | - | - | - | - | - | - | - | - | No | Accepted to connect | 2020-07-14 | - | - | - | - | - | - | 20 | TBC | TBC | TBC | TBC | 2016-09-12 | TBC | N | TBC | TBC | N | N/A | TBC
1300052545276 | Energiekontor Uk Gmbh Co Wp | Moel Maelogen A | Moel Maelogen A | Maelogen Fawr | Llanrwst | Conwy | LL26 0NY | Wales | 284700 | 361300 | CONNAHS QUAY - PENTIR - ST ASAPH | COLWYN BAY GT1 / COLWYN BAY GT2 / DOLGARROG GT2 | N/A | 33 | SP Manweb plc | Wind | Onshore wind turbines | No | N/A | 2.6 | 2.7368 | - | - | - | - | - | - | - | - | - | - | - | - | No | Connected | 2020-09-14 | 2.6 | TBC | TBC | TBC | TBC | 2003-01-30 | - | - | - | - | - | - | - | N | TBC | TBC | N | N/A | TBC
1300052545294 | Non-Fossil Purchasing Agency Limited | Moel Maelogen B | Moel Maelogen B | Maelogen Fawr | Llanrwst | Conwy | LL26 0NY | England | 384619 | 362203 | CONNAHS QUAY - PENTIR - ST ASAPH | COLWYN BAY GT1 / COLWYN BAY GT2 / DOLGARROG GT2 | N/A | 33 | SP Manweb plc | Wind | Onshore wind turbines | No | N/A | 1.3 | 1.3684 | - | - | - | - | - | - | - | - | - | - | - | - | No | Connected | 2020-09-14 | 1.3 | TBC | TBC | TBC | TBC | TBC | - | - | - | - | - | - | - | N | TBC | TBC | N | N/A | TBC
1300054914140 | Moelagan Fawr | Moel Maelogen C | Moel Maelogen C | Maelogen Fawr | Llanrwst | Conwy | LL26 0NY | Wales | 284700 | 361300 | CONNAHS QUAY - PENTIR - ST ASAPH | COLWYN BAY GT1 / COLWYN BAY GT2 / DOLGARROG GT2 | N/A | 33 | SP Manweb plc | Wind | Onshore wind turbines | No | N/A | 11.7 | 12.3158 | - | - | - | - | - | - | - | - | - | - | - | - | No | Connected | 2020-09-14 | 11.7 | TBC | TBC | TBC | TBC | 2008-10-01 | - | - | - | - | - | - | - | N | TBC | TBC | N | N/A | TBC
1300060662352 | TBC | Mona Ad | Mona Ad Plant | Ecoparc Mon | Gwalchmai, Holyhead | Anglesey | LL65 4RJ | Wales | 241709 | 375441 | WYLFA | AMLWCH GT1 / CAERGEILIOG GT1 | AMLWCH GT1 / CAERGEILIOG GT1 | 11 | SP Manweb plc | Biofuel biogas from anaerobic digestion (excluding landfill & sewage) | Gas turbine (OCGT) | No | N/A | 2 | 2.1053 | - | - | - | - | - | - | - | - | - | - | - | - | No | Connected | 2020-09-14 | 2 | TBC | TBC | TBC | TBC | TBC | - | - | - | - | - | - | - | N | TBC | TBC | N | N/A | TBC
1300060652674 | SPF Moorfarm Ltd | Moor Farm Solar Park | Moor Farm - Ruyton Road | Baschurch | Shrewsbury | Shropshire | SY4 2BA | England | 341738 | 323343 | LEGACY | LEGACY LOCAL GT2 / NEWTOWN GT2 / OSWESTRY GT5 / OSWESTRY GT8 / WELSHPOOL GT1 / WHITCHURCH GT1 | BASCHURCH T1 | 11 | SP Manweb plc | Solar | Photovoltaic | No | N/A | 3 | 3.1579 | - | - | - | - | - | - | - | - | - | - | - | - | No | Connected | 2020-11-11 | 3 | TBC | TBC | TBC | TBC | 2017-03-11 | - | - | - | - | - | - | - | N | TBC | TBC | N | N/A | TBC
1300060650296 | 33KV Limited | Morfa | Morfa Camp | Sandylands Road | Tywyn | Gwynedd | LL36 9BH | Wales | 258062 | 301195 | SWANSEA NORTH | ABERYSTWYTH GT2 / RHYDLYDAN GT1 | TYWYN T1 | 11 | SP Manweb plc | Solar | Photovoltaic | No | N/A | 2.3 | 2.4211 | - | - | - | - | - | - | - | - | - | - | - | - | No | Connected | 2020-11-11 | 2.3 | TBC | TBC | TBC | TBC | 2016-03-20 | - | - | - | - | - | - | - | N | TBC | TBC | N | N/A | TBC
N/A | Menter Mon Morlais | Morlais Tidal Project | Off South Stack Road (onshore sub location) |  | Holyhead | Anglesey | LL65 1YL | Wales | 225585 | 380791 | Orthios (Customer Site) | AMLWCH GT1 / CAERGEILIOG GT1 | AMLWCH GT1 / CAERGEILIOG GT1 | TBC | SP Manweb plc | Marine | Wave devices | No | N/A | 15 | 15.7895 | - | - | - | - | - | - | - | - | - | - | - | - | No | Accepted to connect | 2020-09-14 | - | - | - | - | - | - | 15 | TBC | TBC | TBC | TBC | 2015-04-07 | TBC | N | TBC | TBC | N | N/A | TBC
N/A | Moss_Farm | Moss Farm | Land At Moss Farm | Moss Lane | Warmingham - Crewe | Cheshire | CW1 4PW | England | 369888 | 359234 | CELLARHEAD | COPPENHALL GT1 / CREWE GT1 / CREWE GT2A / CREWE GT4A / RADWAY GREEN GT1 / RADWAY GREEN GT2 / WHITCHURCH GT2 | COPPENHALL GT1 / CREWE GT1 / CREWE GT2A / CREWE GT4A / RADWAY GREEN GT1 / RADWAY GREEN GT2 / WHITCHURCH GT2 | TBC | SP Manweb plc | Solar | Photovoltaic | No | N/A | 11.1 | 11.6842 | - | - | - | - | - | - | - | - | - | - | - | - | No | Accepted to connect | 2020-07-14 | - | - | - | - | - | - | 11.1 | TBC | TBC | TBC | TBC | 2014-06-23 | TBC | N | TBC | TBC | N | N/A | TBC
1300060218349 | National Museums Liverpool | Museum Mann Island | 1 National Museums Liverpool | Mann Island | Liverpool | Merseyside | L3 1DG | England | 333906 | 389993 | LISTER DRIVE | BURLINGTON ST GT2 / LISTER DV B GT1 / PARADISE ST GT1 | BURLINGTON ST GT2 / LISTER DV B GT1 / PARADISE ST GT1 | 11 | SP Manweb plc | Other | Steam-gas turbine (CCGT) | Yes | TBC | 1 | 1.0526 | - | - | - | - | - | - | - | - | - | - | - | - | No | Connected | 2020-09-14 | 1 | TBC | TBC | TBC | TBC | TBC | - | - | - | - | - | - | - | N | TBC | TBC | N | N/A | TBC
1300060628013 | TBC | MWH SOUTH LIVERPOOL SEWAGE WORKS | MWH PROGRAMME MANAGEMENT PROGRAMME - SOUTH LIVERPOOL SEWAGE WORKS | Halewood Road, Gateacre | Liverpool | Merseyside | L25 5HN | England | 343292 | 387194 | 02/4488/012/G-GATEACRE GRID | MIDDLEMASS/MAYLORS ROAD/LYNDENE/CHILDWALL/CHILDWALL FIVEWAYS | SOUTH LIVERPOOL SEWAGE | 11 | SP Manweb plc | Solar | Photovoltaic | No | N/A | 1 | 1.0526 | - | - | - | - | - | - | - | - | - | - | - | - | No | Connected | 2020-09-14 | 1 | TBC | TBC | TBC | TBC | TBC | - | - | - | - | - | - | - | N | TBC | TBC | N | N/A | TBC
1300053862796 | Mynydd Clogau Windfarm | Mynydd Clogau | Down The Track Running Past Llwyn Celyn Caravan Park | Adfa | Newtown | Powys | SY21 0AJ | Wales | 303300 | 298800 | LEGACY | LEGACY LOCAL GT2 / NEWTOWN GT2 / OSWESTRY GT5 / OSWESTRY GT8 / WELSHPOOL GT1 / WHITCHURCH GT1 | N/A | 33 | SP Manweb plc | Wind | Onshore wind turbines | No | N/A | 14.5 | 15.2632 | - | - | - | - | - | - | - | - | - | - | - | - | No | Connected | 2020-09-14 | 14.5 | TBC | TBC | TBC | TBC | 2005-12-01 | - | - | - | - | - | - | - | N | TBC | TBC | N | N/A | TBC
1300050652905 | Beaufort Wind Limited | Mynydd Gorddu | Mynydd Gorddu Windfarm | Bont Goch | Aberystwyth | Ceredigion | SY24 5DP | Wales | 266200 | 287200 | SWANSEA NORTH | ABERYSTWYTH GT2 / RHYDLYDAN GT1 | N/A | 33 | SP Manweb plc | Wind | Onshore wind turbines | No | N/A | 10.2 | 10.7368 | - | - | - | - | - | - | - | - | - | - | - | - | No | Connected | 2020-09-14 | 10.2 | TBC | TBC | TBC | TBC | 1998-04-18 | - | - | - | - | - | - | - | N | TBC | TBC | N | N/A | TBC
1300060627000 | UNITED UTILITIES WATER PLC | N W W PLC, LIVERPOOL NORTH ETW | N W W Plc - Liverpool North Etw | Stonebridge Lane | Liverpool | Merseyside | L11 8LU | England | 338237 | 394001 | 01/4096/011/G-GILLMOSS GRID | TARBOCK/WILSON ROAD | SEWAGE WORKS | 11 | SP Manweb plc | Fossil Gas | Steam-gas turbine (CCGT) | Yes | N/A | 2 | 2.1053 | - | - | - | - | - | - | - | - | - | - | - | - | No | Connected | 2020-09-14 | 2 | TBC | TBC | TBC | TBC | TBC | - | - | - | - | - | - | - | N | TBC | TBC | N | N/A | TBC
1300060673692 | TBC | N W W Plc, Runcorn Sewage Works, Astmoor Ind Est, Runcorn, Cheshire | N W W Plc - Runcorn Sewage Works - Astmoor Road | Astmoor Ind Est | Runcorn | Cheshire | WA7 1QQ | England | 353474 | 383393 | 03/5583/001/G-MOORE GRID | TBC | TBC | 11 | SP Manweb plc | Other | Other | No | TBC | 11 | 11.5789 | - | - | - | - | - | - | - | - | - | - | - | - | No | Connected | 2020-09-14 | 11 | 10.45 | 11 | TBC | TBC | TBC | - | - | - | - | - | - | - | N | TBC | TBC | N | N/A | TBC
1300060739410 | CleanEarth Energy | Nant Bach Scheme | Nant Bach Scheme Turbine 1 | Glyn Myfyr | Corwen | Denbighshire | LL21 9PH | Wales | 299554 | 347741 | TRAWSFYNYDD | FOUR CROSSES GT2 / MAENTWROG GT1 / MAENTWROG GT1 | GLAN-YR-AFON T1 | 11 | SP Manweb plc | Wind | Onshore wind turbines | No | N/A | 1.5 | 1.5789 | - | - | - | - | - | - | - | - | - | - | - | - | No | Connected | 2020-09-14 | 1.5 | TBC | TBC | TBC | TBC | 2017-11-01 | - | - | - | - | - | - | - | N | TBC | TBC | N | N/A | TBC
1300060626309 | Lightsource Renewable Energy | Nefyn Solar Farm | Tyddyn Cae (Nefyn) | Boduan | Pwllheli | Gwynedd | LL53 6DW | Wales | 233416 | 338035 | TRAWSFYNYDD | FOUR CROSSES GT2 / MAENTWROG GT1 / MAENTWROG GT2 | N/A | 33 | SP Manweb plc | Solar | Photovoltaic | No | N/A | 8 | 8.4211 | - | - | - | - | - | - | - | - | - | - | - | - | No | Connected | 2020-09-14 | 8 | TBC | TBC | TBC | TBC | 2015-12-15 | - | - | - | - | - | - | - | N | TBC | TBC | N | N/A | TBC
TBC | Power System | New Broadgreen Hospital | Broadgreen Hospital | Queens Drive, Broadgreen | Liverpool | Merseyside | L14 3LB | England | 340406 | 390858 | RAINHILL | GATEACRE GT1 / HUYTON GT1 / KIRKBY GT3 / PRESCOT GT1A | BROADGREEN T1 / CROXTETH T1 / EAST PRESCOT RD (FINCH LA) T1 / KNOTTY ASH T1 / LEYFIELD RD T1 | 33 | SP Manweb plc | Fossil Gas | Steam-gas turbine (CCGT) | Yes | N/A | 2.2 | 2.3158 | - | - | - | - | - | - | - | - | - | - | - | - | No | Connected | 2020-09-14 | 2.2 | TBC | TBC | TBC | TBC | TBC | - | - | - | - | - | - | - | N | TBC | TBC | N | N/A | TBC
1300060710226 | TBC | Newbridge Energy, Brickfield Lane, Denbigh Road, Ruthin, Denbighshire | Newbridge Energy | Brickfield Lane - Denbigh Road | Ruthin | Denbighshire | LL15 2TN | Wales | 311533 | 359194 | 10/6081/002/G-ABERYSTWYTH GRID | TBC | TBC | 11 | SP Manweb plc | Other | Other | No | TBC | 11 | 11.5789 | - | - | - | - | - | - | - | - | - | - | - | - | No | Connected | 2020-09-14 | 11 | 10.45 | 11 | 10.45 | 11 | TBC | - | - | - | - | - | - | - | N | TBC | TBC | N | N/A | TBC
1300053022091 | Nwp Offshore Ltd | North Hoyle Windfarm | Nwp Substation (North Hoyle Windfarm) | Cefndy Road | Rhyl | Denbighshire | LL18 2TT | Wales | 303823 | 392138 | 07/0180/012/G-RHYL GRID | TBC | N/A | 33 | SP Manweb plc | Wind | Offshore wind turbines | No | N/A | 60 | 63.1579 | - | - | - | - | - | - | - | - | - | - | - | - | No | Connected | 2020-09-14 | 60 | TBC | TBC | TBC | TBC | 2003-12-01 | - | - | - | - | - | - | - | N | TBC | TBC | N | N/A | TBC
1300052226920 | TBC | NORTH WEST WATER SHELL - GREEN SHELL GREEN WORKS | North West Water Shell Green | Shell Green Works - Gorsey Lane | Widnes | Cheshire | WA8 0YZ | England | 353146 | 385807 | GS-SJ5586/005 FIDDLERS FERRY GRID | TBC | N/A | 33 | SP Manweb plc | Biofuel landfill gas | Gas turbine (OCGT) | No | N/A | 5 | 5.2632 | - | - | - | - | - | - | - | - | - | - | - | - | No | Connected | 2020-09-14 | 5 | TBC | TBC | TBC | TBC | TBC | - | - | - | - | - | - | - | N | TBC | TBC | N | N/A | TBC
N/A | TBC | Northern Bio | Hooton Bio Power | North Road | Ellesmere Port | Cheshire | CH65 1AJ | England | 337314 | 380007 | CAPENHURST | TBC | HOOTON PARK 1B / HOOTON PARK 2B | TBC | SP Manweb plc | Fossil oil | Engine (combustion / reciprocating) | No | N/A | 27 | 28.4211 | - | - | - | - | - | - | - | - | - | - | - | - | No | Accepted to connect | 2020-08-14 | - | - | - | - | - | - | 27 | TBC | TBC | TBC | TBC | TBC | TBC | N | TBC | TBC | N | N/A | TBC
N/A | Conrad Energy | Oak Road No1 Wrexham | Oak Road | Acrefair | Wrexham | Wrexham | LL14 3LA | Wales | 339120 | 349218 | LEGACY | BRYMBO GT1 / LEGACY LOCAL GT1 / MARCHWIEL GT1 / MARCHWIEL GT2 / WREXHAM GT1 | BICC WREXHAM T1 / MARCHWIEL T1 / WIE CENTRAL T1 | 11 | SP Manweb plc | Fossil Gas | Gas turbine (OCGT) | No | N/A | 5 | 5.2632 | - | - | - | - | - | - | - | - | - | - | - | - | No | Accepted to connect | 2020-11-11 | - | - | - | - | - | - | 5 | TBC | TBC | TBC | TBC | 2019-11-21 | TBC | N | TBC | TBC | N | N/A | TBC
N/A | Conrad Energy | Oak Road No2 Wrexham | Oak Road | Acrefair | Wrexham | Wrexham | LL14 9RG | Wales | 328533 | 343452 | LEGACY | BRYMBO GT1 / LEGACY LOCAL GT1 / MARCHWIEL GT1 / MARCHWIEL GT2 / WREXHAM GT1 | DUNLOP PLASTICS | 11 | SP Manweb plc | Fossil Gas | Gas turbine (OCGT) | No | N/A | 5 | 5.2632 | - | - | - | - | - | - | - | - | - | - | - | - | No | Accepted to connect | 2020-09-14 | - | - | - | - | - | - | 5 | TBC | TBC | TBC | TBC | TBC | TBC | N | TBC | TBC | N | N/A | TBC
TBC | Oswestry Wtw | Oswestry Wtw | Broomhall Lane | Broomhall Lane | Oswestry | Shropshire | SY10 7HG | England | 328213 | 329029 | LEGACY | LEGACY LOCAL GT2 / NEWTOWN GT2 / OSWESTRY GT5 / OSWESTRY GT8 / WELSHPOOL GT1 / WHITCHURCH GT1 | N/A | 33 | SP Manweb plc | Fossil oil | Engine (combustion / reciprocating) | No | N/A | 1.88 | 1.9789 | - | - | - | - | - | - | - | - | - | - | - | - | No | Connected | 2020-09-14 | 1.88 | TBC | TBC | TBC | TBC | TBC | - | - | - | - | - | - | - | N | TBC | TBC | N | N/A | TBC
N/A | Pant Y Maen Wind Farm | Pant Y Maen | Land Adjacent To Llyn Bran | Bylchau | Denbigh | Conwy | LL16 5SW | Wales | 296775 | 358953 | CONNAHS QUAY - PENTIR - ST ASAPH | HOLYWELL GT1 / RHYL GT1 / ST ASAPH GT2 / ST ASAPH GT4 | HOLYWELL GT1 / RHYL GT1 / ST ASAPH GT2 / ST ASAPH GT4 | TBC | SP Manweb plc | Wind | Onshore wind turbines | No | N/A | 20 | 21.0526 | - | - | - | - | - | - | - | - | - | - | - | - | No | Accepted to connect | 2020-07-14 | - | - | - | - | - | - | 20 | TBC | TBC | TBC | TBC | 2014-08-14 | TBC | N | TBC | TBC | N | N/A | TBC
TBC | Parc Adfer Energy Recovery Facility | Parc Adfer | Waste Facility, Site A6 | Weighbridge Road | Connah'S Quay | Clwyd | CH5 2LL | Wales | 331063 | 371586 | CONNAHS QUAY - PENTIR - ST ASAPH | DEESIDE PK GRID GT1 / SIXTH AVE GRID GT1 | N/A | 33 | SP Manweb plc | Biomass | Gas turbine (OCGT) | No | N/A | 22 | 23.1579 | - | - | - | - | - | - | - | - | - | - | - | - | No | Connected | 2020-09-14 | 22 | TBC | TBC | TBC | TBC | TBC | - | - | - | - | - | - | - | N | TBC | TBC | N | N/A | TBC
1300060584280 | Quintas Energy UK | Parciau Solar Park | Parciau Farm | Griffiths Crossing | Caernarfon | Gwynedd | LL55 1TS | Wales | 250255 | 365482 | CONNAHS QUAY - PENTIR - ST ASAPH | BANGOR GT2 / CAERNARFON GT2 | N/A | 33 | SP Manweb plc | Solar | Photovoltaic | No | N/A | 15 | 15.7895 | - | - | - | - | - | - | - | - | - | - | - | - | No | Connected | 2020-11-11 | 15 | TBC | TBC | TBC | TBC | 2015-03-19 | - | - | - | - | - | - | - | N | TBC | TBC | N | N/A | TBC
1300060021126 | TBC | Penhsgyn | Penhesgyn Gors |  | Llansadwrn | Anglesey | LL59 5RY | Wales | 253681 | 374298 | WYLFA | AMLWCH GT1 / CAERGEILIOG GT1 | AMLWCH GT1 / CAERGEILIOG GT1 | 11 | SP Manweb plc | Biofuel landfill gas | Gas turbine (OCGT) | No | N/A | 1.054 | 1.1095 | - | - | - | - | - | - | - | - | - | - | - | - | No | Connected | 2020-09-14 | 1.054 | TBC | TBC | TBC | TBC | TBC | - | - | - | - | - | - | - | N | TBC | TBC | N | N/A | TBC
1300060682233 | Cleanearth Energy Ltd | Penlanlas, Aberystwyth | PENLANLAS FARM | Rhydyfelin | Aberystywth | Ceredigon | SY23 4QE | Wales | 260716 | 276768 | 10/6081/002/G-ABERYSTWYTH GRID | TBC | TBC | TBC | SP Manweb plc | Wind | Onshore wind turbines | No | N/A | 1.4 | 1.4737 | - | - | - | - | - | - | - | - | - | - | - | - | No | Connected | 2020-08-14 | 1.4 | TBC | TBC | TBC | TBC | TBC | - | - | - | - | - | - | - | N | TBC | TBC | N | N/A | TBC
1300037983746 | ScottishPower Renewables | Landinam Windfarm | LANDINAM |  | NEWTOWN | Powys | SY16 4BP | Wales | 301275 | 284535 | LEGACY | LEGACY LOCAL GT2 / NEWTOWN GT2 / OSWESTRY GT5 / OSWESTRY GT8 / WELSHPOOL GT1 / WHITCHURCH GT1 | N/A | 33 | SP Manweb plc | Wind | Onshore wind turbines | No | N/A | 14 | 14.7368 | - | - | - | - | - | - | - | - | - | - | - | - | No | Connected | 2020-11-11 | 14 | TBC | TBC | TBC | TBC | TBC | - | - | - | - | - | - | - | N | TBC | TBC | N | N/A | TBC
1300060385271 | Cold Move Limited | Pentons | Maesbury Road |  | Oswestry | Shropshire | SY11 1RP | England | 328685 | 329461 | LEGACY | LEGACY LOCAL GT2 / NEWTOWN GT2 / OSWESTRY GT5 / OSWESTRY GT8 / WELSHPOOL GT1 / WHITCHURCH GT1 | N/A | 33 | SP Manweb plc | Other | Other | No | TBC | 1.25 | 1.3158 | - | - | - | - | - | - | - | - | - | - | - | - | No | Connected | 2020-09-14 | 1.25 | TBC | TBC | TBC | TBC | TBC | - | - | - | - | - | - | - | N | TBC | TBC | N | N/A | TBC
1300038004507 | TBC | Percival Lane Runcorn | Percival Lane | Halton - Runcorn | Warrington | Cheshire | WA7 4DS | England | 349742 | 382128 | FRODSHAM - INCE | DUTTON GT2 / MOORE GT1 / PERCIVAL LA GT1 | N/A | 33 | SP Manweb plc | Other | Steam-gas turbine (CCGT) | Yes | TBC | 60 | 63.1579 | - | - | - | - | - | - | - | - | - | - | - | - | No | Connected | 2020-09-14 | 60 | TBC | TBC | TBC | TBC | TBC | - | - | - | - | - | - | - | N | TBC | TBC | N | N/A | TBC
1300060673451 | Uk Power Reserve Ltd | Percival Lane | Percival Lane | Halton - Runcorn | Warrington | Cheshire | WA7 4DS | England | 349742 | 382128 | FRODSHAM - INCE | DUTTON GT2 / MOORE GT1 / PERCIVAL LA GT1 | N/A | 33 | SP Manweb plc | Storage battery | Battery | No | TBC | 20 | 21.0526 | - | - | - | - | - | - | - | - | - | - | - | - | No | Connected | 2020-09-14 | 20 | TBC | TBC | TBC | TBC | TBC | - | - | - | - | - | - | - | N | TBC | TBC | N | N/A | TBC
1300060710208 | Next Energy Capital | Garden Tiger Limited | Land located West of Pick Hill Bridge Farm | Holt Road | Cross Lanes | Wrexham | LL13 0UH | Wales | 338023 | 347831 | LEGACY | BRYMBO GT1 / LEGACY LOCAL GT1 / MARCHWIEL GT1 / MARCHWIEL GT2 / WREXHAM GT1 | BRYMBO GT1 / LEGACY LOCAL GT1 / MARCHWIEL GT1 / MARCHWIEL GT2 / WREXHAM GT1 | 11 | SP Manweb plc | Solar | Photovoltaic | No | N/A | 3 | 3.1579 | - | - | - | - | - | - | - | - | - | - | - | - | No | Connected | 2020-11-11 | 3 | TBC | TBC | TBC | TBC | 2017-03-30 | - | - | - | - | - | - | - | N | TBC | TBC | N | N/A | TBC
1300050867791 | UK POWER RESERVE | Pilkington Glass Ltd (D30399) Green Gate Burtonhead Rd St Helens Merseyside | Pilkington Glass Ltd - (D30399) Green Gate | Burtonhead Rd | St Helens | Merseyside | WA9 5EA | England | 350877 | 394627 | 03/5094/009/G-RAVENHEAD GRID | BOLD G2B / RAVENHEAD G1A2 / ST HELENS GT2A | N/A | 11 | SP Manweb plc | Other | Steam-gas turbine (CCGT) | Yes | TBC | 7.5 | 7.8947 | - | - | - | - | - | - | - | - | - | - | - | - | No | Connected | 2020-09-14 | 7.5 | TBC | TBC | TBC | TBC | TBC | - | - | - | - | - | - | - | N | TBC | TBC | N | N/A | TBC
1300050867791 | PILKINGTON GLASS | Pilkington Greengates | Pilkington Glass Ltd - (D30399) Green Gate | Burtonhead Road | St Helens | Merseyside | WA10 1HT | England | 351285 | 395750 | 03/5094/009/G-RAVENHEAD GRID | BOLD G2B / RAVENHEAD G1A2 / ST HELENS GT2A | N/A | 33 | SP Manweb plc | Fossil Gas | Gas turbine (OCGT) | No | N/A | 15 | 15.7895 | - | - | - | - | - | - | - | - | - | - | - | - | No | Connected | 2020-11-11 | 15 | TBC | TBC | TBC | TBC | TBC | - | - | - | - | - | - | - | N | TBC | TBC | N | N/A | TBC
1300060149703 | Wind Port of Liverpool Limited | Port Of Liverpool Wind Farm | Alexandria No 1 Dock S/S | Alexandria Dock - Bootle | Liverpool | Merseyside | L20 1BX | England | 333356 | 395230 | KIRKBY | BOOTLE GT1 / LITHERLAND GT1A | N/A | 33 | SP Manweb plc | Wind | Onshore wind turbines | No | N/A | 15 | 15.7895 | - | - | - | - | - | - | - | - | - | - | - | - | No | Connected | 2020-11-11 | 15 | TBC | TBC | TBC | TBC | 2009-02-01 | - | - | - | - | - | - | - | N | TBC | TBC | N | N/A | TBC
TBC | TBC | Possible 2MW Gen At Winsford Police Hq. | Winsford Police Hq | Collingham Way | Winsford | Cheshire | CW7 2BH | England | 364946 | 366428 | CARRINGTON - FIDDLERS FERRY | ELWORTH GT1 / ELWORTH GT2 / HARTFORD GT1 / KNUTSFORD GT1 / KNUTSFORD GT2 / LOSTOCK GT2 / WINSFORD GT1 | ELWORTH GT1 / ELWORTH GT2 / HARTFORD GT1 / KNUTSFORD GT1 / KNUTSFORD GT2 / LOSTOCK GT2 / WINSFORD GT1 | TBC | SP Manweb plc | Other | Other | No | TBC | 2 | 2.1053 | - | - | - | - | - | - | - | - | - | - | - | - | No | Connected | 2020-09-14 | 2 | TBC | TBC | TBC | TBC | TBC | - | - | - | - | - | - | - | N | TBC | TBC | N | N/A | TBC
N/A | Peel Environmental | Protos Park G1 | Gsp&Dno Is South, X&Y Is North |  | Chester | Cheshire | CH2 4LB | England | 346577 | 376274 | FRODSHAM - INCE | ELLESMERE PORT GT2 / INCE LOCAL GT1 / INCE LOCAL GT2 | ELLESMERE PORT GT2 / INCE LOCAL GT1 / INCE LOCAL GT2 | TBC | SP Manweb plc | Fossil Gas | Gas turbine (OCGT) | No | N/A | 53 | 55.7895 | - | - | - | - | - | - | - | - | - | - | - | - | No | Accepted to connect | 2020-09-14 | - | - | - | - | - | - | 53 | TBC | TBC | TBC | TBC | 2017-11-17 | TBC | N | TBC | TBC | N | N/A | TBC
N/A | Peel Environmental | Protos Park G2 | Gsp&Dno Is South, X&Y Is North |  | Chester | Cheshire | CH2 4LB | England | 346577 | 376274 | FRODSHAM - INCE | ELLESMERE PORT GT2 / INCE LOCAL GT1 / INCE LOCAL GT2 | ELLESMERE PORT GT2 / INCE LOCAL GT1 / INCE LOCAL GT2 | TBC | SP Manweb plc | Waste | Gas turbine (OCGT) | No | N/A | 27.84 | 29.3053 | - | - | - | - | - | - | - | - | - | - | - | - | No | Accepted to connect | 2020-09-14 | - | - | - | - | - | - | 27.84 | TBC | TBC | TBC | TBC | 2017-11-17 | TBC | N | TBC | TBC | N | N/A | TBC
N/A | Peel Environmental | Protos Park G3 | Protos Park G3 | Grinsome Road | Chester | Cheshire | CH2 4RB | England | 343979 | 375281 | FRODSHAM - INCE | TBC | TBC | TBC | SP Manweb plc | Fossil Gas | Gas turbine (OCGT) | No | N/A | 53 | 55.7895 | - | - | - | - | - | - | - | - | - | - | - | - | No | Accepted to connect | 2020-09-14 | - | - | - | - | - | - | 53 | TBC | TBC | TBC | TBC | 2017-11-17 | TBC | N | TBC | TBC | N | N/A | TBC
N/A | Peel Environmental | Protos Park G4 | Protos Park G4 | Grinsome Road | Chester | Cheshire | CH2 4RB | England | 343979 | 375281 | FRODSHAM - INCE | TBC | TBC | TBC | SP Manweb plc | Storage battery | Battery | No | TBC | 11 | 11.5789 | - | - | - | - | - | - | - | - | - | - | - | - | No | Accepted to connect | 2020-07-14 | - | - | - | - | - | - | 11 | TBC | TBC | TBC | TBC | 2017-11-17 | TBC | N | TBC | TBC | N | N/A | TBC
1300060736720 | Interlinq Queensferry Deeside | Queensferry Phase Iii | Queensferry_Phase_Iii, Welsh Power Group Limited, | Pentre | Deeside | Flintshire | CH5 2DW | Wales | 332157 | 367945 | CONNAHS QUAY - PENTIR - ST ASAPH | CASTLE CEMENT GT1 / HAWARDEN GT1 / SALTNEY GT1 / SALTNEY G2B | CASTLE CEMENT GT1 / HAWARDEN GT1 / SALTNEY GT1 / SALTNEY G2B | TBC | SP Manweb plc | Fossil oil | Engine (combustion / reciprocating) | No | N/A | 14 | 14.7368 | - | - | - | - | - | - | - | - | - | - | - | - | No | Connected | 2020-09-14 | 14 | TBC | TBC | TBC | TBC | 2017-11-09 | - | - | - | - | - | - | - | N | TBC | TBC | N | N/A | TBC
N/A | Oaklands Farm Eggs | Raf Shawbury | Storage Hangar | Wem Road - Shawbury | Shrewsbury | Shropshire | SY4 4DZ | England | 356173 | 322726 | 09/5242/001/G-WHITCHURCH | TBC | TBC | TBC | SP Manweb plc | Biofuel biogas from anaerobic digestion (excluding landfill & sewage) | Gas turbine (OCGT) | No | N/A | 1 | 1.0526 | - | - | - | - | - | - | - | - | - | - | - | - | No | Accepted to connect | 2020-09-14 | - | - | - | - | - | - | 1 | TBC | TBC | TBC | TBC | TBC | TBC | N | TBC | TBC | N | N/A | TBC
1300035358261 | Biffa Waste Services Limited | Ravenhead Landfill | Ravenhead Landfill Site | Burtonhead Road | St Helens | Merseyside | WA9 5DS | England | 351185 | 394415 | 03/5094/009/G-RAVENHEAD GRID | BOLD G2B / RAVENHEAD G1A2 / ST HELENS GT2A | N/A | 33 | SP Manweb plc | Biofuel landfill gas | Gas turbine (OCGT) | No | N/A | 1.1 | 1.1579 | - | - | - | - | - | - | - | - | - | - | - | - | No | Connected | 2020-09-14 | 1.1 | TBC | TBC | TBC | TBC | TBC | - | - | - | - | - | - | - | N | TBC | TBC | N | N/A | TBC
1300060487638 | Uk Power Solutions | Red House Bio | Fox Holes Farm | Little Ness | Baschurch | Shropshire | SY4 2LG | England | 340735 | 320445 | LEGACY | LEGACY LOCAL GT2 / NEWTOWN GT2 / OSWESTRY GT5 / OSWESTRY GT8 / WELSHPOOL GT1 / WHITCHURCH GT1 | PILKINGTONS HO T1 / SOMERFIELD DISTRIBUTION T1 / RAVENHEAD RETAIL PARK T1 | 11 | SP Manweb plc | Other | Steam-gas turbine (CCGT) | Yes | TBC | 1.5 | 1.5789 | - | - | - | - | - | - | - | - | - | - | - | - | No | Connected | 2020-09-14 | 1.5 | TBC | TBC | TBC | TBC | TBC | - | - | - | - | - | - | - | N | TBC | TBC | N | N/A | TBC
TBC | TBC | Rheidol | Ceredigion |  | Aberystwyth | Ceredigion | SY23 3NB | Wales | 270825 | 279293 | SWANSEA NORTH | TBC | ABERYSTWYTH GT2 / RHYDLYDAN GT1 | TBC | SP Manweb plc | Data Not Available | Hydro power system | No | N/A | 41 | 43.1579 | - | - | - | - | - | - | - | - | - | - | - | - | No | Connected | 2020-08-14 | 41 | TBC | TBC | TBC | TBC | TBC | - | - | - | - | - | - | - | N | TBC | TBC | N | N/A | TBC
1300037984002 | Fossil Purchasing Agency | Rheidol Wind Farm | Rheidol Windfarm | Llywernog | Aberystwyth | Ceredigion | SY23 3AB | Wales | 272400 | 280500 | SWANSEA NORTH | ABERYSTWYTH GT2 / RHYDLYDAN GT1 | N/A | 33 | SP Manweb plc | Wind | Onshore wind turbines | No | N/A | 2.45 | 2.5789 | - | - | - | - | - | - | - | - | - | - | - | - | No | Connected | 2020-09-14 | 2.45 | TBC | TBC | TBC | TBC | 1997-02-06 | - | - | - | - | - | - | - | N | TBC | TBC | N | N/A | TBC
N/A | Countryside Renewables | Rhosgoch Socket | Llanbadrig | Rhosgoch | Rhosgoch | Anglesey | LL66 0AT | Wales | 238390 | 392219 | WYLFA | AMLWCH GT1 / CAERGEILIOG GT1 | N/A | 33 | SP Manweb plc | Solar | Photovoltaic | No | N/A | 52.5263 | 55.2909 | - | - | - | - | - | - | - | - | - | - | - | - | No | Accepted to connect | 2020-09-14 | - | - | - | - | - | - | 49.9 | TBC | TBC | TBC | TBC | TBC | TBC | N | TBC | TBC | N | N/A | TBC
1300050649381 | Countryside Renewables | Rhyd-Y-Groes | Rhyd Y Groes Windfarm | Cemmaes Bay | Cemmaes Bay | Gwynedd | LL66 0AT | Wales | 239215 | 392601 | WYLFA | AMLWCH GT1 / CAERGEILIOG GT1 | N/A | 33 | SP Manweb plc | Wind | Onshore wind turbines | No | N/A | 7.2 | 7.5789 | - | - | - | - | - | - | - | - | - | - | - | - | No | Connected | 2020-09-14 | 7.2 | TBC | TBC | TBC | TBC | TBC | - | - | - | - | - | - | - | N | TBC | TBC | N | N/A | TBC
N/A | E.On / Eurus (Tpg Wind) | Rhyd-Y-Groes Wind Farm - Repowering | Time Team Iron Age Site | Unnamed Road Off A5025 | Rhosgoch | Anglesey | LL66 0AP | Wales | 240467 | 392683 | 08/4493/007/G-AMLWCH GRID | BANGOR GT2 / CAERNARFON GT2 | PARC MENAI T1 | 11 | SP Manweb plc | Wind | Onshore wind turbines | No | N/A | 9.9 | 10.4211 | - | - | - | - | - | - | - | - | - | - | - | - | No | Accepted to connect | 2020-07-14 | - | - | - | - | - | - | 9.9 | TBC | TBC | TBC | TBC | TBC | TBC | N | TBC | TBC | N | N/A | TBC
1300060102608 | Rhyl Flats Windfarm | Rhyl Flats Wind Farm | Kinmel Bay Grid Substation | Towyn Road | Abergele | Conwy | LL22 9HG | Wales | 290990 | 388002 | 10/6081/002/G-ABERYSTWYTH GRID | TBC | N/A | 33 | SP Manweb plc | Wind | Onshore wind turbines | No | N/A | 92 | 96.8421 | - | - | - | - | - | - | - | - | - | - | - | - | No | Connected | 2020-09-14 | 92 | TBC | TBC | TBC | TBC | TBC | - | - | - | - | - | - | - | N | TBC | TBC | N | N/A | TBC
1300060416993 | Quintas Energy UK | Rolls Royce (Bentley) | Rolls Royce Motor Cars | Pyms Lane | Crewe | Cheshire | CW1 3PJ | England | 368482 | 356627 | CELLARHEAD | COPPENHALL GT1 / CREWE GT1 / CREWE GT2A / CREWE GT4A / RADWAY GREEN GT1 / RADWAY GREEN GT2 / WHITCHURCH GT2 | ROLLS ROYCE T1 / ROLLS ROYCE T2 / ROLLS ROYCE T3 | 11 | SP Manweb plc | Solar | Photovoltaic | No | N/A | 7.1 | 7.4737 | - | - | - | - | - | - | - | - | - | - | - | - | No | Connected | 2020-11-11 | 7.1 | TBC | TBC | TBC | TBC | 2013-03-26 | - | - | - | - | - | - | - | N | TBC | TBC | N | N/A | TBC
1300051349870 | Dalkia Utilities Services Plc | Royal Liverpool Hospitial | Teaching Hospital | Perscot St (Liverpool 7) | Liverpool | Merseyside | L7 8UE | England | 335815 | 390858 | LISTER DRIVE | BURLINGTON ST GT2 / LISTER DV B GT1 / PARADISE ST GT1 | ROLLS ROYCE T1 / ROLLS ROYCE T2 / ROLLS ROYCE T3 | 11 | SP Manweb plc | Other | Steam-gas turbine (CCGT) | Yes | TBC | 5 | 5.2632 | - | - | - | - | - | - | - | - | - | - | - | - | No | Connected | 2020-09-14 | 5 | TBC | TBC | TBC | TBC | TBC | - | - | - | - | - | - | - | N | TBC | TBC | N | N/A | TBC
1300051002999 | Waste Recycling Group Limited | Ruabon Landfill | Ruabon Landfill Site | Tatham Road | Ruabon | Wrexham | LL14 6RF | Wales | 330000 | 345000 | LEGACY | LEGACY LOCAL GT2 / NEWTOWN GT2 / OSWESTRY GT5 / OSWESTRY GT8 / WELSHPOOL GT1 / WHITCHURCH GT1 | 04/3044/018/ -RUABON LANDFILL | 11 | SP Manweb plc | Biofuel landfill gas | Gas turbine (OCGT) | No | N/A | 2.24 | 2.3579 | - | - | - | - | - | - | - | - | - | - | - | - | No | Connected | 2020-09-14 | 2.24 | TBC | TBC | TBC | TBC | 2001-07-15 | - | - | - | - | - | - | - | N | TBC | TBC | N | N/A | TBC
1300060704082 | Lightsource Asset Management Limited | Safeguard, Bradwall 1 Pv Solar Park | Safeguardbradwall1_R2, Lightsource Renewable Development Limited | Bradwall Road | Sandbach | Cheshire | CW11 1RG | England | 374525 | 362487 | ELWORTH GT1 / ELWORTH GT2 / HARTFORD GT1 / KNUTSFORD GT1 / KNUTSFORD GT2 / LOSTOCK GT2 / WINSFORD GT1 | CARRINGTON - FIDDLERS FERRY | PS-SJ7463/003 SAFEGUARD GENERATION | 33 | SP Manweb plc | Solar | Photovoltaic | No | N/A | 3.9 | 4.1053 | - | - | - | - | - | - | - | - | - | - | - | - | No | Connected | 2020-09-14 | 3.9 | TBC | TBC | TBC | TBC | 2017-01-15 | - | - | - | - | - | - | - | N | TBC | TBC | N | N/A | TBC
1300038004507 | Scottish & Southern Energy | Salt Union | Salt Union | Percival Lane | Runcorn | Cheshire | WA7 4UX | England | 350678 | 382844 | TBC | TBC | N/A | 33 | SP Manweb plc | Other | Steam-gas turbine (CCGT) | Yes | TBC | 49 | 51.5789 | - | - | - | - | - | - | - | - | - | - | - | - | No | Connected | 2020-09-14 | 49 | TBC | TBC | TBC | TBC | TBC | - | - | - | - | - | - | - | N | TBC | TBC | N | N/A | TBC
1300051136210 | E.On Uk Plc | Sandbach Chp | Booth Lane |  | Sandbach | Cheshire | CW11 3NU | England | 372921 | 363213 | CARRINGTON - FIDDLERS FERRY | ELWORTH GT1 / ELWORTH GT2 / HARTFORD GT1 / KNUTSFORD GT1 / KNUTSFORD GT2 / LOSTOCK GT2 / WINSFORD GT1 | N/A | 33 | SP Manweb plc | Data Not Available | Steam-gas turbine (CCGT) | Yes | N/A | 48 | 50.5263 | - | - | - | - | - | - | - | - | - | - | - | - | No | Connected | 2020-09-14 | 48 | TBC | TBC | TBC | TBC | TBC | - | - | - | - | - | - | - | N | TBC | TBC | N | N/A | TBC
1300050867852 | Export Portfolio | Seaforth Wind Farm | Freeport - Royal Seafort Docks, Port Of Liverpool | Seaforth | Liverpool | Merseyside | L21 1LA | England | 332375 | 397174 | KIRKBY | BOOTLE GT1 / LITHERLAND GT1A | N/A | 33 | SP Manweb plc | Wind | Onshore wind turbines | No | N/A | 3 | 3.1579 | - | - | - | - | - | - | - | - | - | - | - | - | No | Connected | 2020-09-14 | 3 | TBC | TBC | TBC | TBC | TBC | - | - | - | - | - | - | - | N | TBC | TBC | N | N/A | TBC
N/A | Cambrian Services Ltd | Seiont Brickyard | Seoiont Works | Seoiont Mill Road | Caernarfon | Gwynedd | LL55 2YL | Wales | 249075 | 361726 | TRAWSFYNYDD | FOUR CROSSES GT2 / MAENTWROG GT1 / MAENTWROG GT2 | FOUR CROSSES GT2 / MAENTWROG GT1 / MAENTWROG GT2 | TBC | SP Manweb plc | Fossil Gas | Gas turbine (OCGT) | No | N/A | 20 | 21.0526 | - | - | - | - | - | - | - | - | - | - | - | - | No | Accepted to connect | 2020-09-14 | - | - | - | - | - | - | 20 | TBC | TBC | TBC | TBC | 2019-03-14 | TBC | N | TBC | TBC | N | N/A | TBC
1300052359470 | Waste Recycling Group Limited | Shanks | Penybont Works | Just Off The B5605 | Pentre, Chirk | Wrexham | LL14 5AW | Wales | 329200 | 341600 | LEGACY | LEGACY LOCAL GT2 / NEWTOWN GT2 / OSWESTRY GT5 / OSWESTRY GT8 / WELSHPOOL GT1 / WHITCHURCH GT1 | LEGACY LOCAL GT2 / NEWTOWN GT2 / OSWESTRY GT5 / OSWESTRY GT8 / WELSHPOOL GT1 / WHITCHURCH GT1 | 11 | SP Manweb plc | Biofuel landfill gas | Gas turbine (OCGT) | No | N/A | 2 | 2.1053 | - | - | - | - | - | - | - | - | - | - | - | - | No | Connected | 2020-09-14 | 2 | TBC | TBC | TBC | TBC | TBC | - | - | - | - | - | - | - | N | TBC | TBC | N | N/A | TBC
1300050649372 | Shell Uk Limited | Shell Thornton Steam 10 | Shell Site | Thornton-le-moors | Ellesmere Port | Cheshire | CH2 4JF | England | 344405 | 374930 | SHELL TRANMERE | N/A | N/A | 132 | SP Manweb plc | Fossil Gas | Gas turbine (OCGT) | No | N/A | 10 | 10.5263 | - | - | - | - | - | - | - | - | - | - | - | - | No | Connected | 2020-09-14 | 10 | TBC | TBC | TBC | TBC | TBC | - | - | - | - | - | - | - | N | TBC | TBC | N | N/A | TBC
TBC | Shell Uk Limited | Shell Thornton Steam 75 | Shell Site | Thornton-le-moors | Ellesmere Port | Cheshire | CH2 4JF | England | 344405 | 374930 | SHELL TRANMERE | N/A | N/A | 132 | SP Manweb plc | Fossil Gas | Gas turbine (OCGT) | No | N/A | 75 | 78.9474 | - | - | - | - | - | - | - | - | - | - | - | - | No | Connected | 2020-09-14 | 75 | TBC | TBC | TBC | TBC | TBC | - | - | - | - | - | - | - | N | TBC | TBC | N | N/A | TBC
1300050649372 | TBC | Shell Uk, Thornton 132Kv Substation Thornton Ellesmere Port South Wirral | Shell Uk - Thornton, 132Kv Substation | Stanlow Works | Ellesmere Port | Cheshire | CH2 4JF | England | 344404 | 374933 | 10/6081/002/G-ABERYSTWYTH GRID | TBC | N/A | 33 | SP Manweb plc | Other | Steam-gas turbine (CCGT) | Yes | TBC | 20 | 21.0526 | - | - | - | - | - | - | - | - | - | - | - | - | No | Connected | 2020-09-14 | 20 | TBC | TBC | TBC | TBC | TBC | - | - | - | - | - | - | - | N | TBC | TBC | N | N/A | TBC
1399999990002 | Foresight Group | Shotwick | Weighbridge Road | Deeside Industrial Park | Deeside | Flintshire | CH5 2UA | Wales | 331844 | 372029 | CONNAHS QUAY - PENTIR - ST ASAPH | N/A | N/A | 132 | SP Manweb plc | Solar | Photovoltaic | No | N/A | 50 | 52.6316 | - | - | - | - | - | - | - | - | - | - | - | - | No | Connected | 2020-09-14 | 50 | TBC | TBC | TBC | TBC | 2016-03-30 | - | - | - | - | - | - | - | N | TBC | TBC | N | N/A | TBC
N/A | TBC | Solar Pv 13 Ash Road South, Wrexham, Ll1 | Ash Road South | Wrexham Industrial Estate | Wrexham | Wrexham | LL13 9UG | Wales | 337838 | 350260 | GS-SJ3849/009 MARCHWIEL GRID | TBC | GS-SJ3849/009 MARCHWIEL GRID | TBC | SP Manweb plc | Solar | Photovoltaic | No | N/A | 1.75 | 1.8421 | - | - | - | - | - | - | - | - | - | - | - | - | No | Accepted to connect | 2020-09-14 | - | - | - | - | - | - | 1.75 | TBC | TBC | TBC | TBC | 2019-10-15 | TBC | N | TBC | TBC | N | N/A | TBC
1300060208518 | TBC | Sp Manweb Substation Middlewich Road Woolstanwood Crewe Cheshire | Spm Crewe 132Kv S/S | Middlewich Road | Crewe | Cheshire | CW2 8SE | England | 367595 | 356393 | 10/6081/002/G-ABERYSTWYTH GRID | TBC | N/A | 33 | SP Manweb plc | Other | Other | No | TBC | 4 | 4.2105 | - | - | - | - | - | - | - | - | - | - | - | - | No | Connected | 2020-09-14 | 4 | TBC | TBC | TBC | TBC | TBC | - | - | - | - | - | - | - | N | TBC | TBC | N | N/A | TBC
1300060673489 | Stanlow | Stanlow | Stanlow |  | Ellesmere Port | Cheshire | CH65 4EY | England | 341540 | 376537 | CAPENHURST | BROMBOROUGH GT2 / ELLESMERE PORT GT1 / HOOTON PK GT1A / HOOTON PK GT2A | N/A | 33 | SP Manweb plc | Fossil Gas | Gas turbine (OCGT) | No | N/A | 20 | 21.0526 | - | - | - | - | - | - | - | - | - | - | - | - | No | Connected | 2020-09-14 | 20 | TBC | TBC | TBC | TBC | TBC | - | - | - | - | - | - | - | N | TBC | TBC | N | N/A | TBC
1300060668372 | Burmeister & Wain Scandinavian (Bwsc)/ Bioenergy Infrastructure Group | Stobart Park | Stobart Park Widnes 20Mw Generation | Desoto Road E | Widnes | Cheshire | WA8 0PE | England | 350091 | 384450 | RAINHILL | BOLD G2A / PRESCOT GT1B / WIDNES GT1 / WIDNES GT2 | N/A | 33 | SP Manweb plc | Biomass | Gas turbine (OCGT) | No | N/A | 20 | 21.0526 | - | - | - | - | - | - | - | - | - | - | - | - | No | Connected | 2020-09-14 | 20 | TBC | TBC | TBC | TBC | 2017-02-06 | - | - | - | - | - | - | - | N | TBC | TBC | N | N/A | TBC
1300051821478 | Power System | Strand Gate | Port Of Liverpool, Regents Road, Nr Strand Gate | Bootle | Liverpool | Merseyside | L20 1AS | England | 293466 | 682661 | KIRKBY | BOOTLE GT1 / LITHERLAND GT1A | N/A | 33 | SP Manweb plc | Other | Steam-gas turbine (CCGT) | Yes | TBC | 35 | 36.8421 | - | - | - | - | - | - | - | - | - | - | - | - | No | Connected | 2020-09-14 | 35 | TBC | TBC | TBC | TBC | TBC | - | - | - | - | - | - | - | N | TBC | TBC | N | N/A | TBC
N/A | Sweco | Sutton Heath Road | Green Gate Works | Sherdley Road - Sutton Health Road | St Helens | Merseyside | WA9 5DH | England | 350972 | 394247 | TBC | TBC | 03/5094/009/G-RAVENHEAD GRID | TBC | SP Manweb plc | Waste | Data Not Available | No | N/A | 15 | 15.7895 | - | - | - | - | - | - | - | - | - | - | - | - | No | Accepted to connect | 2020-07-14 | - | - | - | - | - | - | 15 | TBC | TBC | TBC | TBC | TBC | TBC | N | TBC | TBC | N | N/A | TBC
1300060499094 | Quintas Energy UK | Tai Moelion Solar Park | Tai Moelion | Aberffraw | Ty Croes | Anglesey | LL63 5SZ | Wales | 238717 | 367342 | WYLFA | AMLWCH GT1 / CAERGEILIOG GT1 | N/A | 33 | SP Manweb plc | Solar | Photovoltaic | No | N/A | 15 | 15.7895 | - | - | - | - | - | - | - | - | - | - | - | - | No | Connected | 2020-09-14 | 15 | TBC | TBC | TBC | TBC | 2014-06-18 | - | - | - | - | - | - | - | N | TBC | TBC | N | N/A | TBC
1300060626284 | TBC | Teyrdan | Ks Spv 44 Ltd | Llysfaen | Colwyn Bay | Conwy | LL29 8AJ | Wales | 288855 | 376392 | CONNAHS QUAY - PENTIR - ST ASAPH | COLWYN BAY GT1 / COLWYN BAY GT2 / DOLGARROG GT2 | N/A | 33 | SP Manweb plc | Solar | Photovoltaic | No | N/A | 9 | 9.4737 | - | - | - | - | - | - | - | - | - | - | - | - | No | Connected | 2020-09-14 | 9 | TBC | TBC | TBC | TBC | TBC | - | - | - | - | - | - | - | N | TBC | TBC | N | N/A | TBC
1300060640312 | Quintas Energy UK | Pen y Cae | Land At The Grange | Plas Bennion Road | Penycae | Wrexham | LL14 1TP | Wales | 328970 | 344020 | LEGACY | LEGACY LOCAL GT2 / NEWTOWN GT2 / OSWESTRY GT5 / OSWESTRY GT8 / WELSHPOOL GT1 / WHITCHURCH GT1 | LEGACY LOCAL GT2 / NEWTOWN GT2 / OSWESTRY GT5 / OSWESTRY GT8 / WELSHPOOL GT1 / WHITCHURCH GT1 | 11 | SP Manweb plc | Solar | Photovoltaic | No | N/A | 4.75 | 5 | - | - | - | - | - | - | - | - | - | - | - | - | No | Connected | 2020-09-14 | 4.75 | TBC | TBC | TBC | TBC | 2016-03-24 | - | - | - | - | - | - | - | N | TBC | TBC | N | N/A | TBC
1300052206880 | Bidston Methane Limited | The Moss | Landfill Site | Bidston Retail Park | Wallasey | Merseyside | CH44 2HE | England | 328811 | 391136 | BIRKENHEAD | WALLASEY GT1 / WALLASEY GT2 / WOODSIDE GT2 | CADBURYS T1 / CADBURYS T2 / HOPFIELD RD T1 | 11 | SP Manweb plc | Biofuel landfill gas | Gas turbine (OCGT) | No | N/A | 2.5 | 2.6316 | - | - | - | - | - | - | - | - | - | - | - | - | No | Connected | 2020-09-14 | 2.5 | TBC | TBC | TBC | TBC | TBC | - | - | - | - | - | - | - | N | TBC | TBC | N | N/A | TBC
1300060647610 | Belltown Power Ltd | Tir Gwynt | Tir Gwynt Wind Farm - Brynawel | Carno | Caersws | Powys | SY17 5JY | Wales | 299943 | 302442 | LEGACY | N/A | N/A | 132 | SP Manweb plc | Wind | Onshore wind turbines | No | N/A | 30 | 31.5789 | - | - | - | - | - | - | - | - | - | - | - | - | No | Connected | 2020-09-14 | 30 | TBC | TBC | TBC | TBC | 2016-11-16 | - | - | - | - | - | - | - | N | TBC | TBC | N | N/A | TBC
1300053834691 | BayWa r.e. Operation Services Limited | Tir Mostyn Wind Farm | Tir Mostyn & Foel Goch Windfarm | Nantglyn | Denbigh | Denbighshire | LL16 5RN | Wales | 300300 | 358800 | CONNAHS QUAY - PENTIR - ST ASAPH | HOLYWELL GT1 / RHYL GT1 / ST ASAPH GT2 / ST ASAPH GT4 | N/A | 33 | SP Manweb plc | Wind | Onshore wind turbines | No | N/A | 21.25 | 22.3684 | - | - | - | - | - | - | - | - | - | - | - | - | No | Connected | 2020-11-11 | 21.25 | TBC | TBC | TBC | TBC | 2005-06-01 | - | - | - | - | - | - | - | N | TBC | TBC | N | N/A | TBC
TBC | Toyota | Toyota | Toyota Motor Manufacturing (Uk) Ltd - Tenth Avenue - Zone 3 | Deeside Industrial Park | Deeside | Flintshire | CH5 2TW | Wales | 331682 | 370582 | CONNAHS QUAY - PENTIR - ST ASAPH | DEESIDE PK GRID GT1 / SIXTH AVE GRID GT1 | N/A | 33 | SP Manweb plc | Solar | Photovoltaic | No | N/A | 3.8 | 4 | - | - | - | - | - | - | - | - | - | - | - | - | No | Connected | 2020-09-14 | 3.8 | TBC | TBC | TBC | TBC | TBC | - | - | - | - | - | - | - | N | TBC | TBC | N | N/A | TBC
1300060569830 | Quintas Energy UK | Trench Farm Solar Farm | Trench Farm | Red Hall Lane | Penley | Wrexham | LL13 0NA | Wales | 338419 | 339068 | LEGACY | LEGACY LOCAL GT2 / NEWTOWN GT2 / OSWESTRY GT5 / OSWESTRY GT8 / WELSHPOOL GT1 / WHITCHURCH GT1 | OVERTON T1 | 11 | SP Manweb plc | Solar | Photovoltaic | No | N/A | 5 | 5.2632 | - | - | - | - | - | - | - | - | - | - | - | - | No | Connected | 2020-11-11 | 5 | TBC | TBC | TBC | TBC | 2015-03-29 | - | - | - | - | - | - | - | N | TBC | TBC | N | N/A | TBC
1300050649196 | Tryweryn Hydro Limited | Tryweryn Lake Hydro | Capel Celyn | Greenfield | Llanycil | Gwynedd | LL23 7PB | Wales | 284491 | 340261 | TRAWSFYNYDD | FOUR CROSSES GT2 / MAENTWROG GT1 / MAENTWROG GT2 | OVERTON T1 | 11 | SP Manweb plc | Hydro run of river | Hydro power system | No | N/A | 4.507 | 4.7442 | - | - | - | - | - | - | - | - | - | - | - | - | No | Connected | 2020-09-14 | 4.507 | TBC | TBC | TBC | TBC | TBC | - | - | - | - | - | - | - | N | TBC | TBC | N | N/A | TBC
1300050649390 | Rwe Npower | Trysglwyn | Trysglwyn | Rhosybol | Amlwch | Anglesey | LL68 9RF | Wales | 244000 | 389000 | WYLFA | AMLWCH GT1 / CAERGEILIOG GT1 | N/A | 33 | SP Manweb plc | Wind | Onshore wind turbines | No | N/A | 6.737 | 7.0916 | - | - | - | - | - | - | - | - | - | - | - | - | No | Connected | 2020-09-14 | 6.737 | TBC | TBC | TBC | TBC | 1996-05-01 | - | - | - | - | - | - | - | N | TBC | TBC | N | N/A | TBC
1300060621597 | Vogt Solar Ltd | Twemlows North Solar Park | Twemlows Hall | Ash Lane | Whitchurch | Hampshire | SY13 2HA | England | 356843 | 338029 | LEGACY | LEGACY LOCAL GT2 / NEWTOWN GT2 / OSWESTRY GT5 / OSWESTRY GT8 / WELSHPOOL GT1 / WHITCHURCH GT1 | N/A | 33 | SP Manweb plc | Solar | Photovoltaic | No | N/A | 8.1 | 8.5263 | - | - | - | - | - | - | - | - | - | - | - | - | No | Connected | 2020-11-11 | 8.1 | TBC | TBC | TBC | TBC | 2016-06-15 | - | - | - | - | - | - | - | N | TBC | TBC | N | N/A | TBC
N/A | Lyricenergy | Ty Coch | Queens Road |  | Greenfield | Flintshire | CH8 7JE | Wales | 318549 | 377751 | CONNAHS QUAY - PENTIR - ST ASAPH | HOLYWELL GT1 / RHYL GT1 / ST ASAPH GT2 / ST ASAPH GT4 | HOLYWELL GT1 / RHYL GT1 / ST ASAPH GT2 / ST ASAPH GT4 | TBC | SP Manweb plc | Fossil oil | Engine (combustion / reciprocating) | No | N/A | 20 | 21.0526 | - | - | - | - | - | - | - | - | - | - | - | - | No | Accepted to connect | 2020-09-14 | - | - | - | - | - | - | 20 | TBC | TBC | TBC | TBC | TBC | TBC | N | TBC | TBC | N | N/A | TBC
1300060647780 | Rhug Energy Lts | Tyn Y Wern Solar | Rhug Estate - Tai Uchaf | Moeladda | Corwen | Denbighshire | LL21 0EN | Wales | 303123 | 344332 | GS-SJ0158/003 CLOCAENOG GRID | HOLYWELL GT1 / RHYL GT1 / ST ASAPH GT2 / ST ASAPH GT4 | LLANFWROG T1 / RUTHIN T1 | 11 | SP Manweb plc | Solar | Photovoltaic | No | N/A | 1.2 | 1.2632 | - | - | - | - | - | - | - | - | - | - | - | - | No | Connected | 2020-09-14 | 1.2 | TBC | TBC | TBC | TBC | 2016-03-18 | - | - | - | - | - | - | - | N | TBC | TBC | N | N/A | TBC
1300050902319 | Fossil Purchasing Agency | Uk Waste Generation | Uk Waste, Landfill Site, Dock Road S | Bromborough Dock | Bromborough | Wirral | CH62 4SF | England | 334900 | 384800 | BIRKENHEAD | BROMBOROUGH GT3 / ROCK FERRY GT2 | LOWER BEBINGTON T1 / NEW FERRY T1 / SPITAL T1 / UNILEVER RESEARCH T1 | 11 | SP Manweb plc | Biofuel landfill gas | Gas turbine (OCGT) | No | N/A | 3.1 | 3.2632 | - | - | - | - | - | - | - | - | - | - | - | - | No | Connected | 2020-09-14 | 3.1 | TBC | TBC | TBC | TBC | 1999-09-29 | - | - | - | - | - | - | - | N | TBC | TBC | N | N/A | TBC
1300054503019 | Sutton Manor Mines Gas | Union Bank Farm | Warrington Road | Bold Heath | Nr Widnes | Lancashire | WA8 5UU | England | 352142 | 389442 | RAINHILL | BOLD G2A / PRESCOT GT1B / WIDNES GT1 / WIDNES GT2 | LOWER BEBINGTON T1 / NEW FERRY T1 / SPITAL T1 / UNILEVER RESEARCH T1 | 11 | SP Manweb plc | Fossil Gas | Gas turbine (OCGT) | No | TBC | 3 | 3.1579 | - | - | - | - | - | - | - | - | - | - | - | - | No | Connected | 2020-09-14 | 3 | TBC | TBC | TBC | TBC | TBC | - | - | - | - | - | - | - | N | TBC | TBC | N | N/A | TBC
1300060628078 | UNITED UTILITIES WATER PLC | Unknown, 1, N/S, West East Link Main, Prescot Bypass, Prescot, Merseyside | Prescot Wtw - Water Treatment Works N/S | West East Link Main - Prescot Bypass | Prescot | Merseyside | L34 5RL | England | 347001 | 392715 | PRESCOT | BEDBURN DRIVE/BROOKBRIDGE/PRESCOT/ECCLESTON | PRESCOT WATER PUMP | 11 | SP Manweb plc | Solar | Photovoltaic | No | N/A | 2.6 | 2.7368 | - | - | - | - | - | - | - | - | - | - | - | - | No | Connected | 2020-09-14 | 2.6 | TBC | TBC | TBC | TBC | TBC | - | - | - | - | - | - | - | N | TBC | TBC | N | N/A | TBC
1300060784158 | Uk Power Reserve Ltd | Vauxhall B | Vauxhall North Road |  | Ellesmere Port | Cheshire | CH65 2JF | England | 340049 | 377734 | CAPENHURST | BROMBOROUGH GT2 / ELLESMERE PORT GT1 / HOOTON PK GT1A / HOOTON PK GT2A | N/A | 33 | SP Manweb plc | Storage battery | Battery | No | TBC | 20 | 21.0526 | - | - | - | - | - | - | - | - | - | - | - | - | No | Connected | 2020-09-14 | 20 | 19.02 | 20.0211 | 19.02 | 20.0211 | TBC | - | - | - | - | - | - | - | N | TBC | TBC | N | N/A | TBC
TBC | Warrington Council | Warrington Home Solar Scheme | Warrington Home Solar Scheme | 36 Parker Street | Warrington | Cheshire | WA1 1LT | England | 360000 | 388000 | 03/5887/008/G-SANKEY BRIDGES GRID | TBC | 03/5887/008/G-SANKEY BRIDGES GRID | TBC | SP Manweb plc | Solar | Photovoltaic | No | N/A | 5.3 | 5.5789 | - | - | - | - | - | - | - | - | - | - | - | - | No | Connected | 2020-09-14 | 5.3 | TBC | TBC | TBC | TBC | 2016-01-01 | - | - | - | - | - | - | - | N | TBC | TBC | N | N/A | TBC
1300060805570 | Warrington Power | Warrington Power | Warrington Power, | 1020 Slutchers Lane | Warrington | Cheshire | WA1 1QL | England | 360184 | 386937 | CARRINGTON - FIDDLERS FERRY | DALLAM GT1 / SANKEY BRIDGES GT1 / SANKEY BRIDGES GT3 / WARRINGTON GT3 / WARRINGTON GT5 | N/A | 33 | SP Manweb plc | Fossil Gas | Gas turbine (OCGT) | No | N/A | 16 | 16.8421 | - | - | - | - | - | - | - | - | - | - | - | - | No | Connected | 2020-09-14 | 16 | TBC | TBC | TBC | TBC | TBC | - | - | - | - | - | - | - | N | TBC | TBC | N | N/A | TBC
1300050867755 | Sembcorp Energy UK | Watson Street | Watson Street Works | Canal Street | St Helens | Merseyside | WA10 3JY | England | 350854 | 394889 | RAINHILL | RAVENHEAD G1A1 / ST HELENS GT2B / WINDLE GT1 | BURTONHEAD ROAD (WATSON STREET T1 T2) | 33 | SP Manweb plc | Other | Steam-gas turbine (CCGT) | Yes | TBC | 10 | 10.5263 | - | - | - | - | - | - | - | - | - | - | - | - | No | Connected | 2020-11-11 | 10 | TBC | TBC | TBC | TBC | TBC | - | - | - | - | - | - | - | N | TBC | TBC | N | N/A | TBC
1300060138739 | Bridge Wind Management Ltd | Wern Ddu wind farm | Craig Lelo Quarry |  | Gwyddelwern | Denbighshire | LL21 9SD | Wales | 305800 | 348500 | TRAWSFYNYDD | FOUR CROSSES GT2 / MAENTWROG GT1 / MAENTWROG GT2 | N/A | 33 | SP Manweb plc | Wind | Onshore wind turbines | No | N/A | 12 | 12.6316 | - | - | - | - | - | - | - | - | - | - | - | - | No | Connected | 2020-09-14 | 12 | TBC | TBC | TBC | TBC | 2010-04-23 | - | - | - | - | - | - | - | N | TBC | TBC | N | N/A | TBC
TBC | Countess Of Chester | West Cheshire Hospital | Countess Of Chester Hospital | Liverpool Road | Chester | Cheshire | CH2 1UL | England | 340058 | 368678 | CAPENHURST | CHESTER MAIN GT4 / CRANE BANK GT1 / GUILDEN SUTTON GT1 / SALTNEY G2A | CHESTER MAIN GT4 / CRANE BANK GT1 / GUILDEN SUTTON GT1 / SALTNEY G2A | TBC | SP Manweb plc | Other | Steam-gas turbine (CCGT) | Yes | TBC | 2 | 2.1053 | - | - | - | - | - | - | - | - | - | - | - | - | No | Connected | 2020-09-14 | 2 | TBC | TBC | TBC | TBC | TBC | - | - | - | - | - | - | - | N | TBC | TBC | N | N/A | TBC
TBC | Ineos | Weston Point Diesel 2 | South Parade | Weston Point | Runcorn | Cheshire | WA7 4HZ | England | 350476 | 380563 | TBC | TBC | TBC | TBC | SP Manweb plc | Fossil oil | Engine (combustion / reciprocating) | No | N/A | 1.6 | 1.6842 | - | - | - | - | - | - | - | - | - | - | - | - | No | Connected | 2020-09-14 | 1.6 | TBC | TBC | TBC | TBC | TBC | - | - | - | - | - | - | - | N | TBC | TBC | N | N/A | TBC
TBC | Ineos | Weston Point Gas 45 | South Parade | Weston Point | Runcorn | Cheshire | WA7 4HZ | England | 350476 | 380563 | TBC | TBC | TBC | TBC | SP Manweb plc | Fossil Gas | Gas turbine (OCGT) | No | N/A | 45 | 47.3684 | - | - | - | - | - | - | - | - | - | - | - | - | No | Connected | 2020-09-14 | 45 | TBC | TBC | TBC | TBC | TBC | - | - | - | - | - | - | - | N | TBC | TBC | N | N/A | TBC
TBC | Ineos | Weston Point Steam 38 B | South Parade | Weston Point | Runcorn | Cheshire | WA7 4HZ | England | 350476 | 380563 | TBC | TBC | TBC | TBC | SP Manweb plc | Waste | Gas turbine (OCGT) | No | TBC | 38 | 40 | - | - | - | - | - | - | - | - | - | - | - | - | No | Connected | 2020-09-14 | 38 | TBC | TBC | TBC | TBC | TBC | - | - | - | - | - | - | - | N | TBC | TBC | N | N/A | TBC
TBC | Ineos | Weston Point Steam 62 | South Parade | Weston Point | Runcorn | Cheshire | WA7 4HZ | England | 350476 | 380563 | TBC | TBC | TBC | TBC | SP Manweb plc | Waste | Gas turbine (OCGT) | No | TBC | 62.325 | 65.6053 | - | - | - | - | - | - | - | - | - | - | - | - | No | Connected | 2020-09-14 | 62.325 | TBC | TBC | TBC | TBC | TBC | - | - | - | - | - | - | - | N | TBC | TBC | N | N/A | TBC
N/A | Weston Power Station | Weston Power Station | Cow Hay Lane | Weston | Runcorn | Cheshire | WA7 4FZ | England | 351769 | 380078 | CELLARHEAD | TBC | COPPENHALL GT1 / CREWE GT1 / CREWE GT2A / CREWE GT4A / RADWAY GREEN GT1 / RADWAY GREEN GT2 / WHITCHURCH GT2 | TBC | SP Manweb plc | Fossil oil | Engine (combustion / reciprocating) | No | N/A | 20 | 21.0526 | - | - | - | - | - | - | - | - | - | - | - | - | No | Accepted to connect | 2020-08-14 | - | - | - | - | - | - | 20 | TBC | TBC | TBC | TBC | 2017-01-06 | TBC | N | TBC | TBC | N | N/A | TBC
1300060652629 | 33KV Limited | Williams Solar Farm | Williams Farm | Bedwell Road | Wrexham | Wrexham | LL13 9XS | Wales | 338309 | 348363 | LEGACY | BRYMBO GT1 / LEGACY LOCAL GT1 / MARCHWIEL GT1 / MARCHWIEL GT2 / WREXHAM GT1 | N/A | 33 | SP Manweb plc | Solar | Photovoltaic | No | N/A | 5.5 | 5.7895 | - | - | - | - | - | - | - | - | - | - | - | - | No | Connected | 2020-11-11 | 5.5 | TBC | TBC | TBC | TBC | 2016-03-31 | - | - | - | - | - | - | - | N | TBC | TBC | N | N/A | TBC
N/A | Renewabuild | Williams Farm Battery (Phase 2) | "BATTERY, WILLIAMS FARM | Bedwell Road | Wrexham | Wrexham | LL13 9XS | Wales | 337005 | 349243 | LEGACY | BRYMBO GT1 / LEGACY LOCAL GT1 / MARCHWIEL GT1 / MARCHWIEL GT2 / WREXHAM GT1 | PS-SJ3748/010 WILLIAMS FARM SOLAR PARK | 33 | SP Manweb plc | Storage battery | Battery | No | TBC | 6 | 6.3158 | - | - | - | - | - | - | - | - | - | - | - | - | No | Accepted to connect | 2020-09-14 | - | - | - | - | - | - | 6 | TBC | TBC | TBC | TBC | TBC | TBC | N | TBC | TBC | N | N/A | TBC
N/A | Solar Ventures | Williams Farm Solar (Phase 2) | Maelor Gas Works | Marchwiel | Wrexham | Wrexham | LL13 0UW | Wales | 337005 | 349243 | LEGACY | BRYMBO GT1 / LEGACY LOCAL GT1 / MARCHWIEL GT1 / MARCHWIEL GT2 / WREXHAM GT1 | N/A | 33 | SP Manweb plc | Solar | Photovoltaic | No | N/A | 9.5 | 10 | - | - | - | - | - | - | - | - | - | - | - | - | No | Accepted to connect | 2020-09-14 | - | - | - | - | - | - | 9.5 | TBC | TBC | TBC | TBC | TBC | TBC | N | TBC | TBC | N | N/A | TBC
N/A | TBC | Wincham Lane Farm | Wincham Lane | Wincham | Northwich | Cheshire | CW9 6DE | England | 367735 | 375387 | CARRINGTON - FIDDLERS FERRY | ELWORTH GT1 / ELWORTH GT2 / HARTFORD GT1 / KNUTSFORD GT1 / KNUTSFORD GT2 / LOSTOCK GT2 / WINSFORD GT1 | ELWORTH GT1 / ELWORTH GT2 / HARTFORD GT1 / KNUTSFORD GT1 / KNUTSFORD GT2 / LOSTOCK GT2 / WINSFORD GT1 | TBC | SP Manweb plc | Fossil oil | Engine (combustion / reciprocating) | No | N/A | 20 | 21.0526 | - | - | - | - | - | - | - | - | - | - | - | - | No | Accepted to connect | 2020-09-14 | - | - | - | - | - | - | 20 | TBC | TBC | TBC | TBC | 2016-08-26 | TBC | N | TBC | TBC | N | N/A | TBC
1300051694827 | Eon | EON Winnington | Griffiths Road |  | Northwich | Cheshire | CW9 7NU | England | 368628 | 374675 | TBC | TBC | N/A | 33 | SP Manweb plc | Fossil Gas | Gas turbine (OCGT) | No | N/A | 138 | 145.2632 | - | - | - | - | - | - | - | - | - | - | - | - | No | Connected | 2020-09-14 | 138 | TBC | TBC | TBC | TBC | TBC | - | - | - | - | - | - | - | N | TBC | TBC | N | N/A | TBC
TBC | Wrexham Council | Wrexham Social Housing Pv | Wrexham Social Housing Pv | 3 Kingsmills Road | Wrexham | Wrexham | LL13 8NH | Wales | 333726 | 349750 | 04/3549/009/G-WREXHAM GRID | BRYMBO GT1 / LEGACY LOCAL GT1 / MARCHWIEL GT1 / MARCHWIEL GT2 / WREXHAM GT1 | CHESTER ST (WREXHAM) T1 / EAGLES MEADOW T1 / RHOSNESNI T1 / WHITEGATE T1 | TBC | SP Manweb plc | Solar | Photovoltaic | No | N/A | 5.4 | 5.6842 | - | - | - | - | - | - | - | - | - | - | - | - | No | Connected | 2020-09-14 | 5.4 | TBC | TBC | TBC | TBC | 2012-08-01 | - | - | - | - | - | - | - | N | TBC | TBC | N | N/A | TBC
1300060358598 | TBC | Wykey Farm | Wykey Farm | Wykey, Ruyton Xi Towns | Shrewsbury | Shropshire | SY4 1JA | England | 339051 | 324896 | LEGACY | LEGACY LOCAL GT2 / NEWTOWN GT2 / OSWESTRY GT5 / OSWESTRY GT8 / WELSHPOOL GT1 / WHITCHURCH GT1 | EXPRESS FOODS T1 | 11 | SP Manweb plc | Biofuel biogas from anaerobic digestion (excluding landfill & sewage) | Gas turbine (OCGT) | No | N/A | 1.9 | 2 | - | - | - | - | - | - | - | - | - | - | - | - | No | Connected | 2020-09-14 | 1.9 | TBC | TBC | TBC | TBC | TBC | - | - | - | - | - | - | - | N | TBC | TBC | N | N/A | TBC
1300060407109 | Wynnstay & Clwyd Farmers | Wynnstay Farmers | Lansantffraid Mill | Llansantffraid | Llansantffraid | Powys | SY22 6AQ | Wales | 322075 | 320258 | LEGACY | LEGACY LOCAL GT2 / NEWTOWN GT2 / OSWESTRY GT5 / OSWESTRY GT8 / WELSHPOOL GT1 / WHITCHURCH GT1 | EXPRESS FOODS T1 | 11 | SP Manweb plc | Solar | Photovoltaic | No | N/A | 1.2 | 1.2632 | - | - | - | - | - | - | - | - | - | - | - | - | No | Connected | 2020-09-14 | 1.2 | TBC | TBC | TBC | TBC | TBC | - | - | - | - | - | - | - | N | TBC | TBC | N | N/A | TBC
TBC | Ysbyty Glan Clwyd | Ysbyty Glan Clwyd | Sarn Lane |  | Rhyl | Denbighshire | LL18 5UJ | Wales | 300309 | 376019 | CONNAHS QUAY - PENTIR - ST ASAPH | HOLYWELL GT1 / RHYL GT1 / ST ASAPH GT2 / ST ASAPH GT4 | LLANDDU QUARRY T1 | 11 | SP Manweb plc | Other | Steam-gas turbine (CCGT) | Yes | TBC | 1.92 | 2.0211 | - | - | - | - | - | - | - | - | - | - | - | - | No | Connected | 2020-09-14 | 1.92 | TBC | TBC | TBC | TBC | TBC | - | - | - | - | - | - | - | N | TBC | TBC | N | N/A | TBC
1300060267898 | Ysbyty Gwynedd | Gwynedd Hospital Nhs Trust, Ysbyty Gwynedd, Penrhosgarnedd, Bangor | Gwynedd Area Health Authority - Ysbyty Gwynedd | Penrhosgarnedd | Bangor | Gwynedd | LL57 2PW | Wales | 255857 | 370173 | CONNAHS QUAY - PENTIR - ST ASAPH | BANGOR GT2 / CAERNARFON GT2 | BANGOR HOSP T1 / EITHINOG T1 / BANGOR UNIVERSITY T1 / HIRAEL T1 | 11 | SP Manweb plc | Other | Steam-gas turbine (CCGT) | Yes | TBC | 4.4 | 4.6316 | - | - | - | - | - | - | - | - | - | - | - | - | No | Connected | 2020-09-14 | 4.4 | TBC | TBC | TBC | TBC | TBC | - | - | - | - | - | - | - | N | TBC | TBC | N | N/A | TBC
1300060418147 | Ysgellog Wind Farm Limited | Ysgellog Wf | Ysgellog Farm | Rhosgoch Anglese | Bodewryn | Anglesey | LL66 0AP | Wales | 240490 | 391238 | WYLFA | AMLWCH GT1 / CAERGEILIOG GT1 | AMLWCH T1 / AMLWCH T2 | 33 | SP Manweb plc | Wind | Onshore wind turbines | No | N/A | 4.6 | 4.8421 | - | - | - | - | - | - | - | - | - | - | - | - | No | Connected | 2020-11-11 | 4.6 | TBC | TBC | TBC | TBC | 2013-04-30 | - | - | - | - | - | - | - | N | TBC | TBC | N | N/A | TBC

## Drop Downs
Licence Area (Host DNO) | Status | Primary Resource type | Primary Technology/ Plant Type | CHP Co-Generation | Distribution Service Provider | Transmission Service Provider | In a Connection Queue | Countries | Point of Connection Voltage (kV) | Flexible Connection | Aggregated Service | Exclusivity | Reinforcement Driver | Reinforcement Type
Eastern Power Networks plc | Accepted to Connect | Advanced fuel gasification or pyrolysis | Battery | No | No | No | No | England | 0.415 | Yes | Yes | Yes | Connections Driven | Thermal Uprating
Electricity North West Limited | Connected | Biofuel biogas from anaerobic digestion (excluding landfill & sewage) | Compressed air system | To Be Confirmed | To Be Confirmed | To Be Confirmed | To Be Confirmed | Scotland | 6.6 | No | No | No | General Reinforcement | Voltage Related
London Power Networks plc |  | Biofuel landfill gas | Data not available | Yes | Yes | Yes | Yes | Wales | 11 | Data Not Available |  |  |  | Short Circuit Uprating
Northern Powergrid (Northeast) Limited |  | Biofuel other | Engine (combustion / reciprocating) | [5 empty] | 25 |  |  |  |  | Condition Based Replacement
Northern Powergrid (Yorkshire) plc |  | Biofuel sewage gas | Gas turbine (OCGT) | [5 empty] | 33 |  |  |  |  | Harmonics Related
Scottish Hydro Electric Power Distribution plc |  | Biomass | Geothermal power plant | [5 empty] | 66 |  |  |  |  | Other
South Eastern Power Networks plc |  | Data not available | Hydro power system | [5 empty] | 132
Southern Electric Power Distribution plc |  | Fossil (to be confirmed) | Liquid air system
SP Distribution Ltd |  | Fossil brown coal/lignite | Offshore wind turbines
SP Manweb plc |  | Fossil coal gas | Onshore wind turbines
Western Power Distribution (East Midlands) plc |  | Fossil Gas | Other
Western Power Distribution (South Wales) plc |  | Fossil hard coal | Photovoltaic
Western Power Distribution (South West) plc |  | Fossil oil | Steam turbine (thermal power plant)
Western Power Distribution (West Midlands) plc |  | Fossil oil shale | Steam-gas turbine (CCGT)
|  | Fossil peat | Tidal lagoons
|  | Geothermal | Tidal stream devices
|  | Hydro (to be confirmed) | Wave devices
|  | Hydro reservoir (not pumped) |  |  | [13:41] MILLER, JENNIFER
|  | Hydro run of river |  |  | GenTypePost2015 | GenTypePre2015
|  | Hydrogen |  |  | Biomass | Onshore wind
|  | Interconnector |  |  | Fossil brown coal/lignite | Offshore wind
|  | Marine |  |  | Fossil coal-derived gas | Tidal stream & wave power
|  | Nuclear |  |  | Fossil gas | Biomass & energy crops (not CHP)
|  | Other |  |  | Fossil hard coal | Hydro
|  | Solar |  |  | Fossil oil | Landfill gas, sewage gas, biogas (not CHP)
|  | Storage battery |  |  | Fossil oil shale | Waste incineration (not CHP)
|  | Storage other |  |  | Fossil peat | Photovoltaic
|  | Storage pumped |  |  | Geothermal | Micro CHP (domestic)
|  | Waste |  |  | Hydro pumped storage | Mini CHP (<1MW)
|  | Wind |  |  | Hydro run-of-river and poundage | Small CHP (>=1MW,<5MW)
|  | Flexible Demand |  |  | Hydro water reservoir | Medium CHP (>=5MW, <50MW)
[5 empty] | Marine | Large CHP (>=50MW)
[5 empty] | Nuclear | Other generation
Other renewable
Solar
Waste
Wind offshore
Wind onshore
Other

## DNO_SERVICES
NS1 | NS2 | NS3 | NS4 | NS5 | NS6 | NS7 | NS8
Distribution Services
Asset Reference | Aggregated Service? (Yes/No) | Service Reference | Grid Supply Point | Type of Service | MW Provided | Contract End Date | Exclusivity? (Yes/No)
TBC | No | TBC | TBC | TBC | TBC | TBC | No

## Reinforcements Template
NR1 | NR2 | NR3 | NR4 | NR5 | NR6 | NR7
NETWORK REINFORCEMENT
Distribution Reinforcement Reference (DER Template 54) | Works Reference | Works Description | Works Completion Date | Reinforcement Driver | Reinforcement Type | Licence Area
TBC | TBC | TBC | TBC
---
---
---
---
---
---
NR1 | NR2 | NR3 | NR4 | NR5 | NR6 | NR7
NETWORK REINFORCEMENT
Transmission Reinforcement Reference (DER Template 55) | Works Reference | Works Description | Works Completion Date | Reinforcement Driver | Reinforcement Type | Licence Area
TBC | TBC | TBC | TBC | TBC | TBC | TBC
---
---
---
---
---
---

## Description of Fields
| General Points | 1) The register includes all generation, storage and flexible demand resources where the Installed Generation Capacity, the Export Capacity or the Import Capacity is greater or equal to 1MW.
2) Where there is an addition to an existing development at a site, this is included in the register at a separate row during the "Accepted to Connect" phase. The will mean that there are more than one row for such sites. Once the addition has been connected, the additional row(s) will be combined with the original row.
3) Where MW figures are converted to MVA for inclusion in the register (or vice-versa), a power factor of 0.95 will be used. (I.e 1MW converts to 1.05MVA, 1MVA converts to 0.95MW).
4) Information on service provision to DNOs is included for all assets of 1MW or greater that are providing services. Information is also provided for assets of less than 1MW by aggregating those assets that are providing a particular service.
| GENERAL DATA | This section is completed for all customers with an installed capacity of 1MW or greater. This includes generators and storage but only those demand sites which are providing services.
Ref | Field Tag | Field Descriptor | Further Explanation | Register Version
1 | MPAN | The core meter point administration number, a 13-digit reference used in MPAS to identify the relevant Metering Point. | The core meter point administration number, a 13-digit reference used in MPAS to identify the relevant Metering Point. For generation entries, the "Export" MPAN should be included. For storage entries, the "Export" MPAN should also be included. For flexible demands, the "Import" MPAN should be included. Where sites are CVA Registered, no MPAN is included but indicate "CVA Registered" For "Accepted to Connect" generation, please indicate "data not available". | 2020-07-01
2 | Customer Name | Name of party that is connected or contracted to connect. | This is the name of the customer and would normally be clear from the connection agreement. | 2020-01-01
3 | Customer Site | Name of customer site/project name. | Depending on network companies, the Customer Site field could be referred to as the name of the customer site or the project name. This is left to the discretion of DNOs as this will lead to the commonly used name being captured. | 2020-01-01
4 | Address Line 1 | Site location. | Added as part of DCP 350 changes. | 2020-07-01
5 | Address Line 2 | Site location. | Added as part of DCP 350 changes. | 2020-07-01
6 | Town/City | Site location. | Added as part of DCP 350 changes. | 2020-07-01
7 | County | Site location. | Added as part of DCP 350 changes. | 2020-07-01
8 | Post Code | Site location. | Added as part of DCP 350 changes. | 2020-07-01
9 | Country | GB country customer site is connected within. | Included following stakeholder feedback. | 2020-09-01
10 | Location (X-coordinate) : Eastings | X coordinates for development site in British National Grid. The co-ordinates should refer to the location of the metering point at the customer site. | X coordinates for development site in British National Grid. For "Accepted to Connect" generation, please include the location of the metering point agreed as part of the connection process as a 6/7 digit Easting. In exceptional cases where the metering point is not located at the DER site (e.g. some off-shore wind sites), please use the co-ordinates of the DER site if this is known. | 2020-07-01
11 | Location (Y-coordinate) : Northings | Y coordinates for development site in British National Grid. The co-ordinates should refer to the location of the metering point at the customer site. | Y coordinates for development site in British National Grid. For "Accepted to Connect" generation, please include the location of the metering point agreed as part of the connection process as a 6 digit Northing. In exceptional cases where the metering point is not located at the DER site (e.g. some off-shore wind sites), please use the co-ordinates of the DER site if this is known. | 2020-07-01
12 | Grid Supply Point (GSP) | This is the point of delivery from the transmission system to a distribution system that is linked with the Customer Site. | In most cases, the Customer Site is linked with a single GSP. This is the site that is most commonly used to supply the customer connection. In some cases, where the distribution network parallels more than one GSP, it is proposed that only a single site is included and that this would indicate the GSP that is electrically closest to the Customer. This would be the substation taking (or providing) the largest proportion of a site's output (or input). | 2020-01-01
13 | Bulk Supply Point | This is the supply point on the DNO system (representing an EHV/EHV transformation level) linked with the Customer Site. | As with GSPs, where the distribution network parallels more than one BSP, only a single site is included and this is the BSP that is electrically closest to the Customer. This would be the substation taking (or providing) the largest proportion of a site's output (or input). | 2020-01-01
14 | Primary | This is the relevant primary substation on the DNO system linked with the Customer Site. | As with GSPs, where the distribution network parallels more than one Primary, only a single is included and this is the Primary that is electrically closest to the Customer. This would be the substation taking (or providing) the largest proportion of a site's output (or input). | 2020-01-01
15 | Point of Connection (POC) Voltage (kV) | This is the voltage at the Point of Connection to the distribution network. | Included in Phase 2 following stakeholder feedback. This is not necessarily the metered voltage. For "Accepted to Connect" generation, please include the Point of Connection voltage agreed as part of the connection process. | 2020-09-01
16 | Licence Area | This is the DNO Licence Area in which the Customer Site is/will be connected. | This is one of the 14 GB DNO licence areas. This is set up as a drop down list. | 2020-01-01
17 | Primary Resource Type | Meaning any of the below resource types used by technology in the production of electricity: Fossil Gas, Fossil coal gas, Fossil oil, Fossil oil shale, Fossil peat, Fossil brown coal/lignite, Fossil hard coal, Fossil (to be confirmed), Nuclear, Interconnector, Hydrogen, Solar, Wind, Hydro run of river, Hydro reservoir (not pumped), Hydro (to be confirmed), Marine, Geothermal, Biomass, Waste, Biofuel landfill gas, Biofuel sewage gas, Biofuel biogas from anaerobic digestion (excluding landfill & sewage), Biofuel other, Advanced fuel gasification or pyrolysis, Storage battery, Storage pumped, Storage other, Other, Data not available. Flexible Demand is indicated as a resource type. | In most cases, there will be a single resource type at the site and this will be shown in the "Primary Resource Type" field. In some cases there may be more than one resource type at a site and these are shown in the Resource Type 2 and Resource Type 3 fields. This is set up as a drop down list. | 2020-01-01
18 | Primary Technology / Plant Type | Meaning any of the below types technologies that export electricity onto a distribution network: Steam turbine (thermal power plant), Steam-gas turbine (CCGT), Gas turbine (OCGT), Onshore wind turbines, Offshore wind turbines, Photovoltaic, Engine (combustion / reciprocating), Hydro power system, Tidal lagoons, Tidal stream devices, Wave devices, Geothermal power plant, Battery, Compressed air system, Liquid air system, Other, Data not available. | Added as part of DCP 350 changes. This is the technology / plant type associated with the Primary Resource Type. This is set up as a drop down list. | 2020-07-01
19 | CHP Cogeneration | The simultaneous generation of usable heat and power (usually electricity) in a single process, thereby leading to reductions in the amount of wasted heat. | Added as part of DCP 350 changes. This indicates whether the Primary Resource & Technology / Plant Type is part of a CHP process. This is set up as a drop down list. | 2020-07-01
20 | Storage Duration | Divide the storage capacity (MWh) by the installed capacity (MW) and round it down to the nearest 0.5 (half-hour). If the value is less than 0.5 before rounding, it could be rounded to 0.5 hours so that it is not zero. | Added as part of DCP 350 changes. | 2020-07-01
21 | Primary Resource Type - Installed Capacity (MW) | This is the installed capacity of the "Primary Resource Type" expressed in MW. | Added as part of DCP 350 changes. This figure corresponds to the installed capacity of the largest (by capacity) "Resource Type" at the site. Where there are other resource types at the site and the capacity of the largest "Resource Type" is not explicitly known, this field is shown as "Data Not Available". Where the installed capacity is recorded by the network company only as a MVA figure, this is converted to MW using a conversion factor of 1.05. (I.e. 1MW converts to 1.05MVA.) | 2020-07-01
22 | Primary Resource Type - Installed Capacity (MVA) | This is the installed capacity of the "Primary Resource Type" expressed in MVA. | This figure corresponds to the installed capacity of the largest (by capacity) "Resource Type" at the site. Where there are other resource types at the site and the capacity of the largest "Resource Type" is not explicitly known, this field is shown as "Data Not Available". Where the installed capacity is recorded by the network company only as a MW figure, this is converted to MVA using a conversion factor of 0.95. (I.e. 1MW converts to 1.05MVA.) | 2020-01-01
23 | Resource Type 2 | Where there is more than one plant type at a site, the "Resource Type 2" and "Resource Type 3" fields would be used to show the resource types additional to the "Primary Resource Type". Meaning any of the below resource types used by technology in the production of electricity: Fossil Gas, Fossil coal gas, Fossil oil, Fossil oil shale, Fossil peat, Fossil brown coal/lignite, Fossil hard coal, Fossil (to be confirmed), Nuclear, Interconnector, Hydrogen, Solar, Wind, Hydro run of river, Hydro reservoir (not pumped), Hydro (to be confirmed), Marine, Geothermal, Biomass, Waste, Biofuel landfill gas, Biofuel sewage gas, Biofuel biogas from anaerobic digestion (excluding landfill & sewage), Biofuel other, Advanced fuel gasification or pyrolysis, Storage battery, Storage pumped, Storage other, Other, Data not available. Flexible Demand is indicated as a resource type. | In most cases, there will be a single resource type at the site and this will be shown in the "Primary Resource Type" field. In some cases there may be more than one resource type at a site and these are shown in the Resource Type 2 and Resource Type 3 fields. This is set up as a drop down list. | 2020-01-01
24 | Technology / Plant Type 2 | Meaning any of the below types technologies that export electricity onto a distribution network: Steam turbine (thermal power plant), Steam-gas turbine (CCGT), Gas turbine (OCGT), Onshore wind turbines, Offshore wind turbines, Photovoltaic, Engine (combustion / reciprocating), Hydro power system, Tidal lagoons, Tidal stream devices, Wave devices, Geothermal power plant, Battery, Compressed air system, Liquid air system, Other, Data not available. | Added as part of DCP 350 changes. This is the technology / plant type associated with the Resource Type 2. This is set up as a drop down list. | 2020-07-01
25 | CHP Cogeneration Type 2 | The simultaneous generation of usable heat and power (usually electricity) in a single process, thereby leading to reductions in the amount of wasted heat. | Added as part of DCP 350 changes. This indicates whether the Resource & Technology / Plant Type 2 is part of a CHP process. This is set up as a drop down list. | 2020-07-01
26 | Storage Duration Type 2 | Divide the storage capacity (MWh) by the installed capacity (MW) and round it down to the nearest 0.5 (half-hour). If the value is less than 0.5 before rounding, it could be rounded to 0.5 hours so that it is not zero. | Added as part of DCP 350 changes. | 2020-07-01
27 | Resource Type 2 - Installed Capacity (MW) | This is the installed capacity of the "Resource Type 2" expressed in MW. | Added as part of DCP 350 changes. This figure corresponds to the installed capacity of the "Resource Type 2" at the site. Where the capacity of this "Resource Type" is not explicitly known, this field is shown as "Data Not Available". Where the installed capacity is recorded by the network company only as a MVA figure, this is converted to MW using a conversion factor of 1.05. (I.e. 1MW converts to 1.05MVA.) | 2020-07-01
28 | Resource Type 2 - Installed Capacity (MVA) | This is the installed capacity of the "Resource Type 2" expressed in MVA. | This figure corresponds to the installed capacity of the "Resource Type 2" at the site. Where the capacity of this "Resource Type" is not explicitly known, this field is shown as "Data Not Available". Where the installed capacity is recorded by the network company only as a MW figure, this is converted to MVA using a conversion factor of 0.95. (I.e. 1MW converts to 1.05MVA.) | 2020-01-01
29 | Resource Type 3 | Where there is more than one plant type at a site, the "Resource Type 2" and "Resource Type 3" fields would be used to show the resource types additional to the "Primary Resource Type". Meaning any of the below resource types used by technology in the production of electricity: Fossil Gas, Fossil coal gas, Fossil oil, Fossil oil shale, Fossil peat, Fossil brown coal/lignite, Fossil hard coal, Fossil (to be confirmed), Nuclear, Interconnector, Hydrogen, Solar, Wind, Hydro run of river, Hydro reservoir (not pumped), Hydro (to be confirmed), Marine, Geothermal, Biomass, Waste, Biofuel landfill gas, Biofuel sewage gas, Biofuel biogas from anaerobic digestion (excluding landfill & sewage), Biofuel other, Advanced fuel gasification or pyrolysis, Storage battery, Storage pumped, Storage other, Other, Data not available. Flexible Demand is indicated as a resource type. | In most cases, there will be a single resource type at the site and this will be shown in the "Primary Resource Type" field. In some cases there may be more than one resource type at a site and these are shown in the Resource Type 2 and Resource Type 3 fields. This is set up as a drop down list. | 2020-01-01
30 | Technology / Plant Type 3 | Meaning any of the below types technologies that export electricity onto a distribution network: Steam turbine (thermal power plant), Steam-gas turbine (CCGT), Gas turbine (OCGT), Onshore wind turbines, Offshore wind turbines, Photovoltaic, Engine (combustion / reciprocating), Hydro power system, Tidal lagoons, Tidal stream devices, Wave devices, Geothermal power plant, Battery, Compressed air system, Liquid air system, Other, Data not available. | Added as part of DCP 350 changes. This is the technology / plant type associated with the Resource Type 3. This is set up as a drop down list. | 2020-07-01
31 | CHP Cogeneration Type 3 | The simultaneous generation of usable heat and power (usually electricity) in a single process, thereby leading to reductions in the amount of wasted heat. | Added as part of DCP 350 changes. This indicates whether the Resource & Technology / Plant Type 3 is part of a CHP process. This is set up as a drop down list. | 2020-07-01
32 | Storage Duration Type 3 | Divide the storage capacity (MWh) by the installed capacity (MW) and round it down to the nearest 0.5 (half-hour). If the value is less than 0.5 before rounding, it could be rounded to 0.5 hours so that it is not zero. | Added as part of DCP 350 changes. | 2020-07-01
33 | Resource Type 3 - Installed Capacity (MW) | This is the installed capacity of the "Resource Type 3" expressed in MW. | Added as part of DCP 350 changes. This figure corresponds to the installed capacity of the "Resource Type 3" at the site. Where the capacity of this "Resource Type" is not explicitly known, this field is shown as "Data Not Available". Where the installed capacity is recorded by the network company only as a MVA figure, this is converted to MW using a conversion factor of 1.05. (I.e. 1MW converts to 1.05MVA.) | 2020-07-01
34 | Resource Type 3 - Installed Capacity (MVA) | This is the installed capacity of the "Resource Type 3" expressed in MVA. | This figure corresponds to the installed capacity of the "Resource Type 3" at the site. Where the capacity of this "Resource Type" is not explicitly known, this field is shown as "Data Not Available". Where the installed capacity is recorded by the network company only as a MW figure, this is converted to MVA using a conversion factor of 0.95. (I.e. 1MW converts to 1.05MVA.) | 2020-01-01
35 | Flexible Connection (Yes/No) | Is the connection contingent on a flexible connection arrangement during normal operating arrangements such as Active Network Management (ANM)? Note - This field has been amended in September 2020 to provide a wider view of DER with flexible connection arrangements. | This is a Yes/No selection to identify if, or if not, a managed connection arrangement is in place. To identify a "Flexible Connection", the the definition for "Flexible Connections" from the Terms and Definitions document published by the ENA Open Networks project is used. Going forward, the type of managed arrangement might be included. This is set up as a drop down list (Yes/No). Note - This field has been amended in September 2020 to provide a wider view of DER with flexible connection arrangements. | 2020-09-01
36 | Connection Status | "Connected" or "Accepted to Connect"? | Indicates whether the resource is already connected or accepted to connect. This is set up as a drop down list. | 2020-01-01
37 | Last Updated | Date on which item was last updated in the register. | Added as part of DCP 350 changes. For the first release of Embedded Capacity Register (ECR), this date would correspond to the ECR publication date for all resource entries. When resource entries are subsequently updated, the date would be updated to either the date on which the relevant data item changed, or the publication of the ECR first showing the change. | 2020-07-01
| ALREADY CONNECTED | This section is completed for all Customer Sites with an installed capacity of 1MW or greater which are already connected to the Distribution Network. This includes generators and storage but only those demand sites which are providing services.
| Field Tag | Field Descriptor | Further Explanation | Register Version
38 | Installed Generation Capacity (MVA) | This is the total installed capacity of generation which is connected at each Customer Site expressed in MVA. | This field is only completed for sites with generation. The capacity is given in MVA. If the installed capacity is recorded by the network company only as a MW figure, this is converted to MVA using a conversion factor of 0.95. (I.e. 1MW converts to 1.05MVA.) Where there are more than 1 resource type at a site, the "Installed Generation Capacity" is the sum of the capacities of these resource types. | 2020-01-01
39 | Export Capacity (MW) | This is the total MW export capacity permitted as per the connection agreement. | This field applies to sites with generation and storage facilities. If the export capacity is recorded by the network company only as a MVA figure, this is converted to MW using a conversion factor of 0.95. (I.e. 1MVA converts to 0.95MW.) | 2020-01-01
40 | Export Capacity (MVA) | This is the total MVA export capacity permitted as per the connection agreement. | This field applies to sites with generation and storage facilities. If the export capacity is recorded by the network company only as a MW figure, this is converted to MVA using a conversion factor of 0.95. (I.e. 1MW converts to 1.05MVA.) | 2020-01-01
41 | Import Capacity (MW) | This is the total MW import capacity permitted as per the connection agreement. | This field largely applies to sites with flexible demand and storage facilities. If the import capacity is recorded by the network company only as a MVA figure, this is converted to MW using a conversion factor of 0.95. (I.e. 1MVA coverts to 0.95MW.) For generator sites where the demand is relatively small to meet auxiliary site supplies, a MW figure is not given. Instead, "AUX" is inserted. | 2020-01-01
42 | Import Capacity (MVA) | This is the total MVA export capacity permitted as per the connection agreement. | This field largely applies to sites with flexible demand and storage facilities. If the import capacity is recorded by the network company only as a MW figure, this is converted to MVA using a conversion factor of 0.95. (I.e. 1MW converts to 1.05MVA.) For generator sites where the demand is relatively small to meet auxiliary site supplies, a MVA figure is not given. Instead, "AUX" is inserted. | 2020-01-01
43 | Date Connected | Date Project connected to network and energised. | This is the date the resource was connected and energised. Where there have been additions to the capacity at the site, this date reflects the date of the most recent change. | 2020-01-01
| ACCEPTED TO CONNECT | This section is completed for all Customer Sites with an installed capacity of 1MW or greater who have contracted (agreed) to connect to the Distribution Network. This includes generators and storage but only those demand sites which are providing services.
| Field Tag | Field Descriptor | Further Explanation | Register Version
44 | Accepted to Connect Generation Capacity (MVA) | This is the total additional generation that is accepted to connect at the site expressed in MVA. | This field is only completed for sites where additional generation is accepted to connect. The capacity is given in MVA. If the additional generation to be installed is recorded by the network company only as a MW figure, this is converted to MVA using a conversion factor of 0.95. (I.e. 1MW coverts to 1.05MVA.) | 2020-01-01
45 | Export Capacity (MW) | This is the total additional MW export capacity permitted as per the connection agreement. | This field applies to sites with generation and storage facilities. If the additional export capacity is recorded by the network company only as a MVA figure, this is converted to MW using a conversion factor of 0.95. (I.e. 1MVA converts to 0.95MW.) | 2020-01-01
46 | Export Capacity (MVA) | This is the total additional MVA export capacity permitted as per the connection agreement. | This field applies to sites with generation and storage facilities. If the additional export capacity is recorded by the network company only as a MW figure, this is converted to MVA using a conversion factor of 0.95. (I.e. 1MW converts to 1.05MVA.) | 2020-01-01
47 | Import Capacity (MW) | This is the total additional MW import capacity permitted as per the connection agreement. | This field applies to sites with flexible demand and storage facilities. If the additional import capacity is recorded by the network company only as a MVA figure, this is converted to MW using a conversion factor of 0.95. (I.e. 1MVA coverts to 0.95MW.) | 2020-01-01
48 | Import Capacity (MVA) | This is the total additional MVA import capacity permitted as per the connection agreement. | This field applies to sites with flexible demand and storage facilities. If the additional import capacity is recorded by the network company only as a MW figure, this is converted to MVA using a conversion factor of 0.95. (I.e. 1MW converts to 1.05MVA.) | 2020-01-01
49 | Date Accepted | Date customer contracted with GBSO/DNO/IDNO. | This refers to the date when the customer accepted their Connection Offer with the host network company. | 2020-01-01
50 | Target Energisation Date | Estimated date of energisation. This date is likely to change to reflect the latest date notified by customers. | This is the agreed or expected date for energisation of the customer facilities. For distribution connections, the date is likely to be a latest estimate based on the progress of the customer's project. The date is liable to change to reflect to latest date notified by customers. | 2020-01-01
| PROVIDING SERVICES | This section is completed for all customers with an installed capacity of 1MW or greater which are providing services to DNOs, the ESO or the TO.
Ref | Field Tag | Field Descriptor | Further Explanation | Register Version
51 | Distribution Service Provider (Y/N) | Does the resource provide services to a DNO? | This is set up as a drop down list. | 2020-01-01
52 | Transmission Service Provider (Y/N) | Does the resource provide services to the ESO or a TO? | This is set up as a drop down list. | 2020-01-01
53 | Reference | A unique reference to link to the Providing Services tab. | This is a reference used to identify the resource in the Providing Services tab. | 2020-01-01
| ACCEPTED TO CONNECT | This section should be completed for all customers of 1MW or more in size that have agreements in place to connect to the network. Include generators, storage but only those demand sites that are providing services.
| Field Tag | Field Descriptor | Further Explanation | SWRR Version
54 | In a Connection Queue (Y/N) | This field indicates whether the the "Accepted to Connect" resource is part of a connection queue. | This is set up as a drop down list (Yes/No). | 2020-09-01
55 | Distribution Reinforcement Reference | Unique reference to relevant distribution reinforcement required for connection. The provision of sole-use distribution assets are not included. | This is an internal reference (or references) to distribution and transmission reinforcements that may be required. Further reinforcement information is captured separately in the register. The unique references would indicate whether the reinforcement was distribution or transmission, the network company & area, and a number. Examples are "D_WPD_SW_02769" or "T_SPT_01642". For distribution reinforcements, the provision of sole-use assets are not included. | 2020-07-01
56 | Transmission Reinforcement Reference | Unique reference to relevant transmission reinforcement required for connection. | This is an internal reference (or references) to distribution and transmission reinforcements that may be required. Further reinforcement information is captured separately in the register. The unique references would indicate whether the reinforcement was distribution or transmission, the network company & area, and a number. Examples are "D_WPD_SW_02769" or "T_SPT_01642". | 2020-07-01
| NETWORK REINFORCEMENT | This section should be completed for all customers of 1MW or more in size that have agreements in place to connect to the network and where the connection is contingent on the completion of network reinforcement. Include generators, storage but only those demand sites that are providing services. For Distribution, only network reinforcements at HV and above voltages should be included.
Ref | Field Tag | Field Descriptor | Further Explanation | SWRR Version
NR1 | Distribution (or Transmission) Reinforcement Reference | This is a cross-reference from the DER Template. It is a unique reference to relevant distribution (or transmission) reinforcement required for connection. The provision of sole-use distribution assets are not included. | This is an internal reference (or references) to distribution and transmission reinforcements that may be required. This should cross reference to fields 55 and 56 from the DER Template. | 2020-07-01
NR2 | Works Reference | Reinforcement Reference Number. | This is a unique reference used by the network company to identify the reinforcement. | 2020-07-01
NR3 | Works Description | Reinforcement Title/Summary Description. | This would be limited to a fixed number of characters. It is anticipated that this information would be replicated from existing information elsewhere in network company systems. This field is limited to 1000 characters. | 2020-07-01
NR4 | Works Completion Date | Planned Completion Date of Works. |  | 2020-07-01
NR5 | Reinforcement Driver | Is reinforcement classed as "general reinforcement" or "connections driven"? Note - it is expected that all reinforcement, "connections driven" or "general reinforcement", that is needed to connect the generator will be included. Additional "general reinforcement" may be included in this part of the register to provide a fuller picture on ongoing distribution reinforcement. | This is either"general reinforcement" or "connections driven" and is set up as a drop-down selection. The provision of sole-use distribution assets are not included. Note - it is expected that all reinforcement, "connections driven" or "general reinforcement", that is needed to connect the generator will be included. Additional "general reinforcement" may be included in this part of the register to provide a fuller picture on ongoing distribution reinforcement. | 2020-07-01
NR6 | Reinforcement Type | Is reinforcement to enable increased thermal ratings, increased fault levels etc? | This would be a drop down list of key categories. Suggested categories are: "thermal uprating", "voltage reinforcement", "short circuit uprating", "condition based replacement", "harmonics related" or "other". The provision of sole-use distribution assets are not included. This is set up as a drop down list. | 2020-07-01
NR7 | Licence Area | Licence area where works will be delivered. | This is set up as a drop down list. | 2020-07-01
| PROVIDING SERVICES | This section is completed for all customers with an installed capacity of 1MW or greater which are providing services to DNOs. Information should also be provided for assets sized at less than 1MW by aggregating those assets that are providing a particular service.
Ref | Field Tag | Field Descriptor | Further Explanation | Register Version
NS1 | Asset Reference | This relates to the "Reference" column in the "Providing Services" section within the DNO_Connections Worksheet. This indicates individual assets with an installed capacity of 1MW or greater that are providing services. | This identifies the specific resource that is providing a service. It is a cross-reference from Ref 53 on the main DER Template. If the entry relates to assets of less than 1MW that are providing the service, this field is left blank. | 2020-01-01
NS2 | Aggregated Service | Are resources being aggregated to provide this part of the service? | This field is being used to indicate whether this row relates to an aggregated contribution from assets that are less than 1MW. This is set up as a drop down list (Yes/No). | 2020-01-01
NS3 | Service Identifier | This field identifies the particular network company service area. | This field is left to the discretion of the network company to identify a reference to a service. For example, it could be a particular Constraint Managed Zone identifier. | 2020-01-01
NS4 | Grid Supply Point | This is the Grid Supply Point that is linked electrically with the resource (or to the aggregated group of resources). | For assets of 1MW or greater, this would be same as Ref 3 in the in the main DER template. For resources less than 1MW that are being aggregated and that don’t appear in the General Data section of the register, this is the GSP that is electrically closest to the aggregated resources. This field provides a high level locational reference. | 2020-01-01
NS5 | Type of Service | The type of service being provided. | For services to DNOs, the 4 ENA service types are used. | 2020-01-01
NS6 | MW Provided | This is the capacity of service provided expressed in MW. | This is the amount of service that is contracted. | 2020-01-01
NS7 | Contract End Date | End date of ongoing contract. | This is the end-date of the ongoing contract. | 2020-01-01
NS8 | Exclusivity | Does contract require customer site to limit provision of services to other parties? | This indicates whether the terms of service provision mean that the resource(s) are precluded from providing other services. This is set up as a drop down list (Yes/No). | 2020-01-01