## Content
SP MANWEB FUTURE ENERGY SCENARIOS
Data workbook December 2022 | Our Distribution Future Energy Scenarios (DFES) are geographically granular forecasts which assess four credible future scenarios covering a range of uncertainties, including differing levels of consumer ambition, policy support, economic growth and technology development. This workbook contains detailed tabular outputs relating to our December 2022 DFES. The main and summary DFES reports can be found in our website and in the links below. The 2021 starting year values within this document refer broadly to December 2021, this provides consistency with ESO FES 2022. This is most closely aligned with the regulatory reporting year April 2021 to March 2022.
DFES documents | www.spenergynetworks.co.uk/dfes
Scenario Overview | SPM Falling Short (FS) | Progress is made on decarbonisation compared to the present day, however it is slower than in the other scenarios.
| SPM Consumer Transformation (CT) | The 2050 Net Zero target is met with measures that have a greater impact on consumers and is driven by greater levels of consumer engagement in the energy transition.
| SPM System Transformation (ST) | The 2050 Net Zero target is met following a pathway that has the least consumer impact to do so. This scenario includes a high use of hydrogen for heating and other energy demands.
| SPM Leading the Way (LW) | Rapid decarbonisation with high levels of investment in world-leading decarbonisation technologies. Consumers are highly engaged in acting to reduce and manage their own energy consumption.
| SPM Baseline View Scenario (BV) | Our baseline scenario tracks marginally above the bottom of the Net Zero compliant range, which incorporates Committee on Climate Change 6th Carbon Budget scenarios. This is intentional. By basing our investment plan on EV and heat pump uptake at the lower end of Net Zero compliant forecasts, we’re confident that we are only asking for the minimum investment needed to enable Net Zero, as actual EV and heat pump levels are unlikely to be lower than this baseline scenario. Where actual levels are higher than this baseline scenario, we will use uncertainty mechanisms to address the difference.
| Tab | Contents
Demand | Peak demand | Winter maximum demand data by primary substation and GSP
| Peak demand breakdown | Winter maximum demand data, broken down by element
| Peak demand (no flex) | Winter maximum demand data without flexibility, by primary substation and GSP
| Peak demand breakdown (no flex) | Winter maximum demand data without flexibility, broken down by element
| Total electric vehicles | Total volumes of electric vehicles by primary substation and GSP
| Residential electric vehicles | Total volumes of residential electric vehicles by primary substation and GSP
| Heat pumps | Total volumes of electric vehicles by primary substation and GSP
| Volumes by local authority | Total volumes of electric vehicles and heat pumps by local authority
Generation | Generation and storage capacity | Total generation capacity by primary substation and GSP
| Generation breakdown | Generation capacity broken down by technology type
| Wind | Wind generation capacity by primary substation and GSP
| Solar | Solar PV generation capacity by primary substation and GSP
| Storage | Electricity storage capacity by primary substation and GSP

## Peak demand
Return to Contents | Peak demand (MW) with flexibility, no V2G | FS | FS | FS | FS | FS | FS | FS | FS | FS | FS | FS | FS | FS | FS | FS | FS | FS | FS | FS | FS | FS | FS | FS | FS | FS | FS | FS | FS | FS | FS | CT | CT | CT | CT | CT | CT | CT | CT | CT | CT | CT | CT | CT | CT | CT | CT | CT | CT | CT | CT | CT | CT | CT | CT | CT | CT | CT | CT | CT | CT | ST | ST | ST | ST | ST | ST | ST | ST | ST | ST | ST | ST | ST | ST | ST | ST | ST | ST | ST | ST | ST | ST | ST | ST | ST | ST | ST | ST | ST | ST | LW | LW | LW | LW | LW | LW | LW | LW | LW | LW | LW | LW | LW | LW | LW | LW | LW | LW | LW | LW | LW | LW | LW | LW | LW | LW | LW | LW | LW | LW | BV | BV | BV | BV | BV | BV | BV | BV | BV | BV | BV | BV | BV | BV | BV | BV | BV | BV | BV | BV | BV | BV | BV | BV | BV | BV | BV | BV | BV | BV
|  | 2021 | 2022 | 2023 | 2024 | 2025 | 2026 | 2027 | 2028 | 2029 | 2030 | 2031 | 2032 | 2033 | 2034 | 2035 | 2036 | 2037 | 2038 | 2039 | 2040 | 2041 | 2042 | 2043 | 2044 | 2045 | 2046 | 2047 | 2048 | 2049 | 2050 | 2021 | 2022 | 2023 | 2024 | 2025 | 2026 | 2027 | 2028 | 2029 | 2030 | 2031 | 2032 | 2033 | 2034 | 2035 | 2036 | 2037 | 2038 | 2039 | 2040 | 2041 | 2042 | 2043 | 2044 | 2045 | 2046 | 2047 | 2048 | 2049 | 2050 | 2021 | 2022 | 2023 | 2024 | 2025 | 2026 | 2027 | 2028 | 2029 | 2030 | 2031 | 2032 | 2033 | 2034 | 2035 | 2036 | 2037 | 2038 | 2039 | 2040 | 2041 | 2042 | 2043 | 2044 | 2045 | 2046 | 2047 | 2048 | 2049 | 2050 | 2021 | 2022 | 2023 | 2024 | 2025 | 2026 | 2027 | 2028 | 2029 | 2030 | 2031 | 2032 | 2033 | 2034 | 2035 | 2036 | 2037 | 2038 | 2039 | 2040 | 2041 | 2042 | 2043 | 2044 | 2045 | 2046 | 2047 | 2048 | 2049 | 2050 | 2021 | 2022 | 2023 | 2024 | 2025 | 2026 | 2027 | 2028 | 2029 | 2030 | 2031 | 2032 | 2033 | 2034 | 2035 | 2036 | 2037 | 2038 | 2039 | 2040 | 2041 | 2042 | 2043 | 2044 | 2045 | 2046 | 2047 | 2048 | 2049 | 2050
PSS | ABERDYFI T1 | 2.3782 | 2.8641 | 2.8904 | 2.9338 | 2.9884 | 3.0445 | 3.1182 | 3.2311 | 3.3312 | 3.4564 | 3.5674 | 3.7241 | 3.8848 | 4.0615 | 4.2424 | 4.4814 | 4.7719 | 5.0625 | 5.3822 | 5.677 | 5.9351 | 6.1747 | 6.3857 | 6.4937 | 6.5253 | 6.4897 | 6.4057 | 6.3196 | 6.1464 | 6.0602 | 2.3782 | 2.7197 | 2.7708 | 2.8646 | 3.0304 | 3.2091 | 3.423 | 3.6815 | 3.9273 | 4.2174 | 4.4841 | 4.7285 | 4.9666 | 5.1467 | 5.2013 | 5.2258 | 5.2708 | 5.2799 | 5.4075 | 5.4274 | 5.4257 | 5.4854 | 5.5815 | 5.6639 | 5.8751 | 5.6914 | 5.6495 | 5.6263 | 5.5946 | 5.6047 | 2.3782 | 2.781 | 2.7832 | 2.8217 | 2.9024 | 2.9947 | 3.1485 | 3.3523 | 3.5921 | 3.8686 | 4.1125 | 4.3425 | 4.5878 | 4.796 | 4.9251 | 5.0146 | 5.0957 | 5.1167 | 5.1301 | 5.0869 | 5.0333 | 4.997 | 4.971 | 4.9197 | 4.83 | 4.7637 | 4.6731 | 4.5999 | 4.5051 | 4.4637 | 2.3782 | 2.6465 | 2.6428 | 2.6947 | 2.8532 | 3.081 | 3.3337 | 3.6589 | 4.004 | 4.4938 | 4.8999 | 5.2525 | 5.5652 | 5.8742 | 6.0122 | 6.1666 | 6.3473 | 6.4701 | 6.5387 | 6.4233 | 6.2977 | 6.1728 | 6.0043 | 5.8004 | 5.5121 | 5.2488 | 4.9905 | 4.7383 | 4.4523 | 4.2179 | 2.3782 | 2.6984 | 2.6868 | 2.7313 | 2.8838 | 3.0808 | 3.3285 | 3.5952 | 3.8543 | 4.2404 | 4.547 | 4.7837 | 5.0442 | 5.2724 | 5.4234 | 5.5479 | 5.6892 | 5.792 | 5.9464 | 6.0136 | 6.0282 | 6.0763 | 6.1313 | 6.1641 | 6.2547 | 6.0601 | 6.0018 | 5.9672 | 5.9017 | 5.8805
PSS | ABERGELE T1 / PENSARN T1 | 8.0522 | 8.6245 | 8.6887 | 8.8122 | 8.9566 | 9.2047 | 9.4813 | 9.9838 | 10.4864 | 10.9889 | 11.4915 | 11.9669 | 12.4989 | 13.0927 | 13.7131 | 14.5309 | 15.5199 | 16.5297 | 17.5972 | 18.6595 | 19.6712 | 20.6995 | 21.7101 | 22.4781 | 22.9667 | 23.328 | 23.5915 | 23.8072 | 23.823 | 24.0552 | 8.0522 | 7.8969 | 7.902 | 8.0439 | 8.3141 | 8.8205 | 9.384 | 9.6039 | 9.8239 | 10.0438 | 10.2637 | 10.4837 | 10.7036 | 10.9236 | 11.1435 | 11.3635 | 11.5834 | 11.8033 | 12.0233 | 12.2432 | 12.4632 | 12.6831 | 12.9031 | 13.123 | 13.343 | 13.5629 | 13.7828 | 14.0028 | 14.2227 | 15.7623 | 8.0522 | 8.2713 | 8.3737 | 8.5883 | 8.8138 | 9.1232 | 9.5143 | 9.871 | 10.2276 | 10.5843 | 10.941 | 11.2976 | 11.6543 | 12.0109 | 12.3676 | 12.7243 | 13.0809 | 13.4376 | 13.7943 | 14.1509 | 14.5076 | 14.8642 | 15.2209 | 15.5776 | 15.9342 | 16.2909 | 16.6475 | 17.0042 | 17.3609 | 19.8575 | 8.0522 | 7.7074 | 7.6914 | 7.8231 | 8.1357 | 8.6275 | 9.1236 | 9.2677 | 9.4119 | 9.5561 | 9.7003 | 9.8445 | 9.9886 | 10.1328 | 10.277 | 10.4212 | 10.5654 | 10.7095 | 10.8537 | 10.9979 | 11.1421 | 11.2863 | 11.4304 | 11.5746 | 11.7188 | 11.863 | 12.0072 | 12.1513 | 12.2955 | 13.3048 | 8.0522 | 8.1652 | 8.1334 | 8.357 | 8.9011 | 9.7293 | 10.6479 | 11.0993 | 11.5506 | 12.002 | 12.4534 | 12.9048 | 13.3561 | 13.8075 | 14.2589 | 14.7103 | 15.1617 | 15.613 | 16.0644 | 16.5158 | 16.9672 | 17.4185 | 17.8699 | 18.3213 | 18.7727 | 19.224 | 19.6754 | 20.1268 | 20.5782 | 23.7378
PSS | ABERSOCH T1 | 2.7135 | 2.9855 | 3.0348 | 3.0969 | 3.168 | 3.3735 | 3.5888 | 3.8502 | 4.112 | 4.4111 | 4.6851 | 4.9891 | 5.3088 | 5.6588 | 5.9891 | 6.4863 | 7.0845 | 7.7214 | 8.417 | 9.0681 | 9.6752 | 10.3407 | 10.9943 | 11.5603 | 11.9341 | 12.1569 | 12.4501 | 12.7579 | 12.9772 | 13.2984 | 2.7135 | 2.6664 | 2.7102 | 2.8206 | 3.0123 | 3.2216 | 3.4719 | 3.785 | 4.0554 | 4.3655 | 4.6316 | 4.9399 | 5.1832 | 5.4008 | 5.5136 | 5.5912 | 5.738 | 5.8183 | 6.0178 | 6.0866 | 6.1683 | 6.3156 | 6.5552 | 6.7102 | 6.7174 | 6.6195 | 6.673 | 6.7581 | 6.7818 | 6.9208 | 2.7135 | 2.8664 | 3.0266 | 3.2328 | 3.4575 | 3.7083 | 4.033 | 4.413 | 4.8233 | 5.1822 | 5.5566 | 6.0834 | 6.6169 | 7.164 | 7.5424 | 7.8754 | 8.4566 | 8.9376 | 9.3682 | 9.609 | 9.803 | 9.9411 | 10.0741 | 10.2087 | 10.2159 | 10.3141 | 10.4345 | 10.6184 | 10.8047 | 11.076 | 2.7135 | 2.6381 | 2.7095 | 2.833 | 3.0547 | 3.3438 | 3.6685 | 4.0845 | 4.5657 | 5.1234 | 5.6543 | 6.213 | 6.7812 | 7.3431 | 7.7102 | 8.0311 | 8.4348 | 8.7659 | 9.0214 | 9.0312 | 9.0161 | 9.0399 | 9.02 | 8.9201 | 8.5896 | 8.2272 | 7.9543 | 7.7071 | 7.419 | 7.2075 | 2.7135 | 2.8319 | 2.8246 | 2.9765 | 3.2838 | 3.749 | 4.2404 | 4.7675 | 5.3431 | 6.1066 | 6.7598 | 7.3733 | 7.8165 | 8.3438 | 8.7848 | 9.1684 | 9.6924 | 10.2078 | 10.5457 | 10.7731 | 10.9458 | 11.073 | 11.3245 | 11.5033 | 10.805 | 10.3459 | 10.3233 | 10.344 | 10.3017 | 10.3781
PSS | ABERYSTWYTH T1 / NORTH RD T1 / PARC-Y-LLYN T1 / PARC-Y-LLYN T2 / U C WALES T1 | 18.3531 | 18.6645 | 18.815 | 19.0836 | 19.2784 | 19.492 | 19.7427 | 20.1327 | 20.4111 | 20.9677 | 21.3136 | 21.9589 | 22.6129 | 23.3398 | 24.1681 | 25.1803 | 26.7219 | 28.3023 | 30.1012 | 31.6772 | 33.1821 | 34.675 | 36.1346 | 37.1321 | 37.6707 | 37.961 | 37.9044 | 37.6778 | 37.0084 | 36.7372 | 18.3531 | 17.806 | 17.9794 | 18.3995 | 18.8863 | 19.497 | 20.2467 | 21.3501 | 22.2723 | 23.4026 | 24.4604 | 25.8157 | 27.4658 | 28.9175 | 30.0317 | 30.9973 | 32.1922 | 32.9617 | 34.301 | 34.795 | 34.9958 | 35.4741 | 36.2724 | 36.8106 | 38.0534 | 37.1333 | 36.8856 | 36.7814 | 36.6399 | 36.782 | 18.3531 | 18.2275 | 18.1564 | 18.2848 | 18.3895 | 18.6375 | 19.0791 | 19.8315 | 20.5857 | 21.3729 | 22.1445 | 23.1839 | 24.3979 | 25.5377 | 26.6492 | 27.6325 | 29.0343 | 30.1209 | 30.9674 | 31.0208 | 31.0006 | 31.0173 | 31.0902 | 30.8975 | 30.4669 | 30.0129 | 29.5289 | 29.0559 | 28.475 | 28.2276 | 18.3531 | 17.4803 | 17.3227 | 17.4696 | 17.8605 | 18.5661 | 19.455 | 20.7406 | 22.0084 | 23.837 | 25.6179 | 27.8336 | 30.273 | 32.8309 | 34.9257 | 36.6866 | 38.6616 | 40.176 | 41.1682 | 40.9094 | 40.5001 | 39.9908 | 39.2929 | 38.2805 | 36.7937 | 35.4435 | 34.0982 | 32.8433 | 31.2751 | 30.08 | 18.3531 | 18.0881 | 17.9944 | 18.1906 | 18.7246 | 19.5439 | 20.5763 | 21.8444 | 23.0565 | 24.6766 | 26.0953 | 27.539 | 29.3013 | 30.9539 | 32.4467 | 33.8003 | 35.6346 | 37.1386 | 38.7623 | 39.3739 | 39.5923 | 39.9471 | 40.4082 | 40.6674 | 41.085 | 39.936 | 39.605 | 39.3938 | 39.0326 | 38.9646
PSS | ACER AVE T1 | 7.2445 | 8.3517 | 8.7427 | 8.8231 | 8.9276 | 8.9424 | 9.0029 | 9.1767 | 9.3504 | 9.5242 | 9.6979 | 9.8717 | 10.0454 | 10.2192 | 10.3929 | 10.5667 | 10.7404 | 11.5662 | 12.0637 | 12.5632 | 13.0285 | 13.4385 | 13.83 | 14.0761 | 14.1756 | 14.29 | 14.2664 | 14.2139 | 14.0613 | 14.0417 | 7.2445 | 7.5522 | 7.9898 | 8.1737 | 8.4275 | 8.8657 | 9.3826 | 9.611 | 9.8395 | 10.0679 | 11.0643 | 11.7333 | 12.5543 | 13.23 | 13.678 | 13.8834 | 14.3546 | 14.7002 | 15.2515 | 15.4741 | 15.5563 | 15.9679 | 16.478 | 16.9498 | 17.4685 | 16.6188 | 16.4102 | 16.2281 | 16.1033 | 16.0075 | 7.2445 | 7.9341 | 8.2851 | 8.3414 | 8.4527 | 8.5295 | 8.6865 | 8.8371 | 8.9878 | 9.1384 | 9.2891 | 9.4397 | 10.1684 | 10.7655 | 11.408 | 11.8673 | 12.4889 | 12.9756 | 13.3509 | 13.5435 | 13.6484 | 13.8023 | 13.9568 | 13.9492 | 13.8491 | 13.7255 | 13.5883 | 13.424 | 13.1969 | 13.0553 | 7.2445 | 7.1802 | 7.4592 | 7.483 | 7.6407 | 7.9261 | 8.2439 | 8.2554 | 8.2669 | 8.2783 | 9.1696 | 9.713 | 10.2451 | 10.6951 | 11.0861 | 11.46 | 11.7923 | 12.0259 | 12.1744 | 12.036 | 11.8473 | 11.6559 | 11.4301 | 11.1017 | 10.6729 | 10.2504 | 9.8587 | 9.4629 | 8.9851 | 8.5766 | 7.2445 | 7.7279 | 8.1018 | 8.2573 | 8.6618 | 9.1838 | 9.8413 | 10.244 | 10.6467 | 11.0495 | 12.5042 | 13.4665 | 14.6727 | 15.8147 | 16.8003 | 17.5501 | 18.5292 | 19.3862 | 20.138 | 20.5802 | 20.7444 | 21.1671 | 21.5492 | 21.8851 | 22.4757 | 21.7965 | 21.7295 | 21.6717 | 21.5706 | 21.5207
PSS | ACORNFIELD RD T1 / DICKINSONS T1 / HAMMOND RD T1 / KODAK T1 | 15.8097 | 14.1532 | 14.3087 | 14.566 | 14.7251 | 14.859 | 14.9919 | 15.1703 | 15.1689 | 15.4151 | 15.4256 | 15.6236 | 15.7979 | 15.9056 | 16.086 | 16.1822 | 16.4473 | 16.5962 | 16.8001 | 16.9565 | 17.1205 | 17.245 | 17.4823 | 17.4965 | 17.4147 | 17.367 | 17.1857 | 16.9293 | 16.6087 | 16.5307 | 15.8097 | 14.1893 | 14.0603 | 14.0181 | 13.8773 | 13.8263 | 13.8175 | 14.0741 | 14.1058 | 14.3006 | 14.456 | 14.9438 | 15.5409 | 16.1025 | 16.813 | 17.4753 | 18.2056 | 18.6779 | 19.0838 | 19.1771 | 19.2073 | 19.0775 | 18.9611 | 18.6471 | 18.2553 | 17.9783 | 17.6662 | 17.2957 | 16.7964 | 16.56 | 15.8097 | 14.2011 | 14.2053 | 14.2795 | 14.237 | 14.2532 | 14.2809 | 14.44 | 14.3422 | 14.3872 | 14.364 | 14.5333 | 14.7579 | 14.858 | 15.1021 | 15.277 | 15.5779 | 15.7572 | 15.932 | 15.8941 | 15.9043 | 15.8377 | 15.7804 | 15.5415 | 15.2254 | 14.951 | 14.5366 | 14.1502 | 13.6832 | 13.4216 | 15.8097 | 14.0624 | 13.8496 | 13.7824 | 13.7314 | 13.7643 | 13.8125 | 13.9694 | 13.9218 | 14.122 | 14.2067 | 14.5795 | 14.9924 | 15.3847 | 15.8924 | 16.1358 | 16.4635 | 16.6081 | 16.6107 | 16.2347 | 15.8379 | 15.366 | 14.9686 | 14.5432 | 14.0955 | 13.7576 | 13.3892 | 13.0265 | 12.5633 | 12.2973 | 15.8097 | 14.1928 | 14.1309 | 14.1471 | 14.0715 | 14.0629 | 14.0877 | 14.3013 | 14.2675 | 14.3971 | 14.4618 | 14.7798 | 15.1792 | 15.5001 | 15.9706 | 16.3847 | 16.9027 | 17.2336 | 17.5294 | 17.5629 | 17.592 | 17.5039 | 17.4258 | 17.1709 | 16.8356 | 16.5706 | 16.225 | 15.8669 | 15.4037 | 15.1749
PSS | ACTON T1 | 5.3617 | 5.3084 | 5.3273 | 5.3975 | 5.4503 | 5.4884 | 5.5343 | 5.6127 | 5.6503 | 5.7678 | 5.8501 | 6.0132 | 6.1712 | 6.3156 | 6.494 | 6.6825 | 6.9384 | 7.1606 | 7.387 | 7.5978 | 7.7668 | 7.9253 | 8.1379 | 8.275 | 8.3373 | 8.4004 | 8.4493 | 8.5117 | 8.5539 | 8.6797 | 5.3617 | 4.9766 | 5.0343 | 5.1723 | 5.3177 | 5.4559 | 5.6227 | 5.8801 | 6.0705 | 6.2723 | 6.4539 | 6.7268 | 7.0835 | 7.3684 | 7.6083 | 7.7671 | 8.0604 | 8.244 | 8.7043 | 8.9496 | 9.0754 | 9.3211 | 9.6401 | 9.8748 | 10.4485 | 10.1498 | 10.115 | 10.1209 | 10.1465 | 10.2283 | 5.3617 | 5.1454 | 5.1305 | 5.1453 | 5.1702 | 5.2101 | 5.296 | 5.4262 | 5.5325 | 5.6689 | 5.7944 | 5.9883 | 6.1966 | 6.3874 | 6.6112 | 6.7735 | 7.0652 | 7.2888 | 7.5183 | 7.6333 | 7.7046 | 7.8182 | 7.9394 | 7.9592 | 7.9093 | 7.8411 | 7.7506 | 7.6479 | 7.5435 | 7.4833 | 5.3617 | 4.8426 | 4.7935 | 4.8107 | 4.8649 | 5.0024 | 5.2057 | 5.4695 | 5.6955 | 5.9613 | 6.174 | 6.4769 | 6.7563 | 6.9895 | 7.1766 | 7.2147 | 7.4185 | 7.593 | 7.7733 | 7.7568 | 7.7439 | 7.7876 | 7.8468 | 7.8406 | 7.6966 | 7.5627 | 7.4835 | 7.3867 | 7.2806 | 7.1917 | 5.3617 | 5.0419 | 5.0097 | 5.0525 | 5.16 | 5.3513 | 5.5809 | 5.865 | 6.135 | 6.5138 | 6.8615 | 7.2387 | 7.699 | 8.1295 | 8.5414 | 8.877 | 9.2979 | 9.6428 | 10.1231 | 10.4227 | 10.5573 | 10.7622 | 10.967 | 11.067 | 11.2919 | 10.9202 | 10.8344 | 10.7688 | 10.6769 | 10.6256
PSS | AIGBURTH VALE T1 / IVY AVE T1 / MATHER AVE T1 / MOSSLEY HILL T1 / WAVERTREE T1 | 19.8417 | 24.3951 | 24.4121 | 24.5603 | 24.7223 | 24.8018 | 24.9747 | 25.3079 | 25.4858 | 26.022 | 26.3958 | 27.1488 | 27.886 | 28.6598 | 29.5814 | 30.5115 | 31.6892 | 32.7518 | 33.8982 | 34.9573 | 35.9415 | 36.8214 | 37.782 | 38.2917 | 38.4537 | 38.6201 | 38.5067 | 38.2865 | 37.858 | 37.8887 | 19.8417 | 22.1633 | 21.7471 | 21.6014 | 21.6255 | 21.9953 | 22.2772 | 22.9007 | 23.3293 | 24.1252 | 24.8353 | 25.7571 | 26.5452 | 27.0877 | 27.6373 | 27.9277 | 28.411 | 28.5509 | 28.8272 | 28.7601 | 28.5653 | 28.2591 | 28.0546 | 27.627 | 27.017 | 26.5137 | 25.9893 | 25.433 | 24.7606 | 24.3954 | 19.8417 | 23.1408 | 22.8934 | 22.839 | 22.834 | 22.9778 | 23.2055 | 23.7382 | 24.2216 | 24.7754 | 25.3674 | 26.358 | 27.452 | 28.5184 | 29.6789 | 30.7901 | 31.9329 | 32.7662 | 33.4089 | 33.6473 | 33.7981 | 33.7997 | 33.8352 | 33.4914 | 32.9813 | 32.5879 | 31.9876 | 31.3923 | 30.7331 | 30.345 | 19.8417 | 21.2264 | 20.6997 | 20.4524 | 20.4641 | 20.7905 | 21.1024 | 21.7444 | 22.2237 | 23.0911 | 23.8454 | 24.7886 | 25.6848 | 26.4227 | 27.1091 | 27.5505 | 28.05 | 28.3223 | 28.3944 | 27.8909 | 27.3077 | 26.5704 | 25.842 | 24.9206 | 23.8609 | 22.8762 | 21.8346 | 20.8214 | 19.605 | 18.6215 | 19.8417 | 22.7034 | 22.3361 | 22.2256 | 22.519 | 22.9909 | 23.5343 | 24.3163 | 24.9233 | 25.9004 | 26.7371 | 27.764 | 28.7478 | 29.6307 | 30.5703 | 31.4217 | 32.309 | 32.9063 | 33.3591 | 33.4569 | 33.4344 | 33.2974 | 33.2568 | 33.0341 | 32.4128 | 32.175 | 31.8768 | 31.5833 | 31.1663 | 31.0564
PSS | AINSDALE T1 / PINFOLD LA T1 | 6.2456 | 7.651 | 7.69 | 7.7939 | 7.9119 | 8.0476 | 8.2315 | 8.4875 | 8.7182 | 9.0111 | 9.2577 | 9.6277 | 10.0176 | 10.4301 | 10.868 | 11.392 | 12.0388 | 12.6653 | 13.3358 | 13.983 | 14.5812 | 15.1661 | 15.7324 | 16.1267 | 16.3346 | 16.4983 | 16.5746 | 16.6201 | 16.5483 | 16.6292 | 6.2456 | 7.0376 | 7.0411 | 7.159 | 7.3835 | 7.768 | 8.1814 | 8.7178 | 9.2047 | 9.7866 | 10.2893 | 10.859 | 11.4586 | 11.9087 | 12.2478 | 12.4339 | 12.7657 | 12.9639 | 13.2773 | 13.3518 | 13.3485 | 13.5124 | 13.6395 | 13.6667 | 13.0821 | 12.7055 | 12.5406 | 12.3891 | 12.1994 | 12.1302 | 6.2456 | 7.3349 | 7.3533 | 7.4552 | 7.61 | 7.782 | 8.0286 | 8.415 | 8.8129 | 9.1933 | 9.5826 | 10.1625 | 10.7782 | 11.3889 | 11.9711 | 12.5344 | 13.1631 | 13.6233 | 14.014 | 14.1886 | 14.3148 | 14.3934 | 14.4859 | 14.4446 | 14.3159 | 14.2218 | 14.1027 | 13.9936 | 13.8612 | 13.8295 | 6.2456 | 6.846 | 6.797 | 6.8775 | 7.1266 | 7.4926 | 7.8443 | 8.3512 | 8.8096 | 9.4176 | 9.9571 | 10.5739 | 11.1651 | 11.7057 | 12.1336 | 12.5138 | 12.8939 | 13.1659 | 13.3153 | 13.157 | 12.9462 | 12.7295 | 12.463 | 12.1084 | 11.6057 | 11.138 | 10.6846 | 10.2567 | 9.7178 | 9.2993 | 6.2456 | 7.0943 | 7.0673 | 7.1924 | 7.5738 | 8.0885 | 8.6969 | 9.3925 | 10.1039 | 11.0391 | 11.8667 | 12.7016 | 13.5786 | 14.4173 | 15.1733 | 15.8407 | 16.6107 | 17.2539 | 17.7564 | 18.025 | 18.1412 | 18.3538 | 18.4487 | 18.4559 | 17.5721 | 17.204 | 17.1454 | 17.0933 | 16.9768 | 16.9885
PSS | AINTREE LOCAL T1 / OLD ROAN T1 / WANGO LA T1 | 12.6488 | 13.3149 | 13.4813 | 13.7733 | 14.0124 | 14.1518 | 14.3716 | 14.6728 | 14.9187 | 15.3299 | 15.5484 | 15.9924 | 16.4637 | 16.9549 | 17.54 | 18.1132 | 18.9277 | 19.7382 | 20.6276 | 21.5241 | 22.4654 | 23.3272 | 24.1671 | 24.6904 | 24.9638 | 25.1537 | 25.0327 | 24.7904 | 24.2448 | 23.9687 | 12.6488 | 12.9483 | 12.9046 | 13.0297 | 13.2104 | 13.5809 | 13.919 | 14.5224 | 15.0279 | 15.7626 | 16.4558 | 17.362 | 18.2811 | 19.0988 | 19.9229 | 20.4911 | 21.1973 | 21.6073 | 22.0301 | 22.119 | 22.167 | 22.034 | 21.9964 | 21.7728 | 21.4527 | 21.2502 | 21.0144 | 20.7472 | 20.3524 | 20.1799 | 12.6488 | 13.1005 | 13.0835 | 13.1888 | 13.2646 | 13.4336 | 13.693 | 14.168 | 14.6459 | 15.1152 | 15.5964 | 16.3329 | 17.241 | 18.094 | 19.001 | 19.8419 | 20.7337 | 21.3756 | 21.7995 | 21.8822 | 21.9198 | 21.8394 | 21.7781 | 21.4969 | 21.1235 | 20.7984 | 20.3561 | 19.9491 | 19.4336 | 19.1394 | 12.6488 | 12.7208 | 12.6175 | 12.7019 | 12.9834 | 13.412 | 13.8401 | 14.5171 | 15.0979 | 16.0772 | 16.9887 | 18.2221 | 19.5998 | 21.0033 | 22.3013 | 23.3567 | 24.3991 | 25.113 | 25.486 | 25.2304 | 24.8371 | 24.2686 | 23.5909 | 22.7722 | 21.858 | 21.0265 | 20.1237 | 19.2721 | 18.1831 | 17.3709 | 12.6488 | 13.0598 | 13.0212 | 13.1332 | 13.469 | 13.8843 | 14.3851 | 15.0595 | 15.6473 | 16.4064 | 17.053 | 17.8504 | 18.7297 | 19.5355 | 20.3839 | 21.124 | 21.9336 | 22.4903 | 22.9193 | 23.0142 | 23.072 | 23.0013 | 23.0032 | 22.9074 | 22.6478 | 22.596 | 22.4591 | 22.349 | 22.1035 | 22.0992
PSS | AIRBUS T1 / BROUGHTON RETAIL PARK T1 / MIXALLOY T1 | 7.1302 | 7.3485 | 7.4161 | 7.556 | 7.6414 | 7.7393 | 7.8408 | 7.9904 | 8.0875 | 8.2842 | 8.3964 | 8.6079 | 8.8248 | 9.0331 | 9.2711 | 9.5172 | 9.862 | 10.1466 | 10.4519 | 10.7581 | 11.0154 | 11.2662 | 11.5466 | 11.7011 | 11.7639 | 11.8287 | 11.8171 | 11.7658 | 11.6814 | 11.7224 | 7.1302 | 7.146 | 7.1439 | 7.2011 | 7.2558 | 7.418 | 7.6346 | 8.0089 | 8.2643 | 8.6076 | 8.8982 | 9.335 | 9.8618 | 10.287 | 10.6866 | 11.0367 | 11.4663 | 11.7551 | 12.099 | 12.2259 | 12.277 | 12.3881 | 12.5481 | 12.6249 | 12.1052 | 11.7779 | 11.6115 | 11.432 | 11.2169 | 11.1111 | 7.1302 | 7.2673 | 7.2636 | 7.3252 | 7.3542 | 7.4192 | 7.5092 | 7.6919 | 7.8073 | 7.9713 | 8.1018 | 8.3951 | 8.729 | 9.0062 | 9.355 | 9.6551 | 10.0227 | 10.2982 | 10.5348 | 10.6165 | 10.7041 | 10.7456 | 10.8049 | 10.7376 | 10.5995 | 10.4761 | 10.3179 | 10.1429 | 9.952 | 9.8529 | 7.1302 | 7.04 | 6.9604 | 6.9774 | 7.0369 | 7.2122 | 7.3797 | 7.6443 | 7.8271 | 8.1037 | 8.3241 | 8.6758 | 9.0294 | 9.3323 | 9.6461 | 9.876 | 10.1133 | 10.2551 | 10.3082 | 10.1582 | 9.9533 | 9.737 | 9.5528 | 9.3096 | 9.0091 | 8.7571 | 8.4947 | 8.2539 | 7.9363 | 7.7248 | 7.1302 | 7.2146 | 7.1946 | 7.2647 | 7.4028 | 7.6371 | 7.9328 | 8.3348 | 8.6698 | 9.1647 | 9.6007 | 10.1299 | 10.7564 | 11.3157 | 11.8786 | 12.3855 | 12.9671 | 13.443 | 13.8354 | 14.027 | 14.1253 | 14.2532 | 14.3917 | 14.4478 | 13.7688 | 13.4663 | 13.3498 | 13.213 | 13.032 | 12.9563
PSS | AIRPORT T1 / ALDERWOOD AVE (CROYDE RD) T1 / HAREFIELD RD T1 / METAL BOX (SPEKE) T1 | 9.8654 | 10.1212 | 10.2346 | 10.4148 | 10.5247 | 10.7753 | 10.9979 | 11.2914 | 11.4978 | 11.85 | 12.0601 | 12.3943 | 12.7269 | 13.0519 | 13.401 | 13.8516 | 14.4816 | 15.0973 | 15.7726 | 16.4362 | 17.0826 | 17.7601 | 18.4747 | 19.0191 | 19.3287 | 19.5497 | 19.7142 | 19.8454 | 19.8297 | 20.0196 | 9.8654 | 9.8058 | 9.7106 | 9.7146 | 9.6892 | 9.8083 | 9.9503 | 10.2673 | 10.4655 | 10.8135 | 11.1134 | 11.6597 | 12.2065 | 12.724 | 13.3057 | 13.838 | 14.4124 | 14.7768 | 15.1152 | 15.2124 | 15.2833 | 15.3046 | 15.3822 | 15.3114 | 14.9091 | 14.6952 | 14.5365 | 14.3562 | 14.0533 | 13.9826 | 9.8654 | 10.0055 | 10.1019 | 10.3144 | 10.4324 | 10.6229 | 10.847 | 11.1934 | 11.4312 | 11.6714 | 11.8969 | 12.4222 | 13.0006 | 13.5459 | 14.0814 | 14.5628 | 15.305 | 15.8873 | 16.3938 | 16.6044 | 16.781 | 16.842 | 16.9271 | 16.8862 | 16.7045 | 16.6266 | 16.5111 | 16.4509 | 16.3387 | 16.4221 | 9.8654 | 9.7095 | 9.6076 | 9.648 | 9.7396 | 9.9468 | 10.1332 | 10.46 | 10.7121 | 11.1628 | 11.5895 | 12.2683 | 13.0626 | 13.8618 | 14.6118 | 15.2128 | 15.8353 | 16.2556 | 16.4729 | 16.2827 | 16.048 | 15.761 | 15.4612 | 15.085 | 14.5335 | 14.0246 | 13.5359 | 13.0946 | 12.5355 | 12.1604 | 9.8654 | 9.9614 | 9.8994 | 10.0205 | 10.1732 | 10.5133 | 10.8732 | 11.3732 | 11.8123 | 12.453 | 13.0043 | 13.7352 | 14.3786 | 15.0538 | 15.7857 | 16.4525 | 17.2659 | 17.9407 | 18.3679 | 18.5627 | 18.7085 | 18.7611 | 18.924 | 18.9552 | 18.1735 | 17.7197 | 17.545 | 17.3824 | 17.1122 | 17.0802
PSS | ALBERT DOCK T1 / KINGS DOCK T1 / KINGS DOCK T2 / WAPPING T1 | 6.2937 | 6.7526 | 6.8276 | 6.9396 | 7.0055 | 7.0899 | 7.1759 | 7.284 | 7.315 | 7.4459 | 7.4885 | 7.6084 | 7.7125 | 7.799 | 7.8918 | 7.9827 | 8.1599 | 8.2886 | 8.421 | 8.5454 | 8.6504 | 8.7501 | 8.8854 | 8.9478 | 8.9197 | 8.9174 | 8.8689 | 8.8188 | 8.7397 | 8.7794 | 6.2937 | 6.6487 | 6.5805 | 6.5483 | 6.4786 | 6.452 | 6.4561 | 6.5657 | 6.5783 | 6.675 | 6.7358 | 6.958 | 7.2123 | 7.4397 | 7.7145 | 7.9877 | 8.2978 | 8.477 | 8.6632 | 8.7093 | 8.7115 | 8.6832 | 8.64 | 8.5431 | 8.3213 | 8.1756 | 8.027 | 7.8698 | 7.6437 | 7.5443 | 6.2937 | 6.7237 | 6.7319 | 6.7955 | 6.811 | 6.8454 | 6.8869 | 6.9829 | 6.9784 | 7.017 | 7.0293 | 7.1589 | 7.2696 | 7.3445 | 7.4529 | 7.5228 | 7.6956 | 7.8 | 7.9254 | 7.9574 | 7.9885 | 7.986 | 7.989 | 7.9121 | 7.7807 | 7.6878 | 7.5497 | 7.4184 | 7.2638 | 7.2084 | 6.2937 | 6.5705 | 6.4613 | 6.4295 | 6.4131 | 6.4437 | 6.4536 | 6.5493 | 6.5286 | 6.6346 | 6.6721 | 6.8165 | 6.9946 | 7.1284 | 7.2797 | 7.3389 | 7.4468 | 7.4822 | 7.4704 | 7.2941 | 7.1207 | 6.9263 | 6.7682 | 6.6029 | 6.3998 | 6.2363 | 6.0691 | 5.9166 | 5.7272 | 5.62 | 6.2937 | 6.6663 | 6.6197 | 6.6318 | 6.6032 | 6.6273 | 6.6675 | 6.7813 | 6.8106 | 6.9329 | 7.0164 | 7.2237 | 7.4195 | 7.6007 | 7.8339 | 8.0457 | 8.3286 | 8.5245 | 8.691 | 8.7472 | 8.7741 | 8.7622 | 8.7589 | 8.6831 | 8.3906 | 8.1874 | 8.0222 | 7.8527 | 7.6351 | 7.5314
PSS | ALLERTON T1 / ECP WEST-BANKS RD T1 / GARSTON T1 / WEAVER IND EST T1 / YEW TREE RD T1 | 13.5447 | 14.0598 | 14.1775 | 14.3727 | 14.5081 | 14.6182 | 14.7382 | 14.9437 | 15.1677 | 15.6175 | 15.9222 | 16.4132 | 16.8637 | 17.2996 | 17.747 | 18.2438 | 18.8988 | 19.4507 | 20.0436 | 20.5852 | 21.0655 | 21.5596 | 22.1297 | 22.5271 | 22.7329 | 22.9106 | 23.0879 | 23.2713 | 23.4222 | 23.8428 | 13.5447 | 13.7444 | 13.578 | 13.5534 | 13.4592 | 13.549 | 13.6642 | 13.9951 | 14.227 | 14.6058 | 14.9352 | 15.5608 | 16.1229 | 16.6106 | 17.1961 | 17.6975 | 18.3189 | 18.7113 | 19.1289 | 19.2586 | 19.3296 | 19.383 | 19.4296 | 19.3097 | 18.7993 | 18.4751 | 18.228 | 17.935 | 17.5002 | 17.3563 | 13.5447 | 13.8456 | 13.7742 | 13.8181 | 13.784 | 13.8275 | 13.89 | 14.117 | 14.3472 | 14.6835 | 14.9595 | 15.507 | 16.0805 | 16.5747 | 17.1493 | 17.6396 | 18.329 | 18.8893 | 19.455 | 19.7715 | 20.0633 | 20.1675 | 20.2723 | 20.2001 | 20.0048 | 19.9412 | 19.7784 | 19.6342 | 19.4658 | 19.498 | 13.5447 | 13.3653 | 13.1216 | 13.0364 | 13.0068 | 13.1507 | 13.2522 | 13.5253 | 13.6935 | 14.0744 | 14.3025 | 14.6904 | 15.0685 | 15.3009 | 15.5828 | 15.6528 | 15.8527 | 15.9516 | 15.9882 | 15.7019 | 15.4108 | 15.1277 | 14.9148 | 14.6693 | 14.2671 | 13.905 | 13.585 | 13.2979 | 12.9183 | 12.6936 | 13.5447 | 13.8021 | 13.6702 | 13.6898 | 13.7191 | 13.856 | 14.0245 | 14.3519 | 14.8224 | 15.4034 | 15.9296 | 16.7155 | 17.418 | 18.0949 | 18.8928 | 19.6067 | 20.4659 | 21.1823 | 21.7195 | 22.0222 | 22.2739 | 22.4314 | 22.639 | 22.6499 | 21.8575 | 21.3657 | 21.1418 | 20.879 | 20.4948 | 20.3952
PSS | ALMATEX T1 / DELTA METALS T1 / WATERY LA T2 | 8.4737 | 8.9749 | 9.1012 | 9.2672 | 9.4207 | 9.5366 | 9.6382 | 9.8069 | 9.8565 | 10.0736 | 10.1583 | 10.3607 | 10.557 | 10.719 | 10.9168 | 11.0684 | 11.3685 | 11.6375 | 11.9403 | 12.2281 | 12.5026 | 12.7849 | 13.1426 | 13.3611 | 13.4527 | 13.5388 | 13.5749 | 13.5712 | 13.5301 | 13.6442 | 8.4737 | 8.5839 | 8.4767 | 8.4585 | 8.3861 | 8.3902 | 8.4194 | 8.5842 | 8.6283 | 8.8063 | 8.9194 | 9.2501 | 9.5971 | 9.912 | 10.3157 | 10.6395 | 11.0617 | 11.3185 | 11.5762 | 11.6401 | 11.679 | 11.6898 | 11.697 | 11.5966 | 11.3104 | 11.0837 | 10.9265 | 10.7399 | 10.4858 | 10.3921 | 8.4737 | 8.791 | 8.8277 | 8.9416 | 8.9998 | 9.0829 | 9.1767 | 9.3544 | 9.3989 | 9.5031 | 9.5809 | 9.8377 | 10.1258 | 10.3526 | 10.6306 | 10.847 | 11.2418 | 11.5513 | 11.8398 | 11.9462 | 12.0644 | 12.0942 | 12.1336 | 12.0863 | 11.9346 | 11.8545 | 11.7259 | 11.6201 | 11.4742 | 11.4657 | 8.4737 | 8.4331 | 8.3302 | 8.3251 | 8.3347 | 8.3757 | 8.4262 | 8.5615 | 8.6112 | 8.8172 | 8.9404 | 9.2658 | 9.6269 | 9.9672 | 10.3614 | 10.5433 | 10.8449 | 11.0329 | 11.1231 | 10.9735 | 10.8031 | 10.6047 | 10.4466 | 10.2124 | 9.9021 | 9.6173 | 9.375 | 9.1393 | 8.8352 | 8.6565 | 8.4737 | 8.672 | 8.6041 | 8.6564 | 8.6846 | 8.8114 | 8.9484 | 9.1972 | 9.3471 | 9.6621 | 9.91 | 10.3122 | 10.6805 | 11.0336 | 11.4698 | 11.8264 | 12.3194 | 12.7084 | 12.9845 | 13.0894 | 13.1809 | 13.2048 | 13.2662 | 13.2275 | 12.7459 | 12.4192 | 12.2416 | 12.0597 | 11.811 | 11.7255
PSS | ALMONDS TURN T1 / ATLANTIC COMPLEX T1 / GIRO T1 / MIDLAND BANK T1 / NETHERTON T1 | 13.4398 | 14.4346 | 14.64 | 14.9461 | 15.182 | 15.3994 | 15.6569 | 16.0324 | 16.3059 | 16.7735 | 17.0814 | 17.6461 | 18.1841 | 18.7416 | 19.3846 | 20.0263 | 20.9566 | 21.8569 | 22.8474 | 23.8231 | 24.7071 | 25.5967 | 26.5046 | 27.1127 | 27.4379 | 27.6904 | 27.7825 | 27.7838 | 27.5803 | 27.6592 | 13.4398 | 13.8459 | 14.0088 | 14.3764 | 14.7173 | 15.3886 | 16.3263 | 17.6272 | 18.7649 | 19.9347 | 20.9727 | 22.28 | 24.0785 | 25.5916 | 26.7613 | 27.6864 | 28.956 | 29.9034 | 31.1697 | 31.6227 | 31.8954 | 32.7917 | 33.8738 | 34.8444 | 32.7631 | 31.4151 | 31.0795 | 30.7896 | 30.4779 | 30.3557 | 13.4398 | 14.1501 | 14.1868 | 14.3873 | 14.4716 | 14.7063 | 14.9914 | 15.4919 | 15.9214 | 16.3982 | 16.8712 | 17.6815 | 18.6086 | 19.4876 | 20.4087 | 21.2128 | 22.2515 | 23.0843 | 23.7194 | 23.9908 | 24.2127 | 24.4507 | 24.7085 | 24.7208 | 24.5243 | 24.332 | 24.127 | 23.9209 | 23.6122 | 23.5319 | 13.4398 | 13.6632 | 13.6265 | 13.8355 | 14.1538 | 14.7062 | 15.3491 | 16.219 | 16.9708 | 17.9846 | 18.8546 | 20.0883 | 21.4138 | 22.7107 | 23.8498 | 24.9115 | 25.9114 | 26.6502 | 27.0745 | 26.8044 | 26.4506 | 26.1293 | 25.7308 | 25.1861 | 24.3564 | 23.5979 | 22.9097 | 22.2656 | 21.4108 | 20.7686 | 13.4398 | 14.0196 | 14.0326 | 14.3735 | 14.9026 | 15.8151 | 16.9557 | 18.3229 | 19.7439 | 21.6008 | 23.371 | 25.1908 | 27.4971 | 29.6707 | 31.6068 | 33.2717 | 35.2932 | 37.0786 | 38.551 | 39.3661 | 39.7521 | 40.5635 | 41.3282 | 41.9665 | 39.0191 | 37.7409 | 37.5603 | 37.3782 | 37.0514 | 36.9622
PSS | ALPOCO T1 | 2.2071 | 2.4938 | 2.5521 | 2.5817 | 2.6333 | 2.6739 | 2.7095 | 2.7733 | 2.8126 | 2.8885 | 2.9304 | 3.0087 | 3.0847 | 3.1743 | 3.2822 | 3.3854 | 3.5581 | 3.7188 | 3.9036 | 4.0842 | 4.2759 | 4.4671 | 4.6526 | 4.7709 | 4.8399 | 4.8661 | 4.8616 | 4.8259 | 4.7446 | 4.7146 | 2.2071 | 2.42 | 2.3862 | 2.3815 | 2.4004 | 2.4397 | 2.4756 | 2.5665 | 2.624 | 2.7334 | 2.8228 | 2.9717 | 3.1152 | 3.2476 | 3.3789 | 3.4686 | 3.5734 | 3.6372 | 3.694 | 3.6969 | 3.6999 | 3.6812 | 3.6844 | 3.6606 | 3.5669 | 3.5226 | 3.4764 | 3.4229 | 3.3613 | 3.3368 | 2.2071 | 2.444 | 2.4846 | 2.528 | 2.5516 | 2.5905 | 2.649 | 2.745 | 2.8355 | 2.9111 | 3.0057 | 3.1273 | 3.2887 | 3.4255 | 3.5617 | 3.6627 | 3.8175 | 3.9235 | 3.9991 | 4.0122 | 4.0271 | 4.0002 | 3.9958 | 3.9625 | 3.9031 | 3.8634 | 3.811 | 3.7602 | 3.7185 | 3.7126 | 2.2071 | 2.3311 | 2.2896 | 2.2929 | 2.3247 | 2.3792 | 2.4273 | 2.5315 | 2.618 | 2.7991 | 3.003 | 3.2237 | 3.4649 | 3.7217 | 3.9509 | 4.1517 | 4.3531 | 4.4658 | 4.5245 | 4.4704 | 4.3889 | 4.2823 | 4.1584 | 4.0012 | 3.8068 | 3.6321 | 3.4528 | 3.2837 | 3.0741 | 2.9248 | 2.2071 | 2.4275 | 2.4205 | 2.4414 | 2.4963 | 2.5797 | 2.6729 | 2.7996 | 2.9156 | 3.0771 | 3.2088 | 3.3638 | 3.5119 | 3.6567 | 3.8044 | 3.9127 | 4.0622 | 4.174 | 4.2442 | 4.2545 | 4.2673 | 4.2482 | 4.2642 | 4.2609 | 4.123 | 4.0503 | 4.0063 | 3.9625 | 3.9158 | 3.9106
PSS | AMLWCH T1 / AMLWCH T2 | 3.2162 | 3.4731 | 3.5681 | 3.6493 | 3.7566 | 3.9325 | 4.1178 | 4.3548 | 4.6062 | 4.8807 | 5.1213 | 5.4171 | 5.728 | 6.0685 | 6.4197 | 6.9027 | 7.5004 | 8.1323 | 8.8256 | 9.4927 | 10.1308 | 10.7982 | 11.4223 | 11.9427 | 12.2716 | 12.4772 | 12.6508 | 12.7932 | 12.8172 | 12.9447 | 3.2162 | 3.3209 | 3.4335 | 3.607 | 3.8893 | 4.1661 | 4.5081 | 4.9219 | 5.3198 | 5.7495 | 6.1562 | 6.6032 | 7.0653 | 7.4698 | 7.725 | 7.9026 | 8.1679 | 8.285 | 8.5485 | 8.6386 | 8.6867 | 8.833 | 9.0588 | 9.195 | 9.1972 | 9.0488 | 9.0919 | 9.1335 | 9.1516 | 9.2843 | 3.2162 | 3.4183 | 3.5688 | 3.7427 | 3.9225 | 4.1502 | 4.4402 | 4.8454 | 5.2672 | 5.6582 | 6.0674 | 6.5833 | 7.1493 | 7.7181 | 8.1625 | 8.5366 | 9.0894 | 9.5324 | 9.8828 | 10.0527 | 10.1602 | 10.2437 | 10.3514 | 10.3921 | 10.3447 | 10.3278 | 10.3476 | 10.394 | 10.4254 | 10.5489 | 3.2162 | 3.28 | 3.3568 | 3.5075 | 3.7854 | 4.1405 | 4.5402 | 5.059 | 5.6249 | 6.3363 | 7.0541 | 7.7844 | 8.558 | 9.3455 | 9.9108 | 10.429 | 10.9918 | 11.4292 | 11.753 | 11.729 | 11.6812 | 11.6205 | 11.4868 | 11.252 | 10.8171 | 10.3814 | 9.995 | 9.6375 | 9.1986 | 8.8789 | 3.2162 | 3.4155 | 3.4619 | 3.6164 | 3.9579 | 4.4159 | 4.9354 | 5.5154 | 6.1355 | 6.9231 | 7.622 | 8.2719 | 8.8915 | 9.5406 | 10.0874 | 10.5489 | 11.1319 | 11.5919 | 11.9138 | 12.0973 | 12.1886 | 12.2902 | 12.4759 | 12.5695 | 11.9716 | 11.5718 | 11.5496 | 11.5561 | 11.511 | 11.5768
PSS | ANDERTON T1 | 3.6835 | 5.711 | 5.7574 | 5.8362 | 5.9228 | 6.1052 | 6.2923 | 6.5637 | 6.8072 | 7.1221 | 7.4 | 7.769 | 8.1548 | 8.5786 | 9.0178 | 9.6179 | 10.3512 | 11.1293 | 11.9778 | 12.7944 | 13.5639 | 14.3663 | 15.1543 | 15.7928 | 16.2051 | 16.4734 | 16.7271 | 16.9189 | 16.9662 | 17.1498 | 3.6835 | 5.2664 | 5.356 | 5.558 | 5.8516 | 6.22 | 6.636 | 7.1833 | 7.6742 | 8.2194 | 8.7124 | 9.2847 | 9.9286 | 10.4901 | 10.8625 | 11.1644 | 11.5538 | 11.7984 | 12.2961 | 12.3796 | 12.4063 | 12.57 | 12.8981 | 13.0949 | 12.8779 | 12.6122 | 12.6226 | 12.6509 | 12.6587 | 12.8012 | 3.6835 | 5.501 | 5.5924 | 5.7605 | 5.9374 | 6.1636 | 6.4788 | 6.9035 | 7.3463 | 7.7631 | 8.2007 | 8.824 | 9.5278 | 10.2299 | 10.8412 | 11.3992 | 12.1619 | 12.774 | 13.275 | 13.4998 | 13.6675 | 13.8134 | 13.9578 | 14.0306 | 13.9734 | 13.9533 | 13.9741 | 14.0084 | 14.0216 | 14.1495 | 3.6835 | 5.1408 | 5.1726 | 5.3018 | 5.558 | 5.9453 | 6.3801 | 6.9736 | 7.5921 | 8.3596 | 9.1169 | 10.0068 | 10.9809 | 11.9517 | 12.7129 | 13.3988 | 14.122 | 14.6976 | 15.1353 | 15.1394 | 15.0848 | 15.035 | 14.9012 | 14.6377 | 14.1072 | 13.5739 | 13.1086 | 12.682 | 12.1086 | 11.6656 | 3.6835 | 5.4439 | 5.4317 | 5.6122 | 6.0137 | 6.6002 | 7.255 | 7.99 | 8.7756 | 9.8012 | 10.7248 | 11.617 | 12.5462 | 13.4934 | 14.3146 | 15.0533 | 15.9249 | 16.6961 | 17.355 | 17.5529 | 17.6311 | 17.7321 | 17.9465 | 18.0588 | 17.1143 | 16.6255 | 16.6378 | 16.6654 | 16.6165 | 16.718
PSS | APPLETON T1 / HORNSBRIDGE T1 / LUGSDALE T2 | 16.5273 | 17.0594 | 17.1912 | 17.443 | 17.6143 | 17.7464 | 17.93 | 18.2302 | 18.4332 | 18.86 | 19.1322 | 19.6944 | 20.2453 | 20.825 | 21.4752 | 22.1403 | 23.0007 | 23.785 | 24.6193 | 25.4247 | 26.1068 | 26.7348 | 27.4079 | 27.7439 | 27.8477 | 27.9974 | 27.898 | 27.7243 | 27.388 | 27.3501 | 16.5273 | 16.2132 | 16.2359 | 16.5045 | 16.7543 | 17.412 | 18.2379 | 19.4245 | 20.4081 | 21.4957 | 22.4651 | 23.6636 | 25.2192 | 26.4428 | 27.4133 | 28.1809 | 29.2208 | 29.9208 | 30.9556 | 31.2775 | 31.3723 | 31.9417 | 32.6445 | 33.2354 | 33.9133 | 32.4942 | 32.0157 | 31.5957 | 31.1973 | 30.9541 | 16.5273 | 16.6029 | 16.5005 | 16.54 | 16.5354 | 16.6665 | 16.8586 | 17.3046 | 17.6615 | 18.0999 | 18.5406 | 19.2918 | 20.1511 | 20.9545 | 21.8914 | 22.7207 | 23.6254 | 24.3041 | 24.8118 | 25.0056 | 25.1391 | 25.2947 | 25.4662 | 25.3138 | 25.024 | 24.6924 | 24.2809 | 23.8187 | 23.2862 | 22.9575 | 16.5273 | 15.8338 | 15.6309 | 15.7144 | 15.9183 | 16.4518 | 17.0087 | 17.8157 | 18.4503 | 19.3226 | 20.0333 | 21.0093 | 22.0122 | 22.8639 | 23.6615 | 24.3564 | 25.0025 | 25.4305 | 25.6524 | 25.278 | 24.8264 | 24.3541 | 23.8936 | 23.2865 | 22.5073 | 21.8326 | 21.1511 | 20.4973 | 19.6343 | 18.9589 | 16.5273 | 16.4124 | 16.3391 | 16.5356 | 16.9891 | 17.7708 | 18.7665 | 19.9942 | 21.1723 | 22.7442 | 24.2246 | 25.7827 | 27.7963 | 29.6185 | 31.2732 | 32.7313 | 34.3965 | 35.783 | 37.0139 | 37.6462 | 37.8719 | 38.4605 | 38.9643 | 39.3385 | 40.1856 | 38.9994 | 38.718 | 38.4538 | 38.1027 | 37.9232
PSS | ARROWE PK HOSP T1 / CHAMPION PLUGS T1 / CHAMPION PLUGS T2 / WOODCHURCH T1 | 10.606 | 10.923 | 11.0665 | 11.2932 | 11.4521 | 11.5891 | 11.7251 | 11.8845 | 11.9223 | 12.137 | 12.2018 | 12.4057 | 12.5656 | 12.7027 | 12.8563 | 12.9419 | 13.1846 | 13.3419 | 13.5098 | 13.6719 | 13.7984 | 13.911 | 14.1253 | 14.2159 | 14.1836 | 14.1864 | 14.1522 | 14.0772 | 14.0038 | 14.1153 | 10.606 | 10.7917 | 10.7299 | 10.6945 | 10.6129 | 10.5852 | 10.5907 | 10.8018 | 10.8251 | 11.003 | 11.1188 | 11.4993 | 11.9333 | 12.34 | 12.8658 | 13.2961 | 13.8567 | 14.2408 | 14.5965 | 14.7193 | 14.7763 | 14.7781 | 14.7489 | 14.583 | 14.2454 | 13.9924 | 13.7863 | 13.5475 | 13.1893 | 13.0377 | 10.606 | 10.8868 | 10.9316 | 11.0382 | 11.0601 | 11.1139 | 11.1649 | 11.325 | 11.2892 | 11.3344 | 11.346 | 11.5607 | 11.7549 | 11.8928 | 12.0997 | 12.2475 | 12.5597 | 12.7839 | 13.0404 | 13.1024 | 13.1933 | 13.2232 | 13.2491 | 13.1418 | 12.957 | 12.7898 | 12.5832 | 12.3802 | 12.1258 | 12.0258 | 10.606 | 10.6751 | 10.5536 | 10.515 | 10.4964 | 10.5342 | 10.5667 | 10.685 | 10.6514 | 10.769 | 10.7777 | 10.9959 | 11.2231 | 11.4029 | 11.6634 | 11.7086 | 11.8764 | 11.9599 | 11.9479 | 11.7007 | 11.4468 | 11.1936 | 10.9819 | 10.7837 | 10.5047 | 10.292 | 10.1099 | 9.9071 | 9.6653 | 9.5438 | 10.606 | 10.8412 | 10.8113 | 10.8523 | 10.8434 | 10.9037 | 10.9738 | 11.2017 | 11.2586 | 11.4756 | 11.636 | 12.0057 | 12.3565 | 12.6876 | 13.1174 | 13.4659 | 13.9544 | 14.3258 | 14.6316 | 14.7391 | 14.8189 | 14.8348 | 14.8531 | 14.7261 | 14.2858 | 13.9545 | 13.7206 | 13.4647 | 13.1202 | 12.9588
PSS | ARUNDEL T1 / GROVE PK T1 / WAVERTREE VALE T1 | 9.5918 | 11.1825 | 11.2124 | 11.2876 | 11.3649 | 11.4021 | 11.469 | 11.5795 | 11.588 | 11.7779 | 11.8873 | 12.1428 | 12.377 | 12.6245 | 12.9354 | 13.2457 | 13.7255 | 14.1722 | 14.7077 | 15.1779 | 15.6785 | 16.1252 | 16.5981 | 16.845 | 16.8796 | 16.8737 | 16.7079 | 16.4896 | 16.1259 | 15.9975 | 9.5918 | 10.1723 | 9.9782 | 9.8581 | 9.7944 | 9.8 | 9.829 | 9.9941 | 10.0518 | 10.316 | 10.5213 | 10.8297 | 11.1371 | 11.3843 | 11.5986 | 11.746 | 11.9166 | 11.9709 | 12.0015 | 11.8866 | 11.7519 | 11.5694 | 11.4691 | 11.2477 | 10.909 | 10.6564 | 10.3993 | 10.1505 | 9.8215 | 9.6649 | 9.5918 | 10.6285 | 10.5327 | 10.5177 | 10.5737 | 10.6241 | 10.7283 | 10.9633 | 11.1088 | 11.3498 | 11.548 | 11.8796 | 12.2123 | 12.5337 | 12.8115 | 13.0646 | 13.3494 | 13.5173 | 13.6297 | 13.5816 | 13.517 | 13.3965 | 13.3049 | 13.1094 | 12.8487 | 12.6679 | 12.4368 | 12.2072 | 11.9415 | 11.8495 | 9.5918 | 9.7621 | 9.5172 | 9.3693 | 9.3319 | 9.359 | 9.4413 | 9.6696 | 9.8448 | 10.2961 | 10.7094 | 11.2333 | 11.7678 | 12.3587 | 12.8092 | 13.205 | 13.5911 | 13.794 | 13.8398 | 13.5453 | 13.2048 | 12.7828 | 12.3293 | 11.779 | 11.1291 | 10.5332 | 9.9191 | 9.3402 | 8.6885 | 8.1779 | 9.5918 | 10.4015 | 10.2294 | 10.1567 | 10.2113 | 10.3053 | 10.4456 | 10.6822 | 10.8108 | 11.1516 | 11.3854 | 11.6757 | 11.9376 | 12.1844 | 12.4241 | 12.6317 | 12.8889 | 13.0503 | 13.1373 | 13.0851 | 13.0128 | 12.892 | 12.8474 | 12.7087 | 12.3125 | 12.0469 | 11.8237 | 11.6072 | 11.3294 | 11.2291
PSS | ASH RD T1 / KELLOGGS (WREXHAM) T1 / KELLOGGS (WREXHAM) T2 | 14.8193 | 15.4599 | 15.623 | 15.8894 | 16.0548 | 16.2496 | 16.4197 | 16.6443 | 16.6937 | 17.0012 | 17.0825 | 17.3859 | 17.622 | 17.8182 | 18.0514 | 18.2525 | 18.6061 | 18.8533 | 19.151 | 19.3946 | 19.5702 | 19.7522 | 20.0391 | 20.1412 | 20.0847 | 20.075 | 19.9553 | 19.8339 | 19.6519 | 19.7323 | 14.8193 | 15.4164 | 15.3032 | 15.3097 | 15.1804 | 15.1682 | 15.2136 | 15.5206 | 15.6193 | 15.8565 | 16.0391 | 16.5539 | 17.1392 | 17.7084 | 18.3804 | 18.9958 | 19.7148 | 20.177 | 20.6654 | 20.7965 | 20.8745 | 20.7978 | 20.7526 | 20.4897 | 20.1024 | 19.7956 | 19.4692 | 19.1344 | 18.6534 | 18.4596 | 14.8193 | 15.4534 | 15.4607 | 15.5913 | 15.602 | 15.6592 | 15.7232 | 15.9449 | 15.9263 | 16.0239 | 16.0696 | 16.3571 | 16.6697 | 16.8304 | 17.1206 | 17.3287 | 17.7071 | 17.9532 | 18.2515 | 18.3014 | 18.3603 | 18.3638 | 18.3934 | 18.2173 | 17.9201 | 17.6497 | 17.2937 | 16.9453 | 16.5286 | 16.3292 | 14.8193 | 15.1744 | 14.9647 | 14.9123 | 14.8636 | 14.9439 | 15.0368 | 15.2817 | 15.3048 | 15.5468 | 15.6483 | 16.0003 | 16.3677 | 16.6893 | 17.0418 | 17.1215 | 17.3743 | 17.4745 | 17.4605 | 17.0835 | 16.6917 | 16.2704 | 15.971 | 15.6371 | 15.1998 | 14.8793 | 14.5512 | 14.2313 | 13.8321 | 13.6159 | 14.8193 | 15.4654 | 15.3698 | 15.4522 | 15.4438 | 15.5681 | 15.7028 | 16.033 | 16.1693 | 16.4999 | 16.7468 | 17.2274 | 17.6991 | 18.1218 | 18.6656 | 19.1326 | 19.7276 | 20.1519 | 20.5519 | 20.6603 | 20.7293 | 20.6661 | 20.6583 | 20.4295 | 19.8439 | 19.4132 | 19.0366 | 18.6669 | 18.1762 | 17.9374
PSS | ASSOCIATED LEAD T1 / GREAT BOUGHTON T1 / PIPERS ASH T1 | 12.0256 | 13.8349 | 13.9642 | 14.2012 | 14.4513 | 14.6927 | 15.0258 | 15.5304 | 15.9943 | 16.6098 | 17.1169 | 17.8559 | 18.6491 | 19.5203 | 20.4309 | 21.481 | 22.8034 | 24.1358 | 25.5587 | 26.9432 | 28.2421 | 29.5267 | 30.7657 | 31.6587 | 32.1945 | 32.5747 | 32.8097 | 32.9496 | 32.8357 | 33.0121 | 12.0256 | 12.5746 | 12.6524 | 12.9797 | 13.4422 | 14.2601 | 15.1999 | 16.4576 | 17.6001 | 18.8995 | 20.0491 | 21.3246 | 22.7808 | 23.9266 | 24.7558 | 25.2355 | 26.0476 | 26.5888 | 27.4198 | 27.6717 | 27.7725 | 28.3356 | 28.7609 | 28.9878 | 27.5482 | 26.5922 | 26.3158 | 26.0454 | 25.7604 | 25.6558 | 12.0256 | 13.1694 | 13.2267 | 13.444 | 13.708 | 14.068 | 14.5643 | 15.3103 | 16.145 | 16.9177 | 17.7298 | 18.9356 | 20.2773 | 21.6321 | 22.887 | 24.0471 | 25.4256 | 26.5129 | 27.3463 | 27.7428 | 28.0526 | 28.2707 | 28.5032 | 28.5147 | 28.29 | 28.1528 | 27.9779 | 27.8301 | 27.6132 | 27.6102 | 12.0256 | 12.1591 | 12.1138 | 12.2804 | 12.7027 | 13.4137 | 14.1814 | 15.218 | 16.2278 | 17.5144 | 18.6981 | 20.0492 | 21.4336 | 22.7157 | 23.7531 | 24.7793 | 25.6762 | 26.3328 | 26.7142 | 26.4271 | 26.0559 | 25.6416 | 25.1152 | 24.3879 | 23.3558 | 22.3752 | 21.421 | 20.5282 | 19.4321 | 18.5455 | 12.0256 | 12.9513 | 12.9219 | 13.2408 | 14.0319 | 15.1621 | 16.4972 | 18.0296 | 19.6689 | 21.7512 | 23.6631 | 25.5494 | 27.6512 | 29.6771 | 31.447 | 32.9641 | 34.7733 | 36.3675 | 37.576 | 38.2512 | 38.5765 | 39.1671 | 39.3733 | 39.4289 | 37.2075 | 36.2935 | 36.2357 | 36.1733 | 35.9938 | 36.0482
PSS | ASTMOOR IND EST T1 / MACKAMAX T1 / MERSEY RD T1 / PICOW FARM RD T1 | 10.668 | 11.0805 | 11.2612 | 11.511 | 11.7155 | 11.7654 | 11.8428 | 11.966 | 11.9535 | 12.1387 | 12.1542 | 12.3479 | 12.5094 | 12.6463 | 12.8189 | 12.8207 | 12.989 | 13.0851 | 13.1948 | 13.281 | 13.3569 | 13.4237 | 13.5486 | 13.553 | 13.4529 | 13.4315 | 13.3042 | 13.143 | 12.965 | 12.9609 | 10.668 | 10.8427 | 10.8086 | 10.8721 | 10.8599 | 10.8489 | 10.9058 | 11.1365 | 11.2604 | 11.5197 | 11.7069 | 12.1536 | 12.6502 | 13.1163 | 13.716 | 14.0422 | 14.6413 | 15.0575 | 15.4768 | 15.6845 | 15.8449 | 15.8986 | 15.9299 | 15.8333 | 15.6183 | 15.3778 | 15.2176 | 15.0144 | 14.7214 | 14.5848 | 10.668 | 10.9609 | 10.9928 | 11.1216 | 11.1792 | 11.209 | 11.2456 | 11.4096 | 11.41 | 11.5613 | 11.628 | 11.8711 | 12.1198 | 12.3356 | 12.663 | 12.7956 | 13.1546 | 13.4176 | 13.6923 | 13.7973 | 13.9016 | 13.9655 | 14.0508 | 13.94 | 13.7626 | 13.6114 | 13.3812 | 13.1343 | 12.8379 | 12.6535 | 10.668 | 10.6081 | 10.4734 | 10.4614 | 10.4475 | 10.469 | 10.4982 | 10.6446 | 10.6509 | 10.827 | 10.8633 | 11.1106 | 11.3644 | 11.5871 | 11.8934 | 11.9118 | 12.1511 | 12.3165 | 12.3755 | 12.2345 | 12.0603 | 11.8686 | 11.7106 | 11.5241 | 11.3083 | 11.1473 | 10.957 | 10.7782 | 10.5053 | 10.3308 | 10.668 | 10.8986 | 10.896 | 10.9918 | 11.0463 | 11.0749 | 11.1554 | 11.3685 | 11.4414 | 11.6724 | 11.8115 | 12.1591 | 12.5381 | 12.8854 | 13.3576 | 13.6012 | 14.0877 | 14.4362 | 14.7838 | 14.941 | 15.0722 | 15.1325 | 15.1933 | 15.1052 | 14.9169 | 14.755 | 14.5937 | 14.4057 | 14.1462 | 14.024
PSS | ATHOL ST T1 / CHISENHALE ST T1 / SANDHILLS LA T1 | 7.5008 | 7.9732 | 8.0687 | 8.2183 | 8.32 | 8.5413 | 8.7247 | 8.9698 | 9.1153 | 9.4001 | 9.5625 | 9.8042 | 10.0401 | 10.2454 | 10.4676 | 10.7691 | 11.188 | 11.5884 | 12.0212 | 12.4445 | 12.8277 | 13.2685 | 13.7597 | 14.1499 | 14.3723 | 14.5369 | 14.7224 | 14.9123 | 15.0488 | 15.3399 | 7.5008 | 7.7538 | 7.6877 | 7.6656 | 7.6194 | 7.6439 | 7.7152 | 7.908 | 7.9987 | 8.1962 | 8.3402 | 8.6772 | 9.0284 | 9.3847 | 9.7982 | 10.1906 | 10.6368 | 10.9246 | 11.2044 | 11.2689 | 11.3234 | 11.3698 | 11.4531 | 11.4152 | 11.0472 | 10.8384 | 10.7105 | 10.5579 | 10.3116 | 10.2652 | 7.5008 | 7.9317 | 8.0481 | 8.25 | 8.3873 | 8.5384 | 8.7177 | 8.9741 | 9.0947 | 9.2244 | 9.3489 | 9.6904 | 10.0691 | 10.3828 | 10.6947 | 10.9858 | 11.5024 | 11.9266 | 12.3459 | 12.541 | 12.735 | 12.8229 | 12.9206 | 12.9402 | 12.8504 | 12.8442 | 12.8147 | 12.8361 | 12.8257 | 12.9717 | 7.5008 | 7.7304 | 7.6684 | 7.6963 | 7.7435 | 7.8469 | 7.9385 | 8.1238 | 8.2089 | 8.4468 | 8.6088 | 8.9508 | 9.3415 | 9.718 | 10.1098 | 10.3362 | 10.6526 | 10.8475 | 10.9423 | 10.796 | 10.631 | 10.469 | 10.3405 | 10.1665 | 9.8448 | 9.5484 | 9.2927 | 9.0786 | 8.8209 | 8.6744 | 7.5008 | 7.8683 | 7.8293 | 7.9313 | 8.0221 | 8.2502 | 8.4921 | 8.8369 | 9.1317 | 9.5995 | 10.0122 | 10.5478 | 11.0024 | 11.4893 | 12.0355 | 12.5314 | 13.1629 | 13.7154 | 14.0707 | 14.2442 | 14.3908 | 14.4641 | 14.6262 | 14.661 | 13.9022 | 13.4175 | 13.2431 | 13.0684 | 12.8149 | 12.755
PSS | AUDLEM T1 | 3.5174 | 3.8013 | 3.822 | 3.8521 | 3.9046 | 4.0173 | 4.1371 | 4.2874 | 4.4183 | 4.6047 | 4.7726 | 4.9943 | 5.208 | 5.4325 | 5.673 | 5.945 | 6.3171 | 6.6954 | 7.0776 | 7.4407 | 7.7488 | 8.0833 | 8.4499 | 8.7721 | 8.9831 | 9.1226 | 9.3363 | 9.5505 | 9.7707 | 10.0607 | 3.5174 | 3.3938 | 3.4251 | 3.5143 | 3.6327 | 3.7519 | 3.8895 | 4.1018 | 4.2674 | 4.4378 | 4.5976 | 4.8145 | 5.0237 | 5.2023 | 5.2879 | 5.333 | 5.468 | 5.5616 | 5.8041 | 5.9115 | 5.9988 | 6.1408 | 6.3521 | 6.4687 | 6.5568 | 6.4311 | 6.4611 | 6.4797 | 6.5057 | 6.6107 | 3.5174 | 3.6241 | 3.6823 | 3.8076 | 3.9291 | 4.0652 | 4.2318 | 4.4456 | 4.6478 | 4.845 | 5.0441 | 5.3521 | 5.6757 | 6.0046 | 6.2581 | 6.4805 | 6.8884 | 7.2462 | 7.5877 | 7.7782 | 7.9497 | 8.0953 | 8.2417 | 8.356 | 8.3625 | 8.3931 | 8.4526 | 8.5239 | 8.5988 | 8.7359 | 3.5174 | 3.3152 | 3.3174 | 3.3643 | 3.4594 | 3.6033 | 3.7874 | 4.045 | 4.299 | 4.5783 | 4.8166 | 5.106 | 5.3695 | 5.6036 | 5.7406 | 5.7829 | 5.9671 | 6.1358 | 6.3026 | 6.3189 | 6.3356 | 6.4126 | 6.4892 | 6.5146 | 6.3737 | 6.1966 | 6.108 | 6.0098 | 5.91 | 5.8348 | 3.5174 | 3.5406 | 3.5081 | 3.5943 | 3.7631 | 4.0408 | 4.3245 | 4.6648 | 5.0266 | 5.5102 | 5.9515 | 6.3967 | 6.7808 | 7.2063 | 7.5338 | 7.8091 | 8.1887 | 8.5675 | 8.8789 | 9.0784 | 9.2167 | 9.3168 | 9.5011 | 9.5941 | 9.1177 | 8.7506 | 8.7109 | 8.6748 | 8.6173 | 8.6314
PSS | BALA T1 | 3.4838 | 3.5526 | 3.6051 | 3.6856 | 3.7779 | 3.9409 | 4.138 | 4.379 | 4.626 | 4.9208 | 5.1702 | 5.4818 | 5.7969 | 6.1553 | 6.5151 | 7.0197 | 7.6428 | 8.2926 | 9.009 | 9.6848 | 10.3077 | 10.9522 | 11.55 | 11.9999 | 12.281 | 12.3784 | 12.4824 | 12.5591 | 12.5094 | 12.5887 | 3.4838 | 3.2847 | 3.3745 | 3.5269 | 3.8025 | 4.0838 | 4.4191 | 4.8309 | 5.2303 | 5.6881 | 6.0901 | 6.4971 | 6.8967 | 7.202 | 7.3315 | 7.4079 | 7.4763 | 7.4901 | 7.6563 | 7.6611 | 7.6562 | 7.7468 | 7.9218 | 8.027 | 8.0016 | 7.8616 | 7.8752 | 7.9054 | 7.9058 | 8.0036 | 3.4838 | 3.4463 | 3.5483 | 3.7027 | 3.9092 | 4.1437 | 4.4674 | 4.882 | 5.3571 | 5.8313 | 6.2913 | 6.8071 | 7.3389 | 7.8626 | 8.1896 | 8.4907 | 8.8986 | 9.2009 | 9.4441 | 9.5204 | 9.57 | 9.6092 | 9.6524 | 9.6669 | 9.5968 | 9.5867 | 9.5942 | 9.6417 | 9.6766 | 9.8085 | 3.4838 | 3.2408 | 3.3002 | 3.4347 | 3.7228 | 4.0898 | 4.5264 | 5.0828 | 5.7011 | 6.4957 | 7.2307 | 7.9186 | 8.6051 | 9.3085 | 9.7295 | 10.141 | 10.5995 | 10.9469 | 11.1885 | 11.0997 | 10.9856 | 10.8687 | 10.6894 | 10.4112 | 9.9291 | 9.4525 | 9.0323 | 8.6394 | 8.1706 | 7.8106 | 3.4838 | 3.4033 | 3.4098 | 3.5342 | 3.8684 | 4.3019 | 4.8046 | 5.3408 | 5.9206 | 6.6966 | 7.3467 | 7.9056 | 8.4074 | 8.9188 | 9.3042 | 9.6535 | 10.0067 | 10.3423 | 10.5774 | 10.6897 | 10.7428 | 10.7744 | 10.9065 | 10.9781 | 10.4033 | 10.0181 | 9.9664 | 9.9525 | 9.8923 | 9.9321
PSS | BANASTRE RD T1 / DOVER RD T1 / GRANTHAM CL T1 | 10.6938 | 12.1254 | 12.1937 | 12.3388 | 12.4836 | 12.5883 | 12.76 | 13.0448 | 13.2787 | 13.6767 | 13.9581 | 14.4337 | 14.9593 | 15.533 | 16.1949 | 16.9043 | 17.8236 | 18.7448 | 19.7288 | 20.7375 | 21.7229 | 22.6613 | 23.5699 | 24.1837 | 24.5022 | 24.7819 | 24.7591 | 24.6378 | 24.2373 | 24.0775 | 10.6938 | 11.1689 | 11.0519 | 11.1184 | 11.29 | 11.7133 | 12.0658 | 12.6075 | 13.0832 | 13.8077 | 14.4648 | 15.2555 | 15.977 | 16.5686 | 17.1194 | 17.44 | 17.8766 | 18.0596 | 18.2964 | 18.3114 | 18.2607 | 18.1 | 18.0621 | 17.8833 | 17.58 | 17.3799 | 17.1514 | 16.9182 | 16.6016 | 16.4614 | 10.6938 | 11.5936 | 11.5068 | 11.5597 | 11.6516 | 11.8121 | 12.0812 | 12.5587 | 13.0904 | 13.6033 | 14.1318 | 14.9473 | 15.9212 | 16.8735 | 17.8757 | 18.8237 | 19.8026 | 20.5285 | 21.0266 | 21.1938 | 21.2684 | 21.2464 | 21.2331 | 21.024 | 20.6896 | 20.4428 | 20.088 | 19.7699 | 19.3728 | 19.1561 | 10.6938 | 10.7782 | 10.6153 | 10.6385 | 10.85 | 11.2565 | 11.6572 | 12.2969 | 12.9031 | 13.8205 | 14.7264 | 15.844 | 17.0936 | 18.3102 | 19.422 | 20.3569 | 21.2432 | 21.8578 | 22.193 | 22.0013 | 21.6829 | 21.1982 | 20.6075 | 19.8408 | 18.9585 | 18.1256 | 17.2311 | 16.3833 | 15.3254 | 14.4835 | 10.6938 | 11.4228 | 11.3 | 11.356 | 11.7224 | 12.1954 | 12.7482 | 13.4333 | 14.077 | 14.927 | 15.6511 | 16.4901 | 17.3493 | 18.1485 | 18.9676 | 19.6969 | 20.4591 | 20.9954 | 21.3673 | 21.4736 | 21.5002 | 21.4406 | 21.4731 | 21.4491 | 21.1271 | 21.0886 | 21.0197 | 20.9868 | 20.8493 | 20.9124
PSS | BANGOR HOSP T1 / EITHINOG T1 / BANGOR UNIVERSITY T1 / HIRAEL T1 | 11.9824 | 13.8787 | 14.0054 | 14.1977 | 14.3401 | 14.4823 | 14.6232 | 14.8512 | 14.9529 | 15.2786 | 15.4154 | 15.7705 | 16.1016 | 16.4466 | 16.8829 | 17.3458 | 18.0036 | 18.6223 | 19.3547 | 20.049 | 20.7381 | 21.3729 | 22.0273 | 22.3668 | 22.4612 | 22.5076 | 22.2761 | 21.9577 | 21.3953 | 21.1159 | 11.9824 | 13.3992 | 13.3615 | 13.4473 | 13.548 | 13.8343 | 14.2139 | 14.8689 | 15.3441 | 16.0209 | 16.6123 | 17.4234 | 18.4409 | 19.3123 | 20.0406 | 20.7 | 21.4189 | 21.8699 | 22.3833 | 22.4877 | 22.4567 | 22.5528 | 22.7658 | 22.8518 | 22.9234 | 22.1945 | 21.8282 | 21.4825 | 21.0639 | 20.8552 | 11.9824 | 13.6494 | 13.583 | 13.6659 | 13.6749 | 13.7733 | 13.9524 | 14.3079 | 14.5785 | 14.9172 | 15.2138 | 15.7363 | 16.321 | 16.8294 | 17.3991 | 17.903 | 18.4231 | 18.7718 | 19.0019 | 18.9373 | 18.8687 | 18.7675 | 18.7055 | 18.4574 | 18.1092 | 17.7877 | 17.3881 | 16.9822 | 16.505 | 16.2504 | 11.9824 | 13.1431 | 12.9557 | 12.9443 | 13.0673 | 13.3783 | 13.7289 | 14.2691 | 14.7145 | 15.5092 | 16.2449 | 17.2214 | 18.3181 | 19.4442 | 20.4237 | 21.335 | 22.1477 | 22.6565 | 22.8489 | 22.4673 | 21.9938 | 21.4006 | 20.7597 | 19.9777 | 19.0828 | 18.3143 | 17.483 | 16.7101 | 15.7521 | 15.043 | 11.9824 | 13.5293 | 13.4613 | 13.5645 | 13.8011 | 14.1904 | 14.715 | 15.4134 | 15.9955 | 16.8562 | 17.5938 | 18.4192 | 19.4636 | 20.3958 | 21.2683 | 22.0671 | 22.9522 | 23.6318 | 24.2111 | 24.4011 | 24.4195 | 24.5437 | 24.6888 | 24.7343 | 24.9073 | 24.2617 | 23.9623 | 23.6827 | 23.3098 | 23.1544
PSS | BARBAULD ST T1 / HORROCKS LA T1 / WARRINGTON CENTRAL T1 | 7.7221 | 9.0182 | 9.1677 | 9.3507 | 9.4992 | 9.7374 | 9.955 | 10.2262 | 10.3856 | 10.6988 | 10.8592 | 11.1415 | 11.3866 | 11.6287 | 11.8577 | 12.1646 | 12.5888 | 12.9795 | 13.3984 | 13.797 | 14.1356 | 14.5261 | 14.9496 | 15.2679 | 15.4241 | 15.4965 | 15.5957 | 15.7035 | 15.7567 | 15.9967 | 7.7221 | 8.8823 | 8.8371 | 8.8444 | 8.8172 | 8.8522 | 8.9551 | 9.1996 | 9.3271 | 9.5606 | 9.7526 | 10.1264 | 10.5336 | 10.9065 | 11.3297 | 11.7085 | 12.1808 | 12.5003 | 12.782 | 12.8396 | 12.9149 | 12.9485 | 13.0184 | 12.9341 | 12.5658 | 12.3234 | 12.1748 | 11.9798 | 11.6949 | 11.6125 | 7.7221 | 9.0289 | 9.1469 | 9.3705 | 9.5328 | 9.7038 | 9.8908 | 10.166 | 10.3255 | 10.5248 | 10.6783 | 11.0386 | 11.4048 | 11.6813 | 11.9363 | 12.1423 | 12.5727 | 12.9088 | 13.2481 | 13.3977 | 13.535 | 13.6109 | 13.6921 | 13.6807 | 13.5458 | 13.4997 | 13.4404 | 13.4174 | 13.356 | 13.4622 | 7.7221 | 8.8571 | 8.8003 | 8.8576 | 8.9302 | 9.0813 | 9.2291 | 9.4615 | 9.6109 | 9.9227 | 10.1163 | 10.4573 | 10.7953 | 11.1246 | 11.4091 | 11.5572 | 11.8144 | 11.957 | 12.001 | 11.7803 | 11.5567 | 11.3382 | 11.1754 | 10.9663 | 10.6212 | 10.3213 | 10.0501 | 9.8156 | 9.519 | 9.3648 | 7.7221 | 8.9339 | 8.9014 | 9.0136 | 9.0845 | 9.2796 | 9.4802 | 9.8027 | 10.0497 | 10.4757 | 10.842 | 11.3542 | 11.7851 | 12.2251 | 12.7414 | 13.1909 | 13.8066 | 14.3488 | 14.6891 | 14.8581 | 15.0067 | 15.0793 | 15.2293 | 15.2189 | 14.4716 | 13.9673 | 13.765 | 13.5424 | 13.2412 | 13.1376
PSS | BARMOUTH T1 | 2.525 | 3.4537 | 3.4871 | 3.5379 | 3.6058 | 3.7233 | 3.8554 | 4.0265 | 4.1704 | 4.3676 | 4.5245 | 4.7227 | 4.93 | 5.1545 | 5.3849 | 5.704 | 6.1213 | 6.551 | 7.0203 | 7.4781 | 7.9078 | 8.3408 | 8.7753 | 9.1096 | 9.3031 | 9.4015 | 9.5002 | 9.5702 | 9.5597 | 9.6477 | 2.525 | 3.1763 | 3.2005 | 3.2757 | 3.4041 | 3.5619 | 3.763 | 4.0294 | 4.2626 | 4.5397 | 4.7793 | 5.0525 | 5.3427 | 5.5869 | 5.7318 | 5.8419 | 5.9909 | 6.0405 | 6.1508 | 6.1413 | 6.1206 | 6.168 | 6.2811 | 6.3581 | 6.1942 | 6.0377 | 6.0075 | 5.9841 | 5.9359 | 5.9718 | 2.525 | 3.3513 | 3.4168 | 3.5395 | 3.6773 | 3.8284 | 4.0303 | 4.2966 | 4.5612 | 4.8182 | 5.0715 | 5.4052 | 5.7592 | 6.1003 | 6.3281 | 6.5453 | 6.8579 | 7.1115 | 7.3176 | 7.3962 | 7.4519 | 7.4822 | 7.5287 | 7.5487 | 7.4981 | 7.4978 | 7.496 | 7.5349 | 7.5584 | 7.6677 | 2.525 | 3.1307 | 3.1485 | 3.2175 | 3.3729 | 3.576 | 3.8111 | 4.1215 | 4.4678 | 4.9116 | 5.3387 | 5.7924 | 6.2549 | 6.7414 | 7.0695 | 7.4008 | 7.7331 | 7.9789 | 8.1443 | 8.0848 | 7.9928 | 7.9003 | 7.7658 | 7.5624 | 7.2188 | 6.8704 | 6.5659 | 6.2782 | 5.9371 | 5.6848 | 2.525 | 3.2763 | 3.2623 | 3.3516 | 3.5465 | 3.8339 | 4.1642 | 4.5334 | 4.9192 | 5.4531 | 5.9088 | 6.334 | 6.7338 | 7.1479 | 7.4843 | 7.789 | 8.1675 | 8.4706 | 8.6338 | 8.7073 | 8.7399 | 8.7771 | 8.867 | 8.923 | 8.3795 | 8.0347 | 7.9631 | 7.9179 | 7.8417 | 7.8496
PSS | BARNSTON T1 / GAYTON T1 / IRBY T1 / THINGWALL T1 | 18.2626 | 20.8673 | 21.034 | 21.2991 | 21.5879 | 21.975 | 22.4644 | 23.1886 | 23.8488 | 24.7269 | 25.4552 | 26.5274 | 27.641 | 28.8496 | 30.1597 | 31.6968 | 33.5518 | 35.3838 | 37.3233 | 39.1879 | 40.8782 | 42.5221 | 44.1087 | 45.1722 | 45.7695 | 46.2029 | 46.3542 | 46.3982 | 46.092 | 46.2214 | 18.2626 | 19.4383 | 19.5213 | 19.9055 | 20.5337 | 21.7186 | 23.0009 | 24.6921 | 26.2367 | 27.9805 | 29.5814 | 31.34 | 33.219 | 34.6537 | 35.7021 | 36.4005 | 37.4049 | 37.9819 | 38.9609 | 39.1882 | 39.186 | 39.64 | 40.3136 | 40.3943 | 38.5662 | 37.3907 | 36.9143 | 36.4508 | 35.9034 | 35.6689 | 18.2626 | 20.1373 | 20.1867 | 20.463 | 20.8201 | 21.3151 | 22.0049 | 23.085 | 24.2409 | 25.36 | 26.5285 | 28.1932 | 30.0625 | 31.8676 | 33.616 | 35.2495 | 37.0148 | 38.3806 | 39.4123 | 39.8583 | 40.1772 | 40.3969 | 40.6143 | 40.4705 | 40.0492 | 39.7372 | 39.2982 | 38.9009 | 38.4118 | 38.2288 | 18.2626 | 18.9597 | 18.8809 | 19.1715 | 19.8415 | 20.9672 | 22.115 | 23.6435 | 25.0733 | 26.94 | 28.6068 | 30.448 | 32.2888 | 33.9328 | 35.2337 | 36.4617 | 37.5841 | 38.3638 | 38.804 | 38.3105 | 37.6757 | 36.9571 | 36.129 | 35.0429 | 33.5895 | 32.2355 | 30.882 | 29.5975 | 28.0106 | 26.7333 | 18.2626 | 19.8698 | 19.8344 | 20.2147 | 21.3213 | 22.8597 | 24.6619 | 26.7293 | 28.8516 | 31.5499 | 34.0042 | 36.4294 | 39.0904 | 41.5879 | 43.8057 | 45.7956 | 47.9972 | 49.872 | 51.3356 | 52.0833 | 52.3912 | 52.9872 | 53.63 | 53.5828 | 50.9355 | 49.8931 | 49.7279 | 49.5799 | 49.247 | 49.2678
PSS | BASCHURCH T1 | 6.0231 | 6.599 | 6.6181 | 6.6737 | 6.7293 | 6.7741 | 6.8475 | 6.9807 | 7.0616 | 7.2306 | 7.3544 | 7.5748 | 7.8123 | 8.0622 | 8.3452 | 8.6836 | 9.112 | 9.5469 | 10.0119 | 10.4699 | 10.893 | 11.3216 | 11.7465 | 12.0643 | 12.2537 | 12.3871 | 12.4507 | 12.4681 | 12.3943 | 12.4418 | 6.0231 | 6.1154 | 6.1371 | 6.2727 | 6.443 | 6.6131 | 6.7856 | 7.0493 | 7.2626 | 7.5387 | 7.7932 | 8.1599 | 8.5503 | 8.8832 | 9.1665 | 9.3897 | 9.6726 | 9.8295 | 10.2844 | 10.4934 | 10.595 | 10.7197 | 10.9549 | 11.0738 | 11.5724 | 11.4068 | 11.3782 | 11.3882 | 11.4044 | 11.5081 | 6.0231 | 6.3447 | 6.3029 | 6.3109 | 6.3364 | 6.4088 | 6.549 | 6.7846 | 6.9984 | 7.2284 | 7.4515 | 7.7913 | 8.1696 | 8.5523 | 8.9563 | 9.3168 | 9.7827 | 10.1536 | 10.441 | 10.5498 | 10.6096 | 10.6725 | 10.7501 | 10.723 | 10.6237 | 10.4915 | 10.3497 | 10.1927 | 10.0229 | 9.9379 | 6.0231 | 5.9516 | 5.8699 | 5.8915 | 5.9837 | 6.186 | 6.4316 | 6.8158 | 7.173 | 7.6682 | 8.1358 | 8.7393 | 9.3955 | 10.0237 | 10.5644 | 10.9245 | 11.4164 | 11.8173 | 12.1231 | 12.108 | 12.0667 | 12.0283 | 11.9461 | 11.7651 | 11.418 | 11.0781 | 10.7663 | 10.4696 | 10.091 | 9.7955 | 6.0231 | 6.2171 | 6.1482 | 6.1744 | 6.318 | 6.5557 | 6.8346 | 7.1827 | 7.5076 | 7.9511 | 8.3286 | 8.7653 | 9.2321 | 9.6935 | 10.1415 | 10.553 | 10.9909 | 11.3361 | 11.8049 | 12.0622 | 12.1795 | 12.2903 | 12.4472 | 12.5023 | 12.5923 | 12.3446 | 12.2771 | 12.2379 | 12.1621 | 12.1677
PSS | BASS CHARRINGTON T1 / BASS CHARRINGTON T2 / CLIFTON T1 / YKK T1 | 14.6446 | 15.1215 | 15.2642 | 15.5027 | 15.6452 | 15.7763 | 15.9188 | 16.1275 | 16.2116 | 16.5288 | 16.6528 | 17.0067 | 17.3296 | 17.6276 | 18.0088 | 18.3678 | 18.8626 | 19.2898 | 19.7648 | 20.2085 | 20.5921 | 20.9465 | 21.357 | 21.5331 | 21.5309 | 21.553 | 21.4166 | 21.192 | 20.8697 | 20.8022 | 14.6446 | 14.7392 | 14.6274 | 14.6896 | 14.6587 | 14.8459 | 15.1138 | 15.6451 | 16.0126 | 16.5196 | 16.9846 | 17.7312 | 18.6137 | 19.3746 | 20.1604 | 20.827 | 21.6184 | 22.1161 | 22.7259 | 22.907 | 22.9874 | 23.087 | 23.2118 | 23.2161 | 23.1349 | 22.5341 | 22.1939 | 21.8292 | 21.3983 | 21.1629 | 14.6446 | 14.9314 | 14.8751 | 14.9179 | 14.8753 | 14.9306 | 15.0177 | 15.2863 | 15.3893 | 15.5918 | 15.7677 | 16.2132 | 16.6815 | 17.1002 | 17.6429 | 18.1204 | 18.6902 | 19.0885 | 19.4105 | 19.4854 | 19.5569 | 19.5738 | 19.6155 | 19.4058 | 19.1015 | 18.806 | 18.4114 | 18 | 17.5277 | 17.2372 | 14.6446 | 14.4544 | 14.214 | 14.1968 | 14.1999 | 14.4163 | 14.6275 | 15.0146 | 15.233 | 15.6905 | 16.0222 | 16.6401 | 17.2871 | 17.8819 | 18.498 | 18.9007 | 19.3666 | 19.6522 | 19.7271 | 19.3706 | 18.9612 | 18.5019 | 18.0863 | 17.5823 | 17.0087 | 16.5558 | 16.0528 | 15.5636 | 14.947 | 14.5075 | 14.6446 | 14.8392 | 14.7475 | 14.8165 | 14.9263 | 15.2037 | 15.5787 | 16.1438 | 16.5686 | 17.2086 | 17.7789 | 18.5562 | 19.4746 | 20.3095 | 21.1873 | 21.9705 | 22.865 | 23.5337 | 24.1476 | 24.3956 | 24.5111 | 24.6526 | 24.7776 | 24.7602 | 24.7614 | 24.2625 | 23.9824 | 23.6903 | 23.3117 | 23.1246
PSS | BATTERSBY LA T1 / RYLANDS ELDON ST T2 | 0.97528 | 1.2229 | 1.2705 | 1.3324 | 1.4022 | 1.3946 | 1.4152 | 1.4356 | 1.4538 | 1.4802 | 1.5029 | 1.5509 | 1.5942 | 1.6379 | 1.6826 | 1.6577 | 1.6981 | 1.7466 | 1.7982 | 1.8416 | 1.8984 | 1.9537 | 2.0198 | 2.0825 | 2.1113 | 2.1439 | 2.1811 | 2.215 | 2.2549 | 2.3134 | 0.97528 | 1.0291 | 1.0336 | 1.0457 | 1.0766 | 1.0627 | 1.0711 | 1.0951 | 1.1263 | 1.1698 | 1.1989 | 1.2519 | 1.3049 | 1.3541 | 1.4296 | 1.4022 | 1.4761 | 1.5529 | 1.6073 | 1.6589 | 1.7007 | 1.7632 | 1.8137 | 1.8493 | 1.8249 | 1.7761 | 1.7765 | 1.7742 | 1.7587 | 1.7732 | 0.97528 | 1.1148 | 1.1317 | 1.1576 | 1.1926 | 1.2178 | 1.2227 | 1.2553 | 1.2865 | 1.3197 | 1.3406 | 1.4003 | 1.4592 | 1.5215 | 1.5861 | 1.6151 | 1.7148 | 1.8052 | 1.8772 | 1.9311 | 1.9838 | 2.0204 | 2.0589 | 2.0721 | 2.0848 | 2.1076 | 2.1287 | 2.1533 | 2.1723 | 2.2055 | 0.97528 | 0.98641 | 0.99025 | 1.0128 | 1.0358 | 1.0192 | 1.0251 | 1.0457 | 1.0786 | 1.119 | 1.1368 | 1.1857 | 1.2304 | 1.2824 | 1.3409 | 1.3526 | 1.4159 | 1.4755 | 1.5338 | 1.5687 | 1.5913 | 1.6377 | 1.6737 | 1.6935 | 1.6919 | 1.6525 | 1.6489 | 1.6572 | 1.6637 | 1.6681 | 0.97528 | 1.0717 | 1.0732 | 1.0939 | 1.1351 | 1.1635 | 1.191 | 1.2387 | 1.303 | 1.395 | 1.4698 | 1.5641 | 1.6406 | 1.7282 | 1.8346 | 1.8669 | 1.9834 | 2.1041 | 2.1672 | 2.2274 | 2.2776 | 2.3272 | 2.3814 | 2.4098 | 2.313 | 2.2364 | 2.2295 | 2.2211 | 2.1999 | 2.2033
PSS | BEAUMARIS T1 | 3.7376 | 4.7938 | 4.8634 | 4.9684 | 5.0707 | 5.2963 | 5.5104 | 5.7722 | 6.0028 | 6.2942 | 6.5388 | 6.8421 | 7.1397 | 7.4453 | 7.7303 | 8.1459 | 8.6775 | 9.1942 | 9.7602 | 10.2831 | 10.7309 | 11.2606 | 11.799 | 12.2609 | 12.5798 | 12.763 | 13.0524 | 13.3519 | 13.6146 | 14.0013 | 3.7376 | 4.5311 | 4.5674 | 4.6831 | 4.8074 | 4.9637 | 5.1794 | 5.4862 | 5.7388 | 6.0237 | 6.2517 | 6.5898 | 6.8526 | 7.0796 | 7.2726 | 7.4316 | 7.6712 | 7.8365 | 8.1099 | 8.2246 | 8.3332 | 8.5029 | 8.7343 | 8.8578 | 8.7964 | 8.6448 | 8.6602 | 8.6602 | 8.6219 | 8.7191 | 3.7376 | 4.7233 | 4.8639 | 5.0799 | 5.2985 | 5.5167 | 5.7894 | 6.1088 | 6.4294 | 6.7148 | 7.0026 | 7.453 | 7.904 | 8.3399 | 8.6716 | 8.9496 | 9.4803 | 9.9483 | 10.3708 | 10.6286 | 10.8477 | 11.0199 | 11.19 | 11.3233 | 11.313 | 11.3851 | 11.4961 | 11.627 | 11.7688 | 12.0068 | 3.7376 | 4.5197 | 4.5453 | 4.6602 | 4.8201 | 5.047 | 5.3191 | 5.6659 | 6.0266 | 6.4588 | 6.8075 | 7.211 | 7.604 | 7.9597 | 8.1898 | 8.3387 | 8.6001 | 8.8181 | 9.0215 | 8.9802 | 8.9355 | 8.9644 | 8.9989 | 8.9709 | 8.7285 | 8.4578 | 8.2874 | 8.133 | 7.9535 | 7.8411 | 3.7376 | 4.6754 | 4.6606 | 4.8142 | 5.0572 | 5.4518 | 5.8695 | 6.3575 | 6.8865 | 7.5937 | 8.2166 | 8.8558 | 9.2909 | 9.7924 | 10.2672 | 10.6825 | 11.2325 | 11.7805 | 12.142 | 12.4016 | 12.5909 | 12.7339 | 12.9839 | 13.1165 | 12.3633 | 11.8453 | 11.7818 | 11.714 | 11.5969 | 11.6101
PSS | BEAUMONT ST T1 / DINGLE VALE T1 / LARK LA T1 / MDHB BRUNSWICK DOCK T1 | 20.3733 | 23.3942 | 24.4053 | 25.5684 | 26.6556 | 27.6698 | 28.6788 | 28.5579 | 28.4371 | 28.3162 | 28.1954 | 28.0746 | 27.9537 | 27.8329 | 27.7121 | 27.5912 | 27.4704 | 27.3495 | 27.2287 | 27.1079 | 26.987 | 26.8662 | 26.7453 | 26.6245 | 26.5037 | 26.3828 | 26.262 | 26.1412 | 26.0203 | 25.1744 | 20.3733 | 21.8216 | 22.3065 | 23.0194 | 23.6403 | 24.4001 | 25.2105 | 24.9782 | 24.7459 | 24.5136 | 24.2813 | 24.049 | 23.8167 | 23.5844 | 23.3521 | 23.1198 | 22.8874 | 22.6551 | 22.4228 | 22.7668 | 22.6295 | 22.3502 | 22.1051 | 21.6522 | 21.034 | 20.564 | 20.0303 | 19.5021 | 18.8355 | 18.4736 | 20.3733 | 22.5419 | 23.2552 | 24.1738 | 25.0299 | 25.9618 | 26.8985 | 26.6441 | 26.3896 | 26.1351 | 25.8807 | 25.6262 | 25.3717 | 25.1173 | 24.8628 | 24.6083 | 24.3539 | 24.0994 | 23.8449 | 23.5905 | 23.336 | 23.0815 | 22.8271 | 22.5726 | 22.3181 | 22.0637 | 21.8092 | 21.5547 | 21.3003 | 19.519 | 20.3733 | 21.1292 | 21.4842 | 22.0871 | 22.7252 | 23.5024 | 24.3176 | 23.9377 | 23.5578 | 23.178 | 22.7981 | 22.4183 | 22.0384 | 21.6586 | 21.2787 | 20.8988 | 20.519 | 20.1391 | 19.7593 | 19.3794 | 18.9996 | 18.6197 | 18.2398 | 17.86 | 17.4801 | 17.1003 | 16.7204 | 16.3406 | 15.9607 | 13.3017 | 20.3733 | 22.1872 | 22.7759 | 23.5908 | 24.3669 | 25.2499 | 26.1662 | 25.9313 | 25.6964 | 25.4615 | 25.2266 | 24.9917 | 24.7568 | 24.5218 | 24.2869 | 24.052 | 23.8171 | 23.5822 | 23.3473 | 23.1124 | 22.8774 | 22.7947 | 22.6591 | 22.3063 | 21.7215 | 21.2837 | 20.7833 | 20.2755 | 19.6673 | 19.3537
PSS | BEDBURN DV T1 / BLUEBELL LA T1 / BROOKBRIDGE T1 / ECCLESTON T1 | 19.3219 | 20.0172 | 20.1165 | 20.3585 | 20.604 | 20.8813 | 21.2467 | 21.7899 | 22.2249 | 22.9491 | 23.4701 | 24.3148 | 25.196 | 26.1704 | 27.2895 | 28.5828 | 30.2725 | 32.0571 | 34.0283 | 35.9849 | 37.8911 | 39.8138 | 41.6543 | 42.989 | 43.7732 | 44.2931 | 44.451 | 44.4182 | 43.8805 | 43.7687 | 19.3219 | 18.7237 | 18.8088 | 19.1814 | 19.7179 | 20.7406 | 22.0271 | 23.7506 | 25.2834 | 26.9638 | 28.4942 | 30.3105 | 32.6499 | 34.6096 | 36.0411 | 37.252 | 38.6904 | 39.6627 | 41.0018 | 41.335 | 41.3914 | 42.2787 | 43.5121 | 44.6012 | 41.8404 | 40.1706 | 39.6573 | 39.2456 | 38.7953 | 38.6729 | 19.3219 | 19.2873 | 19.153 | 19.1893 | 19.4509 | 19.8455 | 20.3843 | 21.2657 | 22.1789 | 23.031 | 23.9391 | 25.3439 | 26.9832 | 28.6105 | 30.2194 | 31.7177 | 33.4701 | 34.8281 | 35.79 | 36.1162 | 36.306 | 36.442 | 36.6237 | 36.4949 | 36.1138 | 35.8266 | 35.4884 | 35.2039 | 34.7718 | 34.7192 | 19.3219 | 18.1363 | 17.9576 | 18.0856 | 18.6432 | 19.4924 | 20.4773 | 21.8433 | 23.139 | 24.9599 | 26.7769 | 29.1049 | 31.7475 | 34.4646 | 36.7909 | 39.1097 | 41.099 | 42.5275 | 43.3354 | 42.9629 | 42.3813 | 41.6676 | 40.7203 | 39.421 | 37.6758 | 36.0444 | 34.417 | 32.9387 | 31.0597 | 29.6112 | 19.3219 | 19.0651 | 18.9762 | 19.2826 | 20.1867 | 21.5566 | 23.2767 | 25.2844 | 27.4148 | 30.1134 | 32.6816 | 35.2605 | 38.4251 | 41.4304 | 44.0857 | 46.4755 | 49.2166 | 51.5862 | 53.4274 | 54.3645 | 54.7231 | 55.6234 | 56.5648 | 57.3984 | 53.5619 | 51.9503 | 51.7174 | 51.5418 | 51.1592 | 51.1992
PSS | BEECH ST T1 / LISTER DV A T2 | 3.8427 | 4.2315 | 4.2641 | 4.3244 | 4.362 | 4.3649 | 4.3879 | 4.4204 | 4.4124 | 4.4848 | 4.4999 | 4.5647 | 4.6344 | 4.7022 | 4.7926 | 4.8745 | 5.0054 | 5.1308 | 5.2709 | 5.4027 | 5.5318 | 5.6722 | 5.8107 | 5.8836 | 5.8917 | 5.8953 | 5.8513 | 5.7679 | 5.6376 | 5.5903 | 3.8427 | 3.9674 | 3.9207 | 3.8908 | 3.8654 | 3.869 | 3.8755 | 3.932 | 3.9443 | 4.0273 | 4.0866 | 4.236 | 4.3815 | 4.5103 | 4.6629 | 4.7888 | 4.9246 | 5.0046 | 5.0724 | 5.0641 | 5.0477 | 4.9947 | 4.956 | 4.8628 | 4.7634 | 4.6762 | 4.5838 | 4.4874 | 4.3626 | 4.3089 | 3.8427 | 4.0896 | 4.0532 | 4.0445 | 4.0493 | 4.0581 | 4.0695 | 4.1342 | 4.1525 | 4.1916 | 4.2266 | 4.3174 | 4.4255 | 4.5379 | 4.6515 | 4.7818 | 4.9141 | 5.0061 | 5.0656 | 5.0723 | 5.0623 | 5.0235 | 5.01 | 4.9302 | 4.8328 | 4.7466 | 4.6361 | 4.5315 | 4.4069 | 4.3364 | 3.8427 | 3.8558 | 3.7775 | 3.7336 | 3.719 | 3.7277 | 3.7323 | 3.7932 | 3.8245 | 3.9369 | 4.0338 | 4.2189 | 4.4179 | 4.6414 | 4.8611 | 5.0153 | 5.1856 | 5.2786 | 5.3151 | 5.2308 | 5.1235 | 4.9793 | 4.828 | 4.6571 | 4.4474 | 4.2748 | 4.0798 | 3.9052 | 3.6813 | 3.518 | 3.8427 | 4.0109 | 3.9693 | 3.9512 | 3.9645 | 3.9854 | 4.0235 | 4.0999 | 4.1271 | 4.2096 | 4.2659 | 4.3837 | 4.5051 | 4.621 | 4.7557 | 4.8861 | 5.0218 | 5.11 | 5.1775 | 5.178 | 5.1676 | 5.1278 | 5.1101 | 5.0459 | 4.9593 | 4.899 | 4.8218 | 4.7487 | 4.6502 | 4.6187
PSS | BEMROSE T1 / CARR LA EAST T1 / LUCAS (FAZAKERLEY) T1 / NORRIS GREEN T1 / WEST DERBY T1 | 22.606 | 25.4989 | 25.6825 | 26.0178 | 26.3406 | 26.4764 | 26.7139 | 27.1366 | 27.3635 | 27.9169 | 28.2646 | 29.0348 | 29.7617 | 30.5048 | 31.3814 | 32.1178 | 33.1465 | 34.014 | 34.925 | 35.7701 | 36.5105 | 37.1435 | 37.8415 | 38.1374 | 38.146 | 38.2611 | 38.0676 | 37.8136 | 37.4129 | 37.4328 | 22.606 | 23.8785 | 23.6199 | 23.6594 | 23.7602 | 24.1731 | 24.5472 | 25.315 | 25.847 | 26.743 | 27.5044 | 28.5881 | 29.5419 | 30.2602 | 31.0919 | 31.4679 | 32.2218 | 32.5854 | 33.1017 | 33.2029 | 33.1572 | 32.9372 | 32.767 | 32.3322 | 31.7446 | 31.2018 | 30.684 | 30.0891 | 29.3615 | 28.9485 | 22.606 | 24.5786 | 24.4122 | 24.459 | 24.514 | 24.6732 | 24.9117 | 25.4968 | 25.9424 | 26.51 | 27.0632 | 28.0348 | 29.0812 | 30.0485 | 31.2055 | 32.2338 | 33.3126 | 34.0972 | 34.7534 | 35.0059 | 35.2118 | 35.2507 | 35.3183 | 34.9704 | 34.4445 | 33.9923 | 33.3304 | 32.6472 | 31.8717 | 31.3621 | 22.606 | 23.1285 | 22.7334 | 22.6499 | 22.8015 | 23.2229 | 23.597 | 24.3429 | 24.8236 | 25.6716 | 26.2619 | 27.0766 | 27.8113 | 28.2704 | 28.8209 | 28.9234 | 29.2863 | 29.4547 | 29.4776 | 28.9868 | 28.3725 | 27.6784 | 27.0298 | 26.2576 | 25.3865 | 24.5862 | 23.7659 | 22.9356 | 21.9294 | 21.137 | 22.606 | 24.1901 | 23.9556 | 23.9797 | 24.3147 | 24.763 | 25.3124 | 26.1448 | 26.7255 | 27.6814 | 28.4647 | 29.5366 | 30.5824 | 31.498 | 32.559 | 33.4022 | 34.3662 | 35.0088 | 35.5811 | 35.754 | 35.8153 | 35.7251 | 35.6801 | 35.411 | 34.9047 | 34.7042 | 34.3952 | 34.0513 | 33.5672 | 33.381
PSS | BENTINCK ST T1 / BENTINCK ST T2 / CHESTER ST (BIRKENHEAD) T1 | 7.7664 | 10.6546 | 10.836 | 11.1052 | 11.3414 | 11.5968 | 11.8517 | 12.1779 | 12.4116 | 12.8141 | 13.0265 | 13.4012 | 13.7719 | 14.1605 | 14.5913 | 15.1021 | 15.87 | 16.6598 | 17.5675 | 18.4735 | 19.4152 | 20.3651 | 21.3134 | 21.9988 | 22.3722 | 22.5881 | 22.6426 | 22.5951 | 22.2607 | 22.1813 | 7.7664 | 10.4567 | 10.446 | 10.5371 | 10.6851 | 10.9191 | 11.1735 | 11.643 | 11.9912 | 12.5633 | 13.0635 | 13.7876 | 14.56 | 15.312 | 16.0516 | 16.6241 | 17.2861 | 17.7142 | 18.0759 | 18.1499 | 18.2038 | 18.2051 | 18.2877 | 18.2182 | 17.8176 | 17.6175 | 17.4794 | 17.3352 | 17.0129 | 16.976 | 7.7664 | 10.5749 | 10.7335 | 10.9773 | 11.1771 | 11.4285 | 11.7463 | 12.2224 | 12.6321 | 13.0574 | 13.4578 | 14.1416 | 14.8956 | 15.6071 | 16.2417 | 16.8015 | 17.5902 | 18.1625 | 18.6182 | 18.6996 | 18.7663 | 18.717 | 18.6989 | 18.5614 | 18.3 | 18.1589 | 17.9974 | 17.8712 | 17.6756 | 17.717 | 7.7664 | 10.3622 | 10.3464 | 10.4462 | 10.7097 | 11.0308 | 11.3984 | 11.9328 | 12.439 | 13.3284 | 14.1868 | 15.3402 | 16.6983 | 18.1645 | 19.445 | 20.5809 | 21.6883 | 22.4822 | 22.9255 | 22.7586 | 22.4934 | 22.0927 | 21.561 | 20.881 | 20.002 | 19.1979 | 18.3624 | 17.5786 | 16.5838 | 15.8642 | 7.7664 | 10.5498 | 10.5613 | 10.729 | 10.9987 | 11.3875 | 11.8136 | 12.3817 | 12.8735 | 13.6179 | 14.2283 | 14.978 | 15.6865 | 16.4228 | 17.191 | 17.8402 | 18.6713 | 19.3282 | 19.7548 | 19.886 | 20.0016 | 20.0278 | 20.1647 | 20.1983 | 19.4847 | 19.06 | 18.906 | 18.7773 | 18.5133 | 18.5317
PSS | BERSHAM COLLIERY T1 | 1.9947 | 2.2579 | 2.2736 | 2.3023 | 2.321 | 2.348 | 2.3731 | 2.424 | 2.4604 | 2.5254 | 2.5648 | 2.6369 | 2.717 | 2.8014 | 2.9048 | 3.0115 | 3.1647 | 3.3096 | 3.4604 | 3.6245 | 3.7849 | 3.921 | 4.066 | 4.1579 | 4.1985 | 4.2386 | 4.2284 | 4.1886 | 4.1117 | 4.0728 | 1.9947 | 2.159 | 2.1623 | 2.1858 | 2.2314 | 2.3117 | 2.4104 | 2.5593 | 2.6702 | 2.8458 | 2.9822 | 3.149 | 3.3546 | 3.5166 | 3.6669 | 3.7802 | 3.9239 | 4.0003 | 4.1246 | 4.1518 | 4.1456 | 4.1868 | 4.2474 | 4.2869 | 4.3331 | 4.1912 | 4.1312 | 4.0784 | 4.0156 | 3.9849 | 1.9947 | 2.2062 | 2.1997 | 2.2067 | 2.2153 | 2.2388 | 2.2821 | 2.3756 | 2.4454 | 2.5206 | 2.5955 | 2.7139 | 2.8752 | 3.0069 | 3.1627 | 3.3123 | 3.4564 | 3.5776 | 3.6549 | 3.6671 | 3.6684 | 3.6749 | 3.6802 | 3.6448 | 3.5883 | 3.5374 | 3.4746 | 3.4084 | 3.3215 | 3.2733 | 1.9947 | 2.1115 | 2.0857 | 2.1027 | 2.1467 | 2.2175 | 2.2976 | 2.4255 | 2.5305 | 2.6848 | 2.8373 | 3.0477 | 3.2774 | 3.5022 | 3.7096 | 3.9006 | 4.0745 | 4.187 | 4.2492 | 4.199 | 4.1354 | 4.0354 | 3.9481 | 3.8187 | 3.6523 | 3.5085 | 3.3612 | 3.2166 | 3.0296 | 2.8889 | 1.9947 | 2.1708 | 2.1695 | 2.1899 | 2.2679 | 2.3703 | 2.5082 | 2.6835 | 2.8346 | 3.0542 | 3.2395 | 3.4348 | 3.6925 | 3.9128 | 4.1339 | 4.3289 | 4.5398 | 4.7074 | 4.8577 | 4.9159 | 4.9301 | 4.9809 | 5.0259 | 5.0611 | 5.1245 | 5.0145 | 4.9843 | 4.9589 | 4.912 | 4.901
PSS | BERSHAM RD T1 / IND COOPE T1 / RHYD BROUGHTON LA T1 / TUTTLE ST T1 | 15.127 | 14.2826 | 14.392 | 14.5673 | 14.7565 | 14.888 | 15.0437 | 15.3128 | 15.4308 | 15.7743 | 15.9487 | 16.351 | 16.7529 | 17.1471 | 17.6249 | 18.1252 | 18.811 | 19.4526 | 20.1627 | 20.8348 | 21.4659 | 22.0227 | 22.6109 | 22.9108 | 22.9865 | 23.0448 | 22.8737 | 22.6187 | 22.1821 | 22.0075 | 15.127 | 13.6677 | 13.7217 | 13.9226 | 14.1741 | 14.592 | 15.1934 | 16.0774 | 16.7914 | 17.6252 | 18.3407 | 19.2719 | 20.5092 | 21.5069 | 22.3148 | 22.9361 | 23.7527 | 24.2938 | 25.0457 | 25.2242 | 25.2335 | 25.5593 | 26.0265 | 26.3956 | 26.795 | 25.6565 | 25.2217 | 24.8283 | 24.4316 | 24.2192 | 15.127 | 14.0192 | 14.0142 | 14.1212 | 14.2428 | 14.3673 | 14.5638 | 14.9738 | 15.2771 | 15.6765 | 16.0282 | 16.6111 | 17.2911 | 17.8844 | 18.5562 | 19.0624 | 19.7145 | 20.1481 | 20.4845 | 20.518 | 20.5266 | 20.5423 | 20.6064 | 20.4234 | 20.1337 | 19.8203 | 19.4566 | 19.0752 | 18.6124 | 18.3502 | 15.127 | 13.4349 | 13.3127 | 13.3653 | 13.5757 | 13.9228 | 14.3576 | 15.0121 | 15.5111 | 16.2919 | 16.9678 | 17.8715 | 18.8275 | 19.7379 | 20.5254 | 21.2423 | 21.871 | 22.2677 | 22.4368 | 22.0371 | 21.5703 | 21.0349 | 20.488 | 19.8092 | 18.9754 | 18.2468 | 17.5046 | 16.8045 | 15.9373 | 15.2908 | 15.127 | 13.8426 | 13.8441 | 14.0304 | 14.4555 | 15.0164 | 15.765 | 16.7037 | 17.5685 | 18.7611 | 19.8241 | 20.9522 | 22.439 | 23.7619 | 24.9717 | 25.9686 | 27.1955 | 28.1888 | 29.0912 | 29.4914 | 29.6046 | 29.9654 | 30.3058 | 30.5279 | 31.0791 | 30.0705 | 29.756 | 29.4583 | 29.0795 | 28.887
PSS | BETHESDA T1 | 4.2818 | 4.793 | 4.8181 | 4.8705 | 4.9251 | 4.9737 | 5.0359 | 5.1436 | 5.2178 | 5.356 | 5.4706 | 5.6614 | 5.8458 | 6.0409 | 6.2428 | 6.4921 | 6.7788 | 7.048 | 7.3439 | 7.6018 | 7.8226 | 8.0075 | 8.2147 | 8.3266 | 8.3688 | 8.4059 | 8.4013 | 8.3907 | 8.3565 | 8.4073 | 4.2818 | 4.5092 | 4.5725 | 4.7047 | 4.861 | 5.0554 | 5.312 | 5.6639 | 5.9438 | 6.2447 | 6.5231 | 6.8483 | 7.234 | 7.5436 | 7.7453 | 7.8926 | 8.1296 | 8.2879 | 8.6464 | 8.7959 | 8.8513 | 9.0482 | 9.3235 | 9.5454 | 9.9693 | 9.602 | 9.5145 | 9.4551 | 9.4208 | 9.4343 | 4.2818 | 4.6398 | 4.6242 | 4.6544 | 4.6785 | 4.7494 | 4.8602 | 5.0356 | 5.1927 | 5.3881 | 5.5688 | 5.8119 | 6.0751 | 6.3077 | 6.5344 | 6.7336 | 6.9775 | 7.1448 | 7.2978 | 7.3602 | 7.3929 | 7.47 | 7.5349 | 7.5285 | 7.4574 | 7.3713 | 7.269 | 7.1591 | 7.0184 | 6.944 | 4.2818 | 4.4081 | 4.3832 | 4.4296 | 4.5319 | 4.7351 | 4.959 | 5.2875 | 5.5773 | 5.9337 | 6.2245 | 6.5395 | 6.83 | 7.0518 | 7.1996 | 7.28 | 7.4421 | 7.5732 | 7.6784 | 7.6002 | 7.5076 | 7.4442 | 7.3877 | 7.2846 | 7.0646 | 6.8684 | 6.7069 | 6.5314 | 6.3264 | 6.1587 | 4.2818 | 4.5791 | 4.5629 | 4.6247 | 4.7852 | 5.0332 | 5.3499 | 5.7154 | 6.0619 | 6.5411 | 6.9776 | 7.3996 | 7.9095 | 8.3759 | 8.772 | 9.1277 | 9.5259 | 9.8618 | 10.252 | 10.4769 | 10.5535 | 10.7309 | 10.8995 | 11.0089 | 11.2612 | 10.8826 | 10.7978 | 10.7275 | 10.6255 | 10.576
PSS | BETWS-Y-COED T1 | 3.3165 | 3.7736 | 3.8456 | 3.9395 | 4.0538 | 4.2704 | 4.5101 | 4.8049 | 5.1073 | 5.4476 | 5.7331 | 6.0717 | 6.4306 | 6.8357 | 7.2216 | 7.8075 | 8.5134 | 9.2673 | 10.1076 | 10.9166 | 11.6887 | 12.4866 | 13.2215 | 13.813 | 14.1644 | 14.3326 | 14.468 | 14.574 | 14.5047 | 14.5815 | 3.3165 | 3.603 | 3.7077 | 3.871 | 4.1482 | 4.4586 | 4.83 | 5.2704 | 5.6986 | 6.2162 | 6.6761 | 7.1522 | 7.6157 | 7.9472 | 8.1248 | 8.2584 | 8.4124 | 8.4901 | 8.6561 | 8.6793 | 8.7004 | 8.77 | 8.9489 | 9.0422 | 8.9825 | 8.862 | 8.8787 | 8.9014 | 8.875 | 8.9751 | 3.3165 | 3.7282 | 3.8779 | 4.0942 | 4.3432 | 4.6141 | 4.9936 | 5.4615 | 6.003 | 6.5089 | 7.025 | 7.6325 | 8.2725 | 8.8927 | 9.3207 | 9.7023 | 10.2235 | 10.6249 | 10.9307 | 11.0367 | 11.1066 | 11.1261 | 11.1699 | 11.1794 | 11.0979 | 11.0944 | 11.1055 | 11.1721 | 11.225 | 11.4 | 3.3165 | 3.6112 | 3.7028 | 3.8792 | 4.2103 | 4.6306 | 5.121 | 5.716 | 6.3978 | 7.2831 | 8.1314 | 8.9726 | 9.8592 | 10.7897 | 11.4008 | 12.001 | 12.6175 | 13.0758 | 13.3846 | 13.2857 | 13.1478 | 12.9793 | 12.7232 | 12.3629 | 11.7856 | 11.2103 | 10.6872 | 10.2067 | 9.6249 | 9.1926 | 3.3165 | 3.7143 | 3.7456 | 3.9148 | 4.2901 | 4.7827 | 5.349 | 5.9446 | 6.6008 | 7.4689 | 8.2004 | 8.8476 | 9.4116 | 9.9381 | 10.3515 | 10.7281 | 11.1874 | 11.6191 | 11.8855 | 12.0291 | 12.1238 | 12.1699 | 12.346 | 12.4589 | 11.8371 | 11.4361 | 11.3909 | 11.3803 | 11.3088 | 11.3762
PSS | BEWSEY T1 / OWEN ST T1 / RODNEY ST T1 / RYLANDS ELDON ST T1 | 16.0897 | 15.677 | 15.8611 | 16.1219 | 16.3286 | 16.5683 | 16.8425 | 17.1836 | 17.402 | 17.8466 | 18.0665 | 18.5058 | 18.9524 | 19.3768 | 19.8857 | 20.4338 | 21.233 | 22.0032 | 22.8475 | 23.6763 | 24.5002 | 25.3125 | 26.1449 | 26.6705 | 26.9388 | 27.0878 | 27.0331 | 26.9184 | 26.5514 | 26.5074 | 16.0897 | 15.2044 | 15.0697 | 15.0824 | 15.0823 | 15.2891 | 15.4948 | 15.9723 | 16.2898 | 16.8491 | 17.3316 | 18.1173 | 18.938 | 19.6677 | 20.4615 | 21.1164 | 21.8565 | 22.3073 | 22.7313 | 22.8026 | 22.835 | 22.7413 | 22.738 | 22.5003 | 22.0114 | 21.7168 | 21.4244 | 21.101 | 20.6252 | 20.4401 | 16.0897 | 15.4594 | 15.4973 | 15.6814 | 15.795 | 15.9863 | 16.233 | 16.7018 | 17.0378 | 17.4239 | 17.7761 | 18.4356 | 19.1957 | 19.8413 | 20.5196 | 21.1345 | 21.927 | 22.4945 | 22.9627 | 23.065 | 23.1473 | 23.1028 | 23.0954 | 22.8879 | 22.5278 | 22.278 | 21.944 | 21.6429 | 21.253 | 21.136 | 16.0897 | 14.9522 | 14.7566 | 14.7952 | 14.9229 | 15.2351 | 15.5289 | 16.0371 | 16.4479 | 17.221 | 17.9131 | 18.911 | 20.019 | 21.1534 | 22.1991 | 23.0383 | 23.8883 | 24.4484 | 24.6911 | 24.3459 | 23.9184 | 23.359 | 22.7836 | 22.0623 | 21.1895 | 20.4274 | 19.609 | 18.8659 | 17.9307 | 17.2696 | 16.0897 | 15.288 | 15.1881 | 15.2847 | 15.4581 | 15.8046 | 16.2042 | 16.8067 | 17.2687 | 18.0061 | 18.6023 | 19.3965 | 20.1781 | 20.899 | 21.7104 | 22.4353 | 23.2935 | 23.9394 | 24.3924 | 24.5207 | 24.6107 | 24.5719 | 24.6452 | 24.5393 | 23.8298 | 23.4184 | 23.1436 | 22.8761 | 22.4696 | 22.3659
PSS | BIBBYS T1 / INLAND REVENUE OFFICES T1 / REGENT RD T1 | 11.3502 | 12.876 | 13.4588 | 14.3891 | 15.7518 | 16.5972 | 17.7054 | 17.7267 | 17.7481 | 17.7695 | 17.7909 | 17.8122 | 17.8336 | 17.855 | 17.8764 | 17.8977 | 17.9191 | 17.9405 | 17.9619 | 17.9832 | 18.0046 | 18.026 | 18.9791 | 19.34 | 19.4801 | 19.5883 | 19.4004 | 19.1354 | 18.6071 | 18.3252 | 11.3502 | 12.4515 | 12.8127 | 13.5367 | 14.7657 | 15.6185 | 16.7223 | 16.6549 | 16.5874 | 16.5199 | 16.4525 | 16.385 | 16.3175 | 16.2501 | 16.1826 | 16.1152 | 16.0477 | 16.7428 | 16.9921 | 16.9913 | 16.927 | 16.7426 | 16.6287 | 16.377 | 16.0259 | 15.8426 | 15.5669 | 15.3112 | 14.9321 | 14.7659 | 11.3502 | 12.6538 | 13.0784 | 13.8758 | 15.1125 | 15.9284 | 17.0409 | 16.9276 | 16.8144 | 16.7011 | 16.5879 | 16.4746 | 16.3614 | 16.2481 | 16.1349 | 16.0216 | 15.9084 | 15.7951 | 16.4191 | 16.3878 | 16.3118 | 16.1615 | 16.0455 | 15.7701 | 15.4205 | 15.131 | 14.7624 | 14.408 | 13.9789 | 13.7566 | 11.3502 | 12.1995 | 12.4899 | 13.1762 | 14.4899 | 15.4002 | 16.5727 | 16.4498 | 16.3269 | 16.204 | 16.0811 | 15.9583 | 15.8354 | 15.7125 | 17.5874 | 18.5103 | 19.3638 | 19.9075 | 20.1446 | 19.8712 | 19.5029 | 18.9525 | 18.3497 | 17.6136 | 16.8038 | 16.1026 | 15.312 | 14.58 | 13.6776 | 13.0092 | 11.3502 | 12.573 | 12.9669 | 13.7299 | 15.0776 | 15.9964 | 17.2226 | 17.1606 | 17.0986 | 17.0367 | 16.9747 | 16.9127 | 16.8507 | 16.7887 | 16.7267 | 16.6647 | 16.6027 | 16.5407 | 17.0748 | 17.0545 | 16.9957 | 16.8563 | 16.7791 | 16.6208 | 16.3359 | 16.1966 | 15.9688 | 15.7823 | 15.4927 | 15.4249
PSS | BICC HELSBY T2 / EVC T1 | 4.8092 | 4.9091 | 4.9645 | 5.0676 | 5.1709 | 5.3456 | 5.5295 | 5.7718 | 6.0182 | 6.3098 | 6.5647 | 6.8843 | 7.2253 | 7.6096 | 7.9953 | 8.4924 | 9.1142 | 9.7593 | 10.4613 | 11.1355 | 11.7611 | 12.4274 | 13.0765 | 13.6111 | 13.9506 | 14.1762 | 14.4083 | 14.6046 | 14.6975 | 14.9056 | 4.8092 | 4.5886 | 4.6861 | 4.8798 | 5.1333 | 5.4332 | 5.787 | 6.2415 | 6.6463 | 7.1123 | 7.5378 | 8.0327 | 8.5753 | 9.0322 | 9.387 | 9.6179 | 9.9763 | 10.2083 | 10.564 | 10.6914 | 10.7683 | 10.9416 | 11.2285 | 11.3982 | 11.3387 | 11.1407 | 11.1602 | 11.1943 | 11.2033 | 11.3296 | 4.8092 | 4.7736 | 4.8841 | 5.0561 | 5.2321 | 5.4407 | 5.7368 | 6.1133 | 6.522 | 6.9056 | 7.2985 | 7.841 | 8.4515 | 9.0696 | 9.591 | 10.0525 | 10.7289 | 11.2666 | 11.728 | 11.9612 | 12.1411 | 12.2813 | 12.4326 | 12.5046 | 12.4642 | 12.4508 | 12.461 | 12.4915 | 12.5026 | 12.6142 | 4.8092 | 4.5371 | 4.595 | 4.7386 | 4.9825 | 5.3323 | 5.7255 | 6.2514 | 6.784 | 7.4412 | 8.0697 | 8.7864 | 9.5505 | 10.2935 | 10.8743 | 11.3445 | 11.8983 | 12.3594 | 12.6893 | 12.6998 | 12.653 | 12.6298 | 12.5589 | 12.3874 | 11.9793 | 11.5797 | 11.2331 | 10.9177 | 10.5131 | 10.2174 | 4.8092 | 4.7366 | 4.7486 | 4.9115 | 5.2462 | 5.7314 | 6.2833 | 6.8998 | 7.5598 | 8.4191 | 9.1853 | 9.9364 | 10.6959 | 11.4776 | 12.1714 | 12.7667 | 13.5002 | 14.156 | 14.5676 | 14.8007 | 14.9268 | 15.0516 | 15.2678 | 15.3775 | 14.6692 | 14.2663 | 14.2628 | 14.2753 | 14.2198 | 14.2908
PSS | BICC HUYTON QUARRY T1 / TARBOCK T1 / WHISTON T1 | 8.0185 | 8.7392 | 8.8627 | 9.0408 | 9.1652 | 9.3495 | 9.5387 | 9.805 | 10.0423 | 10.3671 | 10.5768 | 10.9242 | 11.2926 | 11.6816 | 12.1216 | 12.6427 | 13.354 | 14.0877 | 14.8932 | 15.7119 | 16.535 | 17.3486 | 18.1585 | 18.7273 | 19.0838 | 19.3301 | 19.4003 | 19.3957 | 19.1539 | 19.1056 | 8.0185 | 8.4716 | 8.5274 | 8.7113 | 8.9122 | 9.3447 | 9.844 | 10.5606 | 11.1834 | 11.8788 | 12.5302 | 13.3518 | 14.3992 | 15.3186 | 16.0616 | 16.6979 | 17.4577 | 17.9733 | 18.6225 | 18.823 | 18.9269 | 19.283 | 19.7771 | 19.9017 | 18.9003 | 18.316 | 18.112 | 17.9499 | 17.7426 | 17.6874 | 8.0185 | 8.645 | 8.6888 | 8.8315 | 8.9309 | 9.104 | 9.3495 | 9.7316 | 10.1137 | 10.4527 | 10.7948 | 11.3998 | 12.119 | 12.7914 | 13.512 | 14.1409 | 14.9542 | 15.5747 | 16.0213 | 16.1732 | 16.2857 | 16.3377 | 16.4396 | 16.3958 | 16.2126 | 16.0718 | 15.9096 | 15.7712 | 15.5735 | 15.5383 | 8.0185 | 8.3703 | 8.3538 | 8.5083 | 8.7623 | 9.1608 | 9.5806 | 10.1535 | 10.6999 | 11.4684 | 12.2255 | 13.2748 | 14.4744 | 15.7268 | 16.8399 | 17.888 | 18.8381 | 19.5271 | 19.9166 | 19.7432 | 19.5168 | 19.1976 | 18.7949 | 18.252 | 17.5152 | 16.8571 | 16.1904 | 15.5799 | 14.8017 | 14.2241 | 8.0185 | 8.5154 | 8.5132 | 8.7045 | 9.0448 | 9.6219 | 10.3172 | 11.1496 | 12.0207 | 13.1157 | 14.1562 | 15.254 | 16.5827 | 17.8406 | 19.0083 | 20.0403 | 21.2587 | 22.2845 | 23.0735 | 23.4689 | 23.6539 | 23.9855 | 24.3656 | 24.3327 | 22.8892 | 22.2935 | 22.1837 | 22.1056 | 21.9306 | 21.9377
PSS | BICC WREXHAM T1 / MARCHWIEL T1 / WIE CENTRAL T1 | 13.9121 | 12.2725 | 12.4067 | 12.6217 | 12.7558 | 12.8818 | 12.983 | 13.1205 | 13.0913 | 13.2879 | 13.2956 | 13.4646 | 13.594 | 13.6568 | 13.7878 | 13.8166 | 13.9911 | 14.0517 | 14.1532 | 14.2096 | 14.2374 | 14.2495 | 14.3645 | 14.3247 | 14.1978 | 14.1326 | 13.9557 | 13.7711 | 13.5498 | 13.525 | 13.9121 | 12.2873 | 12.1778 | 12.1401 | 11.9894 | 11.895 | 11.8593 | 12.0389 | 12.025 | 12.1441 | 12.2268 | 12.5927 | 13.0421 | 13.4648 | 14.0326 | 14.57 | 15.1548 | 15.5337 | 15.8767 | 15.9441 | 15.9598 | 15.8349 | 15.7098 | 15.4324 | 15.0468 | 53.9956 | 53.0715 | 52.4901 | 52.3351 | 52.1257 | 13.9121 | 12.3282 | 12.3129 | 12.3915 | 12.3537 | 12.3626 | 12.3498 | 12.4535 | 12.3302 | 12.3388 | 12.2738 | 12.4018 | 12.525 | 12.5216 | 12.6867 | 12.7776 | 12.9632 | 13.0585 | 13.1996 | 13.1713 | 13.1626 | 13.1155 | 13.097 | 12.8918 | 12.6368 | 12.379 | 12.0573 | 11.718 | 11.3316 | 11.109 | 13.9121 | 12.1949 | 12.0094 | 11.9393 | 11.8458 | 11.8378 | 11.8398 | 11.9341 | 11.8316 | 11.896 | 11.8597 | 12.0402 | 12.2433 | 12.417 | 12.6688 | 12.7042 | 12.8465 | 12.8703 | 12.7743 | 12.4417 | 12.0876 | 11.7001 | 11.4168 | 11.1152 | 10.7965 | 10.591 | 10.3507 | 10.1123 | 9.8266 | 9.6806 | 13.9121 | 12.307 | 12.2455 | 12.2661 | 12.1734 | 12.1318 | 12.108 | 12.2496 | 12.1807 | 12.2447 | 12.2537 | 12.5005 | 12.7873 | 12.9967 | 13.363 | 13.6773 | 14.0627 | 14.2997 | 14.542 | 14.5615 | 14.5651 | 14.479 | 14.4074 | 14.1665 | 13.8462 | 38.3065 | 37.4118 | 36.7864 | 36.2381 | 35.6201
PSS | BIRKENHEAD CENTRAL T1 / SINGLETON AVE T1 / TRANMERE T1 | 9.3295 | 10.1391 | 10.2888 | 10.5311 | 10.7201 | 10.9683 | 11.0846 | 11.2365 | 11.4705 | 11.8606 | 12.079 | 12.4411 | 12.818 | 13.2025 | 13.628 | 14.0429 | 14.7304 | 15.4432 | 16.2682 | 17.1014 | 17.9876 | 18.9021 | 19.8562 | 20.5814 | 21.0559 | 21.3525 | 21.5602 | 21.6754 | 21.5769 | 21.7053 | 9.3295 | 10.0123 | 9.9677 | 10.0241 | 10.0697 | 10.2244 | 10.3336 | 10.6406 | 10.9058 | 11.3567 | 11.7583 | 12.4044 | 13.1354 | 13.8282 | 14.6028 | 15.176 | 15.9052 | 16.4049 | 16.8247 | 16.9611 | 17.1023 | 17.197 | 17.3574 | 17.3712 | 16.9815 | 16.7527 | 16.641 | 16.5197 | 16.2246 | 16.2133 | 9.3295 | 9.9976 | 9.9992 | 10.0714 | 10.1031 | 10.3399 | 10.4521 | 10.6996 | 11.0604 | 11.417 | 11.7425 | 12.3177 | 12.9978 | 13.6613 | 14.338 | 14.9162 | 15.7695 | 16.4376 | 16.9861 | 17.2237 | 17.4191 | 17.4136 | 17.4406 | 17.3644 | 17.1701 | 17.1355 | 17.0399 | 16.9966 | 16.9021 | 17.027 | 9.3295 | 9.7346 | 9.6229 | 9.6392 | 9.7382 | 9.9935 | 10.1511 | 10.4662 | 10.8259 | 11.4771 | 12.1243 | 13.1179 | 14.3078 | 15.578 | 16.7898 | 17.7863 | 18.7839 | 19.5154 | 19.923 | 19.8312 | 19.6466 | 19.3601 | 18.9702 | 18.4671 | 17.7519 | 17.0947 | 16.4387 | 15.8438 | 15.0857 | 14.5773 | 9.3295 | 9.9634 | 9.9338 | 10.0152 | 10.139 | 10.5271 | 10.7838 | 11.1834 | 11.6866 | 12.3688 | 12.9779 | 13.7891 | 14.617 | 15.4408 | 16.354 | 17.1025 | 18.0826 | 18.8742 | 19.3959 | 19.647 | 19.8883 | 20.0221 | 20.2746 | 20.4085 | 19.6989 | 19.2536 | 19.1224 | 19.006 | 18.7492 | 18.7926
PSS | BIXTETH ST T1 / LITTLEWOODS T1 | 4.7105 | 5.1416 | 5.1991 | 5.2878 | 5.3477 | 5.4826 | 5.6046 | 5.75 | 5.8293 | 6.0116 | 6.1019 | 6.2642 | 6.4077 | 6.5342 | 6.6486 | 6.8157 | 7.0552 | 7.2734 | 7.5225 | 7.7357 | 7.921 | 8.1576 | 8.4241 | 8.6428 | 8.7769 | 8.8693 | 9.021 | 9.1678 | 9.3086 | 9.5525 | 4.7105 | 4.9489 | 4.8788 | 4.848 | 4.7838 | 4.7691 | 4.7888 | 4.8864 | 4.9129 | 4.9901 | 5.038 | 5.2167 | 5.4002 | 5.5825 | 5.8129 | 6.0392 | 6.3036 | 6.4906 | 6.6528 | 6.7094 | 6.7544 | 6.8076 | 6.8758 | 6.8655 | 6.624 | 6.4794 | 6.4099 | 6.3128 | 6.1596 | 6.1293 | 4.7105 | 5.0775 | 5.1567 | 5.2831 | 5.3558 | 5.4629 | 5.5525 | 5.6992 | 5.7471 | 5.7942 | 5.8486 | 6.0422 | 6.2479 | 6.4011 | 6.566 | 6.6945 | 6.9997 | 7.2599 | 7.5422 | 7.6774 | 7.828 | 7.9097 | 7.9968 | 8.0426 | 7.999 | 8.0124 | 8.0317 | 8.0644 | 8.0927 | 8.21 | 4.7105 | 4.9085 | 4.8555 | 4.858 | 4.8498 | 4.8829 | 4.9095 | 4.9835 | 4.9937 | 5.0596 | 5.0847 | 5.2134 | 5.3605 | 5.4736 | 5.613 | 5.6716 | 5.784 | 5.8494 | 5.8867 | 5.8098 | 5.7209 | 5.6597 | 5.6357 | 5.5804 | 5.4419 | 5.3009 | 5.2082 | 5.1215 | 5.0183 | 4.9772 | 4.7105 | 5.0412 | 5.0006 | 5.0582 | 5.0859 | 5.2257 | 5.3519 | 5.5583 | 5.7268 | 6.0004 | 6.2515 | 6.5888 | 6.855 | 7.1399 | 7.4742 | 7.7657 | 8.1587 | 8.5216 | 8.7485 | 8.8713 | 8.9814 | 9.0457 | 9.1665 | 9.2007 | 8.667 | 8.3173 | 8.2106 | 8.0877 | 7.9188 | 7.8716
PSS | BLACON T1 / COCOA BARRY T1 / CRANE BANK T1 / KNUTSFORD WAY T1 / TOWER WHARF T1 | 18.3689 | 18.1862 | 18.3618 | 18.6768 | 18.9036 | 19.0379 | 19.2254 | 19.5262 | 19.6845 | 20.1128 | 20.3115 | 20.8102 | 21.3106 | 21.8082 | 22.4184 | 22.9921 | 23.837 | 24.6473 | 25.5424 | 26.4218 | 27.2579 | 28.0378 | 28.8566 | 29.2967 | 29.4545 | 29.6085 | 29.4255 | 29.1342 | 28.5843 | 28.3669 | 18.3689 | 17.4643 | 17.5038 | 17.7641 | 17.9814 | 18.5236 | 19.2806 | 20.4363 | 21.3751 | 22.4507 | 23.4066 | 24.6748 | 26.3863 | 27.8479 | 29.034 | 30.0146 | 31.2512 | 32.1142 | 33.23 | 33.6039 | 33.7484 | 34.348 | 35.0906 | 35.7376 | 36.3995 | 34.9149 | 34.4055 | 33.9759 | 33.5213 | 33.2658 | 18.3689 | 17.806 | 17.7175 | 17.7733 | 17.7631 | 17.8785 | 18.0654 | 18.503 | 18.8493 | 19.2433 | 19.6161 | 20.3079 | 21.1176 | 21.86 | 22.7326 | 23.5006 | 24.3883 | 25.013 | 25.4598 | 25.5488 | 25.5819 | 25.6412 | 25.743 | 25.5492 | 25.1908 | 24.7994 | 24.3487 | 23.8622 | 23.2754 | 22.9379 | 18.3689 | 17.0714 | 16.8376 | 16.8684 | 17.0295 | 17.4644 | 17.9749 | 18.744 | 19.3411 | 20.2691 | 21.1328 | 22.3418 | 23.7046 | 25.0369 | 26.2441 | 27.3913 | 28.388 | 29.0346 | 29.3419 | 28.8814 | 28.3418 | 27.7177 | 27.0622 | 26.215 | 25.194 | 24.3195 | 23.411 | 22.559 | 21.4625 | 20.6434 | 18.3689 | 17.5667 | 17.5094 | 17.7119 | 18.1012 | 18.7959 | 19.7203 | 20.9057 | 22.0446 | 23.555 | 24.9655 | 26.4943 | 28.5202 | 30.3794 | 32.0777 | 33.5653 | 35.3126 | 36.7475 | 38.0111 | 38.6364 | 38.8593 | 39.4377 | 39.9445 | 40.337 | 41.1876 | 39.8712 | 39.5054 | 39.1754 | 38.7288 | 38.4996
PSS | BLAENAU FFESTINIOG T1 | 1.6595 | 2.259 | 2.2682 | 2.2939 | 2.3157 | 2.3352 | 2.3482 | 2.3826 | 2.395 | 2.4436 | 2.4692 | 2.5254 | 2.5811 | 2.6463 | 2.7278 | 2.8138 | 2.953 | 3.094 | 3.261 | 3.4188 | 3.5791 | 3.7398 | 3.8759 | 3.9685 | 4.0141 | 4.0205 | 3.9898 | 3.9347 | 3.8084 | 3.7423 | 1.6595 | 2.1305 | 2.1472 | 2.178 | 2.2215 | 2.2932 | 2.4015 | 2.5592 | 2.6744 | 2.8274 | 2.9542 | 3.1186 | 3.3525 | 3.561 | 3.6925 | 3.836 | 3.9716 | 4.0769 | 4.2193 | 4.2577 | 4.2566 | 4.3399 | 4.459 | 4.559 | 4.7195 | 4.4978 | 4.4225 | 4.3775 | 4.3363 | 4.3202 | 1.6595 | 2.2053 | 2.1803 | 2.1964 | 2.1964 | 2.2137 | 2.248 | 2.319 | 2.3753 | 2.4424 | 2.506 | 2.6037 | 2.7036 | 2.8064 | 2.9081 | 2.9869 | 3.0902 | 3.1537 | 3.1819 | 3.1612 | 3.1361 | 3.1156 | 3.1142 | 3.0828 | 3.0269 | 2.9775 | 2.9122 | 2.8546 | 2.7836 | 2.7523 | 1.6595 | 2.0924 | 2.0631 | 2.0697 | 2.1052 | 2.1673 | 2.2449 | 2.3705 | 2.4903 | 2.6741 | 2.8567 | 3.1009 | 3.3711 | 3.6621 | 3.9012 | 4.157 | 4.3699 | 4.5078 | 4.5792 | 4.5221 | 4.4539 | 4.351 | 4.2362 | 4.0798 | 3.8858 | 3.7108 | 3.5323 | 3.3679 | 3.1653 | 3.0145 | 1.6595 | 2.1648 | 2.1533 | 2.1799 | 2.245 | 2.3475 | 2.4866 | 2.6522 | 2.8118 | 3.0391 | 3.2402 | 3.4431 | 3.7054 | 3.9614 | 4.1663 | 4.362 | 4.572 | 4.7498 | 4.9032 | 4.9728 | 4.9792 | 5.0438 | 5.1115 | 5.1663 | 5.3189 | 5.1029 | 5.0363 | 4.9941 | 4.936 | 4.9097
PSS | BLUNDELL ST T1 / ST JAMES T1 / ROPEWALKS T1 | 8.6437 | 8.2075 | 8.2651 | 8.391 | 8.4721 | 8.5134 | 8.5595 | 8.6338 | 8.5897 | 8.6897 | 8.6859 | 8.7903 | 8.8595 | 8.9055 | 8.9747 | 9.0073 | 9.1083 | 9.1432 | 9.2048 | 9.2362 | 9.258 | 9.2666 | 9.332 | 9.3082 | 9.2107 | 9.1677 | 9.056 | 8.9178 | 8.775 | 8.7616 | 8.6437 | 7.9962 | 7.8814 | 7.8511 | 7.7261 | 7.6496 | 7.6057 | 7.6821 | 7.6401 | 7.7001 | 7.7207 | 7.9138 | 8.1631 | 8.3893 | 8.6937 | 8.9852 | 9.3171 | 9.518 | 9.6951 | 9.7435 | 9.7351 | 9.6636 | 9.5806 | 9.4198 | 9.1832 | 9.02 | 8.8249 | 8.6214 | 8.3503 | 8.2205 | 8.6437 | 8.1156 | 8.0666 | 8.0843 | 8.0401 | 8.0252 | 8.0132 | 8.0736 | 7.9879 | 7.9769 | 7.9117 | 7.9652 | 8.0346 | 8.0234 | 8.1043 | 8.1617 | 8.2828 | 8.3305 | 8.4054 | 8.3972 | 8.3942 | 8.3582 | 8.3347 | 8.2278 | 8.0671 | 7.9046 | 7.7055 | 7.4892 | 7.2507 | 7.1124 | 8.6437 | 7.8514 | 7.6953 | 7.6171 | 7.5361 | 7.4974 | 7.4592 | 7.4912 | 7.3821 | 7.4198 | 7.3766 | 7.4607 | 7.5676 | 7.6369 | 7.7823 | 7.774 | 7.854 | 7.8649 | 7.8005 | 7.6048 | 7.3815 | 7.1581 | 6.9769 | 6.7882 | 6.5776 | 6.4306 | 6.2765 | 6.1213 | 5.9244 | 5.8146 | 8.6437 | 8.0225 | 7.9411 | 7.9343 | 7.847 | 7.7993 | 7.7705 | 7.8373 | 7.7712 | 7.7953 | 7.7742 | 7.8994 | 8.0595 | 8.1681 | 8.3632 | 8.5394 | 8.7672 | 8.8925 | 9.0198 | 9.0409 | 9.0354 | 8.9823 | 8.9294 | 8.7952 | 8.5971 | 8.4347 | 8.2379 | 8.0284 | 7.774 | 7.6402
PSS | BLUNDELLSANDS (NORTH) T1 / BLUNDELLSANDS (SOUTH) T1 / CROSBY T1 / KERSHAW AVE T1 / WATERLOO T2 | 21.1176 | 23.2266 | 23.3721 | 23.6523 | 23.9035 | 24.2418 | 24.6569 | 25.2764 | 25.7836 | 26.599 | 27.2391 | 28.2916 | 29.3255 | 30.4377 | 31.6289 | 32.9763 | 34.6588 | 36.252 | 37.936 | 39.5575 | 40.9236 | 42.2715 | 43.6299 | 44.5227 | 44.9846 | 45.3619 | 45.5384 | 45.6608 | 45.5277 | 45.8412 | 21.1176 | 21.4285 | 21.5401 | 21.9809 | 22.5447 | 23.7126 | 25.1649 | 27.1148 | 28.8402 | 30.6422 | 32.2603 | 34.1017 | 36.4113 | 38.1821 | 39.4247 | 40.3274 | 41.6774 | 42.6031 | 44.0865 | 44.5439 | 44.6767 | 45.7081 | 47.0159 | 48.1863 | 45.1926 | 43.2485 | 42.6501 | 42.0757 | 41.5464 | 41.2619 | 21.1176 | 22.3312 | 22.297 | 22.524 | 22.7566 | 23.1615 | 23.6858 | 24.5889 | 25.4732 | 26.3828 | 27.3003 | 28.7954 | 30.3979 | 31.9671 | 33.5504 | 35.0179 | 36.6994 | 38.008 | 39.0734 | 39.5745 | 39.9797 | 40.3841 | 40.7784 | 40.773 | 40.455 | 40.1505 | 39.7923 | 39.4159 | 38.9658 | 38.7972 | 21.1176 | 20.8777 | 20.725 | 20.9432 | 21.4575 | 22.4128 | 23.4399 | 24.868 | 26.1133 | 27.6412 | 28.9429 | 30.4937 | 31.982 | 33.2278 | 34.2344 | 35.1762 | 36.0662 | 36.6812 | 37.026 | 36.4929 | 35.8597 | 35.3057 | 34.7026 | 33.8678 | 32.6267 | 31.4636 | 30.3955 | 29.3905 | 28.1319 | 27.118 | 21.1176 | 21.942 | 21.8461 | 22.2523 | 23.2302 | 24.7655 | 26.6271 | 28.8037 | 31.0744 | 34.0106 | 36.7798 | 39.5546 | 42.8547 | 45.9463 | 48.6543 | 51.0445 | 53.8076 | 56.229 | 58.2179 | 59.3235 | 59.7749 | 60.8279 | 61.8221 | 62.6496 | 58.4637 | 56.7111 | 56.4569 | 56.1697 | 55.739 | 55.6098
PSS | BODFARI PRODUCERS T1 | 2.774 | 2.4955 | 2.5149 | 2.5587 | 2.5707 | 2.5949 | 2.6136 | 2.6426 | 2.6387 | 2.6726 | 2.6717 | 2.7144 | 2.7469 | 2.7618 | 2.7898 | 2.7786 | 2.8136 | 2.8344 | 2.8509 | 2.8723 | 2.8746 | 2.8894 | 2.906 | 2.9039 | 2.8816 | 2.8622 | 2.8356 | 2.7909 | 2.7482 | 2.7428 | 2.774 | 2.4698 | 2.4368 | 2.4277 | 2.4034 | 2.3931 | 2.3865 | 2.4041 | 2.4249 | 2.4447 | 2.454 | 2.5215 | 2.6167 | 2.6999 | 2.8009 | 2.8981 | 3.0044 | 3.0963 | 3.1675 | 3.1913 | 3.2091 | 3.1986 | 3.191 | 3.1508 | 3.1108 | 3.0741 | 3.014 | 2.968 | 2.8893 | 2.8508 | 2.774 | 2.4913 | 2.4774 | 2.4884 | 2.4799 | 2.4718 | 2.477 | 2.4965 | 2.4756 | 2.4731 | 2.4553 | 2.4735 | 2.4858 | 2.492 | 2.5115 | 2.5288 | 2.5838 | 2.6148 | 2.642 | 2.6378 | 2.6314 | 2.6343 | 2.6297 | 2.5958 | 2.5519 | 2.5023 | 2.4436 | 2.3785 | 2.319 | 2.2768 | 2.774 | 2.4297 | 2.3814 | 2.3731 | 2.3499 | 2.3582 | 2.3438 | 2.3682 | 2.3362 | 2.3475 | 2.3411 | 2.3701 | 2.4057 | 2.436 | 2.4816 | 2.4948 | 2.5236 | 2.5337 | 2.5257 | 2.4581 | 2.4043 | 2.3364 | 2.2861 | 2.2346 | 2.178 | 2.1315 | 2.0874 | 2.0482 | 1.991 | 1.9598 | 2.774 | 2.4187 | 2.3949 | 2.3944 | 2.372 | 2.3617 | 2.3632 | 2.3846 | 2.3862 | 2.4028 | 2.4081 | 2.4636 | 2.5273 | 2.5811 | 2.6509 | 2.7179 | 2.806 | 2.8734 | 2.9262 | 2.9408 | 2.945 | 2.9467 | 2.9391 | 2.9038 | 2.8617 | 2.8151 | 2.7581 | 2.7016 | 2.6329 | 2.5915
PSS | BOLTON ST T1 / GREEK ST T1 / HPO COPPERAS HILL T1 / OLDHAM PLACE T1 | 13.4491 | 14.1096 | 14.2466 | 14.5012 | 14.6511 | 14.7704 | 14.8903 | 15.0659 | 15.0739 | 15.3108 | 15.3486 | 15.5619 | 15.7379 | 15.871 | 16.0549 | 16.2075 | 16.5115 | 16.7241 | 16.9733 | 17.2086 | 17.4388 | 17.6238 | 17.8774 | 17.934 | 17.8254 | 17.7829 | 17.5438 | 17.2859 | 16.9065 | 16.7875 | 13.4491 | 13.9809 | 13.8292 | 13.7901 | 13.6539 | 13.609 | 13.6332 | 13.8595 | 13.9175 | 14.1435 | 14.3279 | 14.8303 | 15.3835 | 15.9135 | 16.5474 | 17.1603 | 17.7919 | 18.1739 | 18.5283 | 18.6091 | 18.5994 | 18.4723 | 18.3281 | 18.0395 | 17.6289 | 17.3754 | 17.0434 | 16.712 | 16.2247 | 15.9851 | 13.4491 | 14.0676 | 14.0289 | 14.102 | 14.0513 | 14.0783 | 14.1174 | 14.2968 | 14.2488 | 14.3664 | 14.3752 | 14.6036 | 14.8322 | 14.9572 | 15.2031 | 15.3768 | 15.6367 | 15.7794 | 15.9199 | 15.8561 | 15.8307 | 15.7433 | 15.6788 | 15.4216 | 15.1056 | 14.8126 | 14.4255 | 14.0369 | 13.5791 | 13.3264 | 13.4491 | 13.7927 | 13.5553 | 13.4741 | 13.4436 | 13.5012 | 13.5444 | 13.7496 | 13.76 | 14.0433 | 14.2229 | 14.6414 | 15.1329 | 15.5888 | 16.1053 | 16.3994 | 16.7635 | 16.946 | 16.9439 | 16.5844 | 16.1874 | 15.7071 | 15.2795 | 14.8038 | 14.2899 | 13.8823 | 13.4247 | 12.997 | 12.4593 | 12.1093 | 13.4491 | 14.024 | 13.9259 | 13.9342 | 13.8498 | 13.8293 | 13.8498 | 14.0123 | 13.97 | 14.1022 | 14.141 | 14.4464 | 14.7767 | 15.0483 | 15.4655 | 15.8402 | 16.285 | 16.5548 | 16.8163 | 16.8449 | 16.8501 | 16.7681 | 16.6859 | 16.4461 | 16.1067 | 15.8534 | 15.5184 | 15.1851 | 14.7455 | 14.5292
PSS | BOOTLE GRID T1 / KELLOGGS T1 / PACIFIC RD T1 / WASHINGTON ST T1 / WATERLOO T1 | 18.5867 | 19.295 | 19.5124 | 19.8886 | 20.1695 | 20.3645 | 20.6023 | 20.9804 | 21.2055 | 21.6968 | 21.8689 | 22.3452 | 22.8548 | 23.3993 | 24.0849 | 24.7606 | 25.8427 | 26.9462 | 28.2423 | 29.5611 | 31.0018 | 32.3728 | 33.7009 | 34.5187 | 34.9524 | 35.2036 | 34.9364 | 34.4339 | 33.419 | 32.7932 | 18.5867 | 18.8187 | 18.6903 | 18.7739 | 18.8923 | 19.2377 | 19.5485 | 20.1982 | 20.6974 | 21.566 | 22.4023 | 23.5779 | 24.895 | 26.1258 | 27.4021 | 28.4293 | 29.4916 | 30.1267 | 30.6901 | 30.7623 | 30.7705 | 30.5448 | 30.4669 | 30.1202 | 29.6435 | 29.3824 | 29.0231 | 28.6614 | 28.0661 | 27.8319 | 18.5867 | 19.0376 | 18.9996 | 19.1124 | 19.1471 | 19.3409 | 19.6436 | 20.2438 | 20.7879 | 21.3164 | 21.8304 | 22.7124 | 23.8099 | 24.8407 | 25.9498 | 26.9689 | 28.0973 | 28.8638 | 29.3334 | 29.2724 | 29.1708 | 28.9112 | 28.7103 | 28.2414 | 27.6538 | 27.1779 | 26.5355 | 25.9531 | 25.1987 | 24.8204 | 18.5867 | 18.4833 | 18.2484 | 18.2922 | 18.5749 | 19.0354 | 19.4979 | 20.2786 | 20.9867 | 22.3676 | 23.7636 | 25.745 | 28.106 | 30.654 | 33.0104 | 35.0818 | 36.9908 | 38.3212 | 38.9753 | 38.5962 | 38.0197 | 37.0958 | 35.9682 | 34.5692 | 33.0216 | 31.6425 | 30.1035 | 28.6865 | 26.8816 | 25.5539 | 18.5867 | 18.8245 | 18.7271 | 18.8127 | 19.057 | 19.4552 | 19.9684 | 20.7309 | 21.335 | 22.188 | 22.8921 | 23.8345 | 24.9311 | 25.9416 | 27.058 | 28.0489 | 29.1295 | 29.8323 | 30.3592 | 30.3734 | 30.3657 | 30.1962 | 30.1433 | 29.9697 | 29.5777 | 29.4174 | 29.1272 | 28.9068 | 28.4761 | 28.4412
PSS | BOOTLE GRID T2 / ORRELL MOUNT T1 / SCARISBRICK AVE T1 / TATTON RD T1 | 14.906 | 17.0848 | 17.2858 | 17.5973 | 17.9239 | 18.0809 | 18.3284 | 18.7085 | 18.9875 | 19.4782 | 19.7842 | 20.3854 | 21.0075 | 21.6426 | 22.3866 | 23.0343 | 24.0047 | 24.9635 | 25.9978 | 27.0099 | 28.0234 | 28.9883 | 29.9874 | 30.6381 | 30.989 | 31.2755 | 31.3126 | 31.2782 | 30.9984 | 31.0299 | 14.906 | 15.8763 | 15.76 | 15.8592 | 16.0628 | 16.4304 | 16.7802 | 17.4123 | 17.9206 | 18.7147 | 19.4211 | 20.3613 | 21.2424 | 22.0102 | 22.8176 | 23.2091 | 23.915 | 24.3147 | 24.7889 | 24.9201 | 24.9852 | 24.9468 | 24.9973 | 24.8324 | 24.4008 | 24.0249 | 23.7498 | 23.4297 | 22.9811 | 22.8011 | 14.906 | 16.4014 | 16.3952 | 16.5543 | 16.7313 | 16.9709 | 17.2759 | 17.8374 | 18.3731 | 18.9114 | 19.4552 | 20.3891 | 21.4429 | 22.4759 | 23.5682 | 24.5441 | 25.6999 | 26.5968 | 27.3042 | 27.6057 | 27.8281 | 27.8814 | 27.9762 | 27.7916 | 27.4426 | 27.2146 | 26.8565 | 26.5336 | 26.1263 | 25.9534 | 14.906 | 15.3983 | 15.2508 | 15.3181 | 15.5825 | 15.9707 | 16.363 | 17.0411 | 17.6146 | 18.5492 | 19.3608 | 20.4909 | 21.7127 | 22.8757 | 23.9898 | 24.7306 | 25.627 | 26.2772 | 26.6465 | 26.4489 | 26.0839 | 25.6323 | 25.1088 | 24.4007 | 23.5031 | 22.6343 | 21.7665 | 20.9616 | 19.9389 | 19.1538 | 14.906 | 16.1451 | 16.035 | 16.1632 | 16.5769 | 17.0984 | 17.6929 | 18.4982 | 19.2223 | 20.2335 | 21.1102 | 22.1808 | 23.206 | 24.2153 | 25.2988 | 26.1477 | 27.1943 | 28.004 | 28.6018 | 28.8503 | 29.0151 | 29.0495 | 29.1984 | 29.1847 | 28.5574 | 28.2624 | 28.1058 | 27.9594 | 27.6724 | 27.6649
PSS | BOTWNNOG T1 | 2.5256 | 2.626 | 2.6413 | 2.6731 | 2.7038 | 2.7542 | 2.8196 | 2.9149 | 2.9965 | 3.1163 | 3.23 | 3.3767 | 3.5285 | 3.6951 | 3.867 | 4.094 | 4.3537 | 4.6222 | 4.9076 | 5.1668 | 5.3972 | 5.6303 | 5.8691 | 6.0635 | 6.1757 | 6.2528 | 6.3404 | 6.4197 | 6.485 | 6.6036 | 2.5256 | 2.4061 | 2.4515 | 2.557 | 2.7038 | 2.8013 | 2.9046 | 3.0618 | 3.1925 | 3.3559 | 3.4837 | 3.6552 | 3.8174 | 3.9367 | 4.0017 | 4.0382 | 4.1182 | 4.1558 | 4.3736 | 4.4913 | 4.5627 | 4.6648 | 4.8224 | 4.9095 | 5.1805 | 5.1574 | 5.1997 | 5.2666 | 5.3303 | 5.4436 | 2.5256 | 2.5183 | 2.5296 | 2.5722 | 2.623 | 2.7035 | 2.833 | 3.0007 | 3.1732 | 3.3597 | 3.5484 | 3.7662 | 3.9918 | 4.2083 | 4.3866 | 4.5306 | 4.7711 | 4.9644 | 5.1244 | 5.2153 | 5.2802 | 5.3522 | 5.4266 | 5.455 | 5.4385 | 5.4237 | 5.4027 | 5.3965 | 5.3856 | 5.4099 | 2.5256 | 2.3386 | 2.3416 | 2.3782 | 2.4722 | 2.6244 | 2.806 | 3.0736 | 3.3431 | 3.6671 | 3.9531 | 4.2436 | 4.5223 | 4.7774 | 4.9322 | 4.9757 | 5.1698 | 5.3483 | 5.5068 | 5.537 | 5.5551 | 5.6104 | 5.6547 | 5.6527 | 5.5203 | 5.3697 | 5.2833 | 5.1811 | 5.0551 | 4.9593 | 2.5256 | 2.4896 | 2.4649 | 2.5033 | 2.6258 | 2.8018 | 2.9957 | 3.22 | 3.4424 | 3.7557 | 4.01 | 4.2447 | 4.4597 | 4.6737 | 4.8615 | 5.0235 | 5.2068 | 5.3692 | 5.5897 | 5.7365 | 5.822 | 5.8845 | 5.9953 | 6.0293 | 5.8951 | 5.7356 | 5.7094 | 5.7121 | 5.6889 | 5.703
PSS | BOULEVARD T1 / CHAPELFORD T1 / HAWLEYS LA T1 / WESTBROOK T1 / WINWICK QUAY T1 | 21.2315 | 22.2971 | 22.4932 | 22.8154 | 23.0564 | 23.2782 | 23.5257 | 23.913 | 24.1201 | 24.64 | 24.9199 | 25.5196 | 26.1158 | 26.6568 | 27.3419 | 27.9792 | 28.8591 | 29.5507 | 30.2999 | 31.0026 | 31.6003 | 32.1083 | 32.7002 | 32.9389 | 32.9559 | 33.0323 | 32.8526 | 32.6221 | 32.2446 | 32.2458 | 21.2315 | 21.6294 | 21.5468 | 21.7189 | 21.8039 | 22.2832 | 22.8747 | 23.8713 | 24.6017 | 25.5207 | 26.3396 | 27.5224 | 28.9195 | 30.0531 | 31.1468 | 32.019 | 33.1372 | 33.8652 | 34.79 | 35.0508 | 35.1281 | 35.3208 | 35.619 | 35.7011 | 35.7498 | 34.6727 | 34.1237 | 33.5428 | 32.8802 | 32.515 | 21.2315 | 21.9714 | 21.8766 | 21.9771 | 21.9676 | 22.0945 | 22.2781 | 22.7655 | 23.0589 | 23.4491 | 23.8125 | 24.5639 | 25.3986 | 26.1138 | 27.0206 | 27.8372 | 28.7485 | 29.3875 | 29.9399 | 30.0934 | 30.228 | 30.3291 | 30.436 | 30.1724 | 29.73 | 29.2834 | 28.6874 | 28.0663 | 27.3525 | 26.9009 | 21.2315 | 21.2493 | 20.9618 | 20.9971 | 21.1356 | 21.602 | 22.0464 | 22.776 | 23.2184 | 23.9713 | 24.5007 | 25.3446 | 26.1475 | 26.7736 | 27.4585 | 27.8612 | 28.3247 | 28.5893 | 28.6304 | 28.0694 | 27.4542 | 26.7824 | 26.2015 | 25.5158 | 24.696 | 24.0569 | 23.3507 | 22.6752 | 21.8121 | 21.1996 | 21.2315 | 21.7769 | 21.6757 | 21.8456 | 22.1791 | 22.8019 | 23.5851 | 24.6646 | 25.5616 | 26.8079 | 27.9301 | 29.299 | 30.944 | 32.4128 | 33.8818 | 35.1868 | 36.6632 | 37.8182 | 38.8663 | 39.3207 | 39.5068 | 39.8208 | 40.0997 | 40.1561 | 40.322 | 39.4311 | 39.0179 | 38.5912 | 38.0284 | 37.7433
PSS | BOW ST T1 | 4.6368 | 5.6463 | 5.6779 | 5.7585 | 5.8105 | 5.9555 | 6.1238 | 6.3442 | 6.5462 | 6.8224 | 7.0529 | 7.3735 | 7.6846 | 8.052 | 8.4443 | 8.9634 | 9.6016 | 10.2676 | 11.0271 | 11.7574 | 12.4475 | 13.1774 | 13.9038 | 14.4906 | 14.8749 | 15.1502 | 15.3676 | 15.5514 | 15.6093 | 15.788 | 4.6368 | 5.1363 | 5.1751 | 5.3105 | 5.5116 | 5.7528 | 6.009 | 6.3866 | 6.7117 | 7.1008 | 7.4566 | 7.9186 | 8.3955 | 8.8341 | 9.1544 | 9.407 | 9.684 | 9.8385 | 10.1673 | 10.298 | 10.3648 | 10.4867 | 10.7417 | 10.8702 | 10.913 | 10.766 | 10.7788 | 10.8136 | 10.8188 | 10.9532 | 4.6368 | 5.3959 | 5.4537 | 5.5852 | 5.7222 | 5.9056 | 6.1585 | 6.5137 | 6.8947 | 7.2247 | 7.5922 | 8.1173 | 8.7245 | 9.3206 | 9.8698 | 10.3522 | 11.0523 | 11.6356 | 12.0819 | 12.3095 | 12.4587 | 12.5688 | 12.6828 | 12.7372 | 12.6731 | 12.6399 | 12.6218 | 12.6395 | 12.6317 | 12.7403 | 4.6368 | 5.0167 | 4.9999 | 5.0861 | 5.2726 | 5.5503 | 5.8765 | 6.3557 | 6.8543 | 7.5004 | 8.1438 | 8.9378 | 9.8059 | 10.7137 | 11.4348 | 12.0354 | 12.706 | 13.2295 | 13.6134 | 13.6178 | 13.5768 | 13.5379 | 13.4256 | 13.1803 | 12.7026 | 12.2237 | 11.8054 | 11.4166 | 10.9284 | 10.5535 | 4.6368 | 5.3185 | 5.2753 | 5.3847 | 5.6611 | 6.0963 | 6.5678 | 7.1289 | 7.7298 | 8.4858 | 9.1746 | 9.8765 | 10.5591 | 11.2716 | 11.9302 | 12.5135 | 13.1237 | 13.6736 | 14.0896 | 14.3292 | 14.4545 | 14.5567 | 14.7535 | 14.8641 | 14.2585 | 13.8491 | 13.8024 | 13.7991 | 13.736 | 13.8032
PSS | BOWATER CONTAINERS T1 / ELLESMERE PORT LOCAL T1 / HH ROBERTSONS T1 / MOBIL OIL (E PORT) T1 / WHITBY MAIN T1 | 20.0567 | 18.3642 | 18.6676 | 19.133 | 19.4846 | 19.6254 | 19.841 | 20.1353 | 20.4296 | 20.7239 | 21.0182 | 21.3124 | 21.6067 | 21.901 | 22.1953 | 22.4895 | 22.7838 | 23.0781 | 23.3724 | 23.6667 | 23.9609 | 24.2552 | 24.5495 | 24.8438 | 25.1381 | 25.4323 | 25.7266 | 26.0209 | 26.3152 | 28.3751 | 20.0567 | 17.7639 | 17.6704 | 17.8092 | 17.9531 | 18.2122 | 18.5419 | 18.8331 | 19.1244 | 19.4156 | 19.7068 | 19.998 | 20.2893 | 20.5805 | 20.8717 | 21.1629 | 21.4541 | 21.7454 | 22.0366 | 22.3278 | 22.619 | 22.9103 | 23.2015 | 23.4927 | 23.7839 | 24.0752 | 24.3664 | 24.6576 | 24.9488 | 26.9874 | 20.0567 | 17.9747 | 17.9224 | 18.056 | 18.0757 | 18.2063 | 18.4095 | 18.596 | 18.7824 | 18.9689 | 19.1554 | 19.3419 | 19.5284 | 19.7148 | 19.9013 | 20.0878 | 20.2743 | 20.4607 | 20.6472 | 20.8337 | 21.0202 | 21.2066 | 21.3931 | 21.5796 | 21.7661 | 21.9526 | 22.139 | 22.3255 | 22.512 | 23.8173 | 20.0567 | 17.2597 | 16.9335 | 16.8713 | 16.9158 | 17.224 | 17.536 | 17.5852 | 17.6344 | 17.6835 | 17.7327 | 17.7819 | 17.831 | 17.8802 | 17.9294 | 17.9785 | 18.0277 | 18.0769 | 18.126 | 18.1752 | 18.2244 | 18.2736 | 18.3227 | 18.3719 | 18.4211 | 18.4702 | 18.5194 | 18.5686 | 18.6177 | 18.9619 | 20.0567 | 17.8833 | 17.7971 | 17.921 | 18.1774 | 18.4827 | 18.914 | 19.2024 | 19.4907 | 19.779 | 20.0673 | 20.3557 | 20.644 | 20.9323 | 21.2206 | 21.509 | 21.7973 | 22.0856 | 22.3739 | 22.6623 | 22.9506 | 23.2389 | 23.5273 | 23.8156 | 24.1039 | 24.3922 | 24.6806 | 24.9689 | 25.2572 | 27.2755
PSS | BR STATION T1 / DUCHY RD T1 / ELECTRA WAY T1 / MIDLAND ROLLMAKERS T1A / NORTH WESTERN MILLS T1 | 23.2398 | 23.2292 | 23.532 | 23.9817 | 24.2821 | 24.5129 | 24.7359 | 25.0799 | 25.1746 | 25.6005 | 25.7422 | 26.2002 | 26.6346 | 27.0219 | 27.5381 | 27.9667 | 28.6853 | 29.2406 | 29.9317 | 30.6015 | 31.2375 | 31.8168 | 32.5308 | 32.8119 | 32.8608 | 32.9104 | 32.6727 | 32.293 | 31.6894 | 31.5015 | 23.2398 | 22.9417 | 22.9203 | 23.1412 | 23.2287 | 23.5194 | 23.9681 | 24.8509 | 25.4412 | 26.2966 | 27.0297 | 28.2813 | 29.8625 | 31.2644 | 32.7279 | 33.8974 | 35.3874 | 36.4175 | 37.5285 | 37.9271 | 38.1778 | 38.4525 | 38.8155 | 38.8894 | 38.8656 | 37.9269 | 37.4305 | 36.9254 | 36.2759 | 35.9608 | 23.2398 | 23.1594 | 23.2303 | 23.5018 | 23.6014 | 23.7063 | 23.8931 | 24.3403 | 24.5453 | 24.9287 | 25.1546 | 25.8471 | 26.6658 | 27.3466 | 28.2758 | 28.8101 | 29.792 | 30.4812 | 31.0942 | 31.2509 | 31.3307 | 31.3634 | 31.4759 | 31.2027 | 30.7606 | 30.3131 | 29.7633 | 29.1674 | 28.4532 | 28.0478 | 23.2398 | 22.5576 | 22.269 | 22.3003 | 22.3846 | 22.7075 | 23.0364 | 23.6267 | 23.9342 | 24.6687 | 25.2533 | 26.355 | 27.6086 | 28.8326 | 30.0927 | 30.9919 | 31.9709 | 32.6053 | 32.8789 | 32.3641 | 31.7723 | 31.0255 | 30.3477 | 29.5306 | 28.5357 | 27.7494 | 26.8778 | 26.0798 | 24.9943 | 24.261 | 23.2398 | 23.016 | 23.0227 | 23.2889 | 23.5519 | 23.9432 | 24.5102 | 25.3794 | 26.0214 | 27.0377 | 27.8788 | 29.104 | 30.6507 | 32.0351 | 33.54 | 34.6817 | 36.2393 | 37.4333 | 38.5183 | 38.982 | 39.2167 | 39.4936 | 39.7897 | 39.805 | 39.898 | 39.0573 | 38.6288 | 38.1868 | 37.5856 | 37.3105
PSS | BRD T1 | 5.2277 | 5.5455 | 5.5873 | 5.6709 | 5.7436 | 5.8158 | 5.9171 | 6.0617 | 6.1733 | 6.3477 | 6.4747 | 6.6897 | 6.9205 | 7.1772 | 7.6445 | 8.1995 | 8.8854 | 9.6115 | 10.4198 | 11.0135 | 11.5672 | 12.1492 | 12.7304 | 13.1614 | 13.4161 | 13.5939 | 13.6673 | 13.7061 | 13.5757 | 13.5701 | 5.2277 | 5.3385 | 5.4312 | 5.6237 | 5.8729 | 6.0966 | 6.337 | 6.6756 | 6.9643 | 7.3223 | 7.6559 | 8.093 | 8.5955 | 9.0456 | 9.5111 | 9.9107 | 10.3785 | 10.6927 | 11.2709 | 11.4168 | 11.4976 | 11.6106 | 11.8586 | 11.9813 | 12.156 | 12.0435 | 12.0575 | 12.1249 | 12.1803 | 12.3363 | 5.2277 | 5.4619 | 5.457 | 5.5061 | 5.5704 | 5.6713 | 5.8368 | 6.1184 | 6.3933 | 6.6719 | 6.9548 | 7.3276 | 7.7817 | 8.2241 | 8.8448 | 9.4191 | 10.1414 | 10.7607 | 11.2952 | 11.3821 | 11.4146 | 11.4895 | 11.5784 | 11.5839 | 11.4812 | 11.3396 | 11.2349 | 11.1354 | 10.9935 | 10.9605 | 5.2277 | 5.2683 | 5.2542 | 5.3339 | 5.505 | 5.7784 | 6.1023 | 6.5856 | 7.0597 | 7.7104 | 8.3543 | 9.1757 | 10.0824 | 11.0448 | 11.9452 | 12.674 | 13.5183 | 14.1998 | 14.7279 | 14.7358 | 14.7017 | 14.6422 | 14.5142 | 14.2619 | 13.799 | 13.3532 | 12.9446 | 12.5575 | 12.0334 | 11.6349 | 5.2277 | 5.3781 | 5.3614 | 5.436 | 5.6485 | 5.9405 | 6.2899 | 6.7123 | 7.1185 | 7.6532 | 8.1164 | 8.5925 | 9.1523 | 9.694 | 10.5067 | 11.2693 | 12.1301 | 12.8711 | 13.6613 | 13.8005 | 13.826 | 13.8229 | 13.9111 | 13.9128 | 13.4542 | 13.1561 | 13.1027 | 13.1048 | 13.0502 | 13.0922
PSS | BRITISH ALUMINIUM LATCHFORD T1 / GREENHALL WHITLEY T1 / LATCHFORD T1 / LATCHFORD T2 / THAMES BOARD MILL T1 | 14.5242 | 14.6351 | 14.7292 | 14.9125 | 15.0705 | 15.1766 | 15.317 | 15.544 | 15.6455 | 15.9673 | 16.1237 | 16.4924 | 16.8427 | 17.2228 | 17.657 | 18.0879 | 18.7022 | 19.2481 | 19.8341 | 20.4152 | 20.9752 | 21.4711 | 22.0034 | 22.2696 | 22.3433 | 22.4162 | 22.2596 | 22.0286 | 21.6211 | 21.4824 | 14.5242 | 13.9825 | 13.8085 | 13.7969 | 13.7937 | 13.971 | 14.1245 | 14.5244 | 14.7712 | 15.2413 | 15.6592 | 16.2967 | 16.9337 | 17.4595 | 18.0367 | 18.4784 | 19.0176 | 19.2852 | 19.5872 | 19.6041 | 19.563 | 19.3893 | 19.2662 | 18.9752 | 18.6012 | 18.3407 | 18.0208 | 17.686 | 17.243 | 17.0182 | 14.5242 | 14.2669 | 14.1695 | 14.2204 | 14.2151 | 14.2974 | 14.4256 | 14.768 | 14.9878 | 15.2756 | 15.5469 | 16.0418 | 16.6158 | 17.1417 | 17.7401 | 18.3032 | 18.8854 | 19.2935 | 19.6089 | 19.6493 | 19.6606 | 19.5914 | 19.5521 | 19.304 | 18.9531 | 18.6443 | 18.2286 | 17.8161 | 17.3315 | 17.0489 | 14.5242 | 13.6201 | 13.3725 | 13.3095 | 13.3505 | 13.571 | 13.7674 | 14.1803 | 14.4461 | 15.0226 | 15.4994 | 16.1915 | 16.9497 | 17.6458 | 18.3456 | 18.848 | 19.3624 | 19.6728 | 19.7673 | 19.4334 | 19.0369 | 18.5169 | 17.9979 | 17.3809 | 16.6826 | 16.0941 | 15.4372 | 14.8032 | 14.0321 | 13.4456 | 14.5242 | 14.081 | 13.936 | 13.9458 | 14.0594 | 14.266 | 14.5226 | 14.9602 | 15.2253 | 15.6948 | 16.0691 | 16.6136 | 17.1927 | 17.6993 | 18.2774 | 18.8063 | 19.3735 | 19.7325 | 20.0424 | 20.076 | 20.0708 | 19.9677 | 19.9124 | 19.7329 | 19.4183 | 19.272 | 19.0381 | 18.8073 | 18.4792 | 18.367
PSS | BRITISH OXYGEN T1 / WINDLEHURST T1 | 6.0564 | 8.2279 | 9.0278 | 10.2419 | 12.1951 | 13.4051 | 14.9896 | 15.1283 | 15.2136 | 15.3993 | 15.5092 | 15.7453 | 15.9474 | 16.147 | 16.3712 | 16.5843 | 16.8918 | 17.1677 | 17.4657 | 17.7288 | 17.9464 | 18.2025 | 18.4958 | 18.693 | 18.7911 | 18.8781 | 18.987 | 19.0934 | 19.1994 | 19.4228 | 6.0564 | 7.6356 | 8.2564 | 9.3397 | 11.1576 | 12.3083 | 13.8426 | 13.9764 | 14.0533 | 14.1959 | 14.3092 | 14.5195 | 14.7144 | 14.8571 | 15.047 | 15.1596 | 15.3721 | 15.4922 | 15.6407 | 15.6705 | 15.6896 | 15.69 | 15.7412 | 15.6853 | 15.4382 | 15.2535 | 15.1351 | 14.9926 | 14.814 | 14.742 | 6.0564 | 7.9302 | 8.6892 | 9.8882 | 11.8232 | 13.0319 | 14.6098 | 14.7759 | 14.8769 | 14.996 | 15.1015 | 15.3747 | 15.651 | 15.9053 | 16.1757 | 16.3959 | 16.7803 | 17.076 | 17.3763 | 17.5521 | 17.7106 | 17.7938 | 17.8877 | 17.8911 | 17.8136 | 17.7973 | 17.7522 | 17.7149 | 17.6824 | 17.7272 | 6.0564 | 7.4216 | 8.0596 | 9.1439 | 11.0139 | 12.1719 | 13.7024 | 13.8267 | 13.879 | 14.0043 | 14.0551 | 14.2132 | 14.3203 | 14.3895 | 14.4607 | 14.416 | 14.4804 | 14.5167 | 14.5385 | 14.4476 | 14.3149 | 14.2289 | 14.1745 | 14.0821 | 13.8979 | 13.707 | 13.5625 | 13.4201 | 13.2583 | 13.1463 | 6.0564 | 7.7695 | 8.4201 | 9.5653 | 11.4952 | 12.7705 | 14.4186 | 14.6556 | 14.8635 | 15.1968 | 15.4909 | 15.8678 | 16.1744 | 16.4877 | 16.8468 | 17.1322 | 17.5273 | 17.8606 | 18.0844 | 18.2109 | 18.3061 | 18.3449 | 18.4512 | 18.4515 | 17.9775 | 17.688 | 17.5793 | 17.4561 | 17.2986 | 17.2464
PSS | BRITISH PIPE ASSOCIATION T1 | 3.1817 | 3.4544 | 3.5022 | 3.5628 | 3.6018 | 3.656 | 3.7032 | 3.7598 | 3.7879 | 3.8654 | 3.8933 | 3.9558 | 4.0186 | 4.0677 | 4.1215 | 4.1873 | 4.2823 | 4.3509 | 4.4253 | 4.4895 | 4.54 | 4.608 | 4.6938 | 4.7525 | 4.7526 | 4.7634 | 4.7818 | 4.782 | 4.7716 | 4.8269 | 3.1817 | 3.4414 | 3.4056 | 3.4057 | 3.3685 | 3.3571 | 3.3813 | 3.4461 | 3.452 | 3.4967 | 3.5415 | 3.6586 | 3.787 | 3.9265 | 4.0899 | 4.2419 | 4.4205 | 4.5458 | 4.659 | 4.7097 | 4.7259 | 4.7243 | 4.7369 | 4.6887 | 4.5701 | 4.4888 | 4.4256 | 4.3498 | 4.2385 | 4.2062 | 3.1817 | 3.474 | 3.4804 | 3.5207 | 3.5322 | 3.5597 | 3.6058 | 3.663 | 3.6489 | 3.6723 | 3.6835 | 3.7581 | 3.8376 | 3.8832 | 3.9615 | 4.0295 | 4.141 | 4.2343 | 4.3401 | 4.3715 | 4.4031 | 4.4163 | 4.447 | 4.4208 | 4.3578 | 4.3282 | 4.2595 | 4.2074 | 4.1497 | 4.1372 | 3.1817 | 3.409 | 3.3641 | 3.365 | 3.3499 | 3.3674 | 3.3816 | 3.4241 | 3.4115 | 3.4747 | 3.4829 | 3.5616 | 3.6314 | 3.7081 | 3.7958 | 3.816 | 3.8864 | 3.9136 | 3.9205 | 3.844 | 3.7595 | 3.6711 | 3.6366 | 3.5712 | 3.4794 | 3.4071 | 3.3434 | 3.2782 | 3.199 | 3.1622 | 3.1817 | 3.4603 | 3.4356 | 3.4573 | 3.4518 | 3.4838 | 3.5386 | 3.6217 | 3.6502 | 3.7375 | 3.8158 | 3.9491 | 4.0711 | 4.1934 | 4.3496 | 4.4896 | 4.6625 | 4.808 | 4.919 | 4.9666 | 4.9939 | 4.9989 | 5.0308 | 4.995 | 4.8088 | 4.6846 | 4.6003 | 4.5144 | 4.4061 | 4.3598
PSS | BRITISH SIDAC T1 / SHERDLEY RD T1 / ST HELENS LINKWAY T1 / WATERY LA T1 | 8.2555 | 8.4136 | 8.5035 | 8.6761 | 8.7909 | 8.8654 | 8.981 | 9.1483 | 9.2367 | 9.4388 | 9.5669 | 9.822 | 10.0739 | 10.3223 | 10.6231 | 10.904 | 11.3231 | 11.6927 | 12.1191 | 12.5372 | 12.8967 | 13.2342 | 13.6021 | 13.7843 | 13.8601 | 13.9331 | 13.8724 | 13.7684 | 13.5463 | 13.486 | 8.2555 | 8.2001 | 8.3028 | 8.5156 | 8.6823 | 9.077 | 9.6111 | 10.3566 | 10.9786 | 11.6207 | 12.1723 | 12.9028 | 13.9458 | 14.8085 | 15.4646 | 16.0416 | 16.7627 | 17.2922 | 18.0262 | 18.2861 | 18.3802 | 18.869 | 19.4483 | 20.0006 | 20.6194 | 19.5702 | 19.2948 | 19.0545 | 18.8488 | 18.7202 | 8.2555 | 8.3139 | 8.2951 | 8.3538 | 8.3624 | 8.4263 | 8.5389 | 8.7516 | 8.9139 | 9.1067 | 9.3004 | 9.6506 | 10.0498 | 10.4126 | 10.8645 | 11.2388 | 11.7011 | 12.0219 | 12.2782 | 12.3474 | 12.4066 | 12.4898 | 12.5894 | 12.5385 | 12.3981 | 12.2238 | 12.0138 | 11.7913 | 11.5212 | 11.3594 | 8.2555 | 8.1049 | 8.0742 | 8.182 | 8.3393 | 8.6261 | 8.9716 | 9.4443 | 9.8007 | 10.2994 | 10.7065 | 11.3235 | 11.9934 | 12.6175 | 13.1912 | 13.7221 | 14.1989 | 14.5375 | 14.6987 | 14.4985 | 14.239 | 13.9984 | 13.7411 | 13.4018 | 12.9444 | 12.5552 | 12.177 | 11.8192 | 11.3628 | 11.0251 | 8.2555 | 8.2444 | 8.2597 | 8.4289 | 8.6842 | 9.1465 | 9.7533 | 10.4786 | 11.2125 | 12.1644 | 13.0796 | 14.0373 | 15.3487 | 16.5431 | 17.6047 | 18.5354 | 19.6311 | 20.5585 | 21.3946 | 21.8386 | 21.9977 | 22.4441 | 22.8154 | 23.1396 | 23.8887 | 22.957 | 22.7628 | 22.5846 | 22.3563 | 22.2138
PSS | BROADGREEN T1 / CROXTETH T1 / EAST PRESCOT RD (FINCH LA) T1 / KNOTTY ASH T1 / LEYFIELD RD T1 | 25.0115 | 26.0928 | 26.2347 | 26.5202 | 26.7837 | 26.8714 | 27.0748 | 27.4547 | 27.6582 | 28.2528 | 28.59 | 29.3768 | 30.1685 | 30.9768 | 31.935 | 32.8396 | 34.0516 | 35.1527 | 36.3324 | 37.4562 | 38.5023 | 39.4777 | 40.46 | 40.956 | 41.1127 | 41.2813 | 41.0793 | 40.7588 | 40.1627 | 40.0227 | 25.0115 | 24.1278 | 23.7628 | 23.7106 | 23.7638 | 24.1787 | 24.5517 | 25.3052 | 25.8567 | 26.7862 | 27.6284 | 28.762 | 29.777 | 30.5531 | 31.3729 | 31.8515 | 32.5451 | 32.8527 | 33.2721 | 33.2995 | 33.1621 | 32.8541 | 32.631 | 32.1506 | 31.5506 | 31.048 | 30.5067 | 29.9133 | 29.196 | 28.8045 | 25.0115 | 24.9366 | 24.7023 | 24.6825 | 24.687 | 24.8396 | 25.0918 | 25.6967 | 26.2326 | 26.8469 | 27.4742 | 28.5381 | 29.7397 | 30.8913 | 32.1808 | 33.3868 | 34.62 | 35.5027 | 36.1736 | 36.3731 | 36.5066 | 36.4796 | 36.4678 | 36.051 | 35.4681 | 34.979 | 34.2588 | 33.5614 | 32.7303 | 32.2269 | 25.0115 | 23.2731 | 22.7814 | 22.6198 | 22.7302 | 23.1533 | 23.5628 | 24.3526 | 24.9362 | 25.9872 | 26.8885 | 28.0741 | 29.2773 | 30.3025 | 31.3059 | 31.9546 | 32.7081 | 33.1684 | 33.3365 | 32.8327 | 32.1737 | 31.3554 | 30.5273 | 29.4853 | 28.32 | 27.2603 | 26.131 | 25.0298 | 23.6815 | 22.6076 | 25.0115 | 24.5746 | 24.2534 | 24.2014 | 24.53 | 25.0155 | 25.6195 | 26.4926 | 27.1606 | 28.1827 | 29.0453 | 30.1633 | 31.2838 | 32.2808 | 33.3752 | 34.3356 | 35.3393 | 36.003 | 36.5429 | 36.6604 | 36.6583 | 36.5144 | 36.4339 | 36.1647 | 35.6612 | 35.5015 | 35.1913 | 34.8892 | 34.429 | 34.3122
PSS | BROMFIELD T1 / BROMFIELD T2 / PONTERWYL T1 / RHYD-Y-GOLEU T1 / SYNTHITE T1 | 15.9512 | 17.4142 | 17.5304 | 17.7632 | 17.959 | 18.1392 | 18.3765 | 18.7803 | 19.0823 | 19.6205 | 19.9697 | 20.6178 | 21.2848 | 22.0293 | 22.8967 | 23.877 | 25.1333 | 26.3872 | 27.7779 | 29.1429 | 30.5001 | 31.7728 | 32.976 | 33.7256 | 34.0896 | 34.329 | 34.1399 | 33.8001 | 33.0349 | 32.6419 | 15.9512 | 16.4933 | 16.4822 | 16.698 | 17.0362 | 17.7581 | 18.536 | 19.6405 | 20.5986 | 21.8143 | 22.9581 | 24.2746 | 25.7406 | 26.9594 | 27.9212 | 28.6921 | 29.5537 | 30.0282 | 30.6995 | 30.8125 | 30.7386 | 30.8505 | 31.1619 | 31.3103 | 31.4646 | 30.6033 | 30.168 | 29.7849 | 29.3306 | 29.118 | 15.9512 | 16.9246 | 16.8262 | 16.9026 | 17.021 | 17.2504 | 17.6146 | 18.2953 | 19.0169 | 19.7239 | 20.4632 | 21.5476 | 22.7887 | 24.0038 | 25.2332 | 26.3729 | 27.5268 | 28.3246 | 28.8416 | 28.9059 | 28.8775 | 28.7966 | 28.7472 | 28.4065 | 27.9322 | 27.5105 | 26.9666 | 26.4414 | 25.805 | 25.4401 | 15.9512 | 16.0852 | 15.8815 | 15.9596 | 16.3227 | 17.0127 | 17.7223 | 18.7702 | 19.7409 | 21.2062 | 22.6322 | 24.3663 | 26.2746 | 28.1904 | 29.8476 | 31.4242 | 32.7826 | 33.7281 | 34.2019 | 33.7907 | 33.2173 | 32.4199 | 31.4742 | 30.2794 | 28.8983 | 27.6568 | 26.3004 | 25.0278 | 23.4164 | 22.1565 | 15.9512 | 16.7256 | 16.6485 | 16.8208 | 17.4383 | 18.2893 | 19.3477 | 20.6162 | 21.8416 | 23.4225 | 24.8418 | 26.3054 | 28.0274 | 29.6218 | 31.0586 | 32.3771 | 33.7862 | 34.8501 | 35.7434 | 36.0769 | 36.1352 | 36.3531 | 36.6141 | 36.7893 | 37.0694 | 36.4102 | 36.1787 | 36.0118 | 35.7087 | 35.681
PSS | BROOK LA T1 / MANNINGS LA T1 / NEWTOWN CHESTER T1 / UPTON HEATH T1 | 17.0176 | 18.6931 | 18.8908 | 19.2182 | 19.5603 | 19.6253 | 19.8127 | 20.1676 | 20.3739 | 20.8532 | 21.1492 | 21.7716 | 22.4187 | 23.1 | 23.8947 | 24.5781 | 25.5976 | 26.5738 | 27.6426 | 28.7002 | 29.7147 | 30.655 | 31.5999 | 32.1625 | 32.4347 | 32.6595 | 32.5855 | 32.4029 | 31.964 | 31.8717 | 17.0176 | 17.1685 | 17.2112 | 17.5086 | 17.8665 | 18.5195 | 19.3262 | 20.5432 | 21.5684 | 22.7995 | 23.8535 | 25.1635 | 26.7865 | 28.1255 | 29.1784 | 29.7697 | 30.8378 | 31.5545 | 32.5839 | 32.9445 | 33.0793 | 33.6737 | 34.4417 | 35.0763 | 35.6854 | 34.2122 | 33.7505 | 33.342 | 32.9356 | 32.7198 | 17.0176 | 17.8168 | 17.7204 | 17.7891 | 17.8858 | 18.0536 | 18.3314 | 18.8797 | 19.4038 | 19.9853 | 20.5286 | 21.4473 | 22.4938 | 23.5275 | 24.6421 | 25.5909 | 26.7049 | 27.5455 | 28.1681 | 28.4029 | 28.5583 | 28.6924 | 28.8537 | 28.7033 | 28.3701 | 28.0617 | 27.664 | 27.2318 | 26.7201 | 26.4471 | 17.0176 | 16.5648 | 16.2814 | 16.2735 | 16.4815 | 16.9481 | 17.4841 | 18.3315 | 19.0178 | 20.0491 | 20.9864 | 22.1932 | 23.466 | 24.6461 | 25.6772 | 26.6595 | 27.5059 | 28.0952 | 28.3604 | 27.9587 | 27.4652 | 26.8835 | 26.2461 | 25.4061 | 24.3484 | 23.3857 | 22.4121 | 21.4899 | 20.3334 | 19.4223 | 17.0176 | 17.4779 | 17.4021 | 17.6263 | 18.2066 | 19.0327 | 20.0919 | 21.4096 | 22.7155 | 24.4656 | 26.051 | 27.7329 | 29.8119 | 31.7574 | 33.5159 | 34.9261 | 36.6874 | 38.1621 | 39.4257 | 40.0902 | 40.3558 | 40.9471 | 41.5053 | 41.9369 | 42.6235 | 41.3957 | 41.1331 | 40.8931 | 40.5513 | 40.4237
PSS | BROOK ST T1 / KINGSWAY TUNNEL T1 / NWWA SANDON DOCK T1 / NWWA SANDON DOCK T2 | 12.4517 | 13.7959 | 13.9458 | 14.1891 | 14.3351 | 14.4931 | 14.6398 | 14.8429 | 14.8601 | 15.1216 | 15.1646 | 15.3811 | 15.5667 | 15.708 | 15.9026 | 16.0846 | 16.4276 | 16.6797 | 16.9802 | 17.2816 | 17.5817 | 17.8611 | 18.2039 | 18.3451 | 18.3351 | 18.3514 | 18.1829 | 17.9901 | 17.6544 | 17.5668 | 12.4517 | 13.7749 | 13.6399 | 13.6173 | 13.4746 | 13.4461 | 13.4712 | 13.7023 | 13.7604 | 13.9938 | 14.187 | 14.7153 | 15.3219 | 15.9182 | 16.6407 | 17.3518 | 18.0836 | 18.5504 | 18.9536 | 19.0586 | 19.0796 | 18.9774 | 18.8697 | 18.6071 | 18.1789 | 17.9516 | 17.627 | 17.3147 | 16.831 | 16.6176 | 12.4517 | 13.8198 | 13.8274 | 13.9384 | 13.9025 | 13.9516 | 13.996 | 14.1946 | 14.1581 | 14.2302 | 14.2292 | 14.4894 | 14.7796 | 14.9569 | 15.2777 | 15.5368 | 15.9222 | 16.1709 | 16.405 | 16.3909 | 16.3997 | 16.3333 | 16.2794 | 16.065 | 15.744 | 15.4698 | 15.1052 | 14.7456 | 14.3223 | 14.1055 | 12.4517 | 13.6451 | 13.4507 | 13.4069 | 13.37 | 13.4532 | 13.5034 | 13.7087 | 13.7119 | 13.9964 | 14.1961 | 14.7007 | 15.3128 | 15.9208 | 16.6041 | 17.0311 | 17.5214 | 17.7956 | 17.8847 | 17.5344 | 17.15 | 16.6812 | 16.2471 | 15.7749 | 15.2386 | 14.8125 | 14.3401 | 13.9091 | 13.3468 | 12.9995 | 12.4517 | 13.7908 | 13.7164 | 13.7601 | 13.6895 | 13.7218 | 13.7806 | 14.0062 | 14.0282 | 14.217 | 14.3276 | 14.7168 | 15.1364 | 15.5119 | 16.0307 | 16.5177 | 17.0871 | 17.4667 | 17.7924 | 17.847 | 17.8753 | 17.8074 | 17.7504 | 17.5519 | 17.1304 | 16.8529 | 16.5214 | 16.2029 | 15.7665 | 15.5721
PSS | BRYN STANLEY T1 | 4.0212 | 2.7675 | 2.7824 | 2.8149 | 2.8246 | 2.861 | 2.9016 | 2.9562 | 3.0037 | 3.1026 | 3.156 | 3.2656 | 3.3809 | 3.5034 | 3.6435 | 3.8124 | 4.0186 | 4.2411 | 4.4689 | 4.7048 | 4.922 | 5.1306 | 5.3522 | 5.5179 | 5.6138 | 5.6919 | 5.7312 | 5.7658 | 5.736 | 5.7741 | 4.0212 | 2.5695 | 2.5959 | 2.6623 | 2.7461 | 2.8516 | 2.9738 | 3.1565 | 3.3008 | 3.4715 | 3.6297 | 3.8334 | 4.0876 | 4.3074 | 4.4623 | 4.6077 | 4.7786 | 4.9204 | 5.1483 | 5.2609 | 5.3055 | 5.434 | 5.6126 | 5.7497 | 5.6536 | 5.5135 | 5.4903 | 5.4867 | 5.483 | 5.5194 | 4.0212 | 2.6568 | 2.6522 | 2.666 | 2.6813 | 2.7238 | 2.7904 | 2.8941 | 2.998 | 3.1065 | 3.214 | 3.3758 | 3.5743 | 3.7591 | 3.9592 | 4.1385 | 4.3625 | 4.5502 | 4.6988 | 4.7585 | 4.7987 | 4.8486 | 4.8833 | 4.8886 | 4.8525 | 4.8081 | 4.7678 | 4.7264 | 4.6691 | 4.6545 | 4.0212 | 2.5022 | 2.4733 | 2.4975 | 2.5508 | 2.6494 | 2.7751 | 2.9624 | 3.1385 | 3.3717 | 3.5929 | 3.8822 | 4.1988 | 4.5075 | 4.771 | 4.9837 | 5.2214 | 5.4188 | 5.5621 | 5.5481 | 5.5258 | 5.4916 | 5.4588 | 5.3667 | 5.1994 | 5.0353 | 4.8873 | 4.7476 | 4.5698 | 4.4336 | 4.0212 | 2.6296 | 2.6117 | 2.6422 | 2.7341 | 2.8883 | 3.0701 | 3.2901 | 3.5075 | 3.8034 | 4.0727 | 4.3496 | 4.6855 | 5.0102 | 5.3021 | 5.5729 | 5.8688 | 6.1373 | 6.4036 | 6.5607 | 6.628 | 6.7428 | 6.8588 | 6.9438 | 6.6024 | 6.4228 | 6.3991 | 6.3866 | 6.3459 | 6.3526
PSS | BUCKINGHAM ST T1 / EVERTON RD T1 / SUBURBAN RD T1 | 8.2424 | 8.524 | 8.5493 | 8.6177 | 8.6659 | 8.6764 | 8.6583 | 8.6884 | 8.6176 | 8.719 | 8.7022 | 8.8113 | 8.9159 | 8.9782 | 9.0852 | 9.1623 | 9.3201 | 9.4486 | 9.6022 | 9.7263 | 9.8768 | 9.9996 | 10.1483 | 10.1865 | 10.1591 | 10.1351 | 10.0032 | 9.8541 | 9.6476 | 9.5877 | 8.2424 | 7.9629 | 7.7877 | 7.6872 | 7.5318 | 7.4461 | 7.3697 | 7.4248 | 7.3746 | 7.4228 | 7.4424 | 7.6261 | 7.8338 | 8.0134 | 8.2608 | 8.4803 | 8.726 | 8.8312 | 8.9666 | 8.9338 | 8.8706 | 8.7784 | 8.6673 | 8.4884 | 8.2536 | 8.0838 | 7.8837 | 7.6949 | 7.4406 | 7.3035 | 8.2424 | 8.2175 | 8.1324 | 8.0901 | 8.031 | 7.9993 | 7.9676 | 8.0003 | 7.9464 | 7.9441 | 7.9227 | 8.0104 | 8.1245 | 8.1842 | 8.3209 | 8.4211 | 8.5762 | 8.6607 | 8.7465 | 8.7199 | 8.7022 | 8.6293 | 8.5788 | 8.4402 | 8.2651 | 8.1124 | 7.9183 | 7.6941 | 7.4666 | 7.328 | 8.2424 | 7.7059 | 7.4819 | 7.3301 | 7.2005 | 7.1043 | 7.0434 | 7.0735 | 6.9991 | 7.0794 | 7.1129 | 7.3015 | 7.5225 | 7.7264 | 7.9783 | 8.1173 | 8.2855 | 8.3566 | 8.3347 | 8.1421 | 7.927 | 7.6685 | 7.4313 | 7.1561 | 6.8446 | 6.5909 | 6.3233 | 6.0559 | 5.7453 | 5.5256 | 8.2424 | 8.0943 | 7.9672 | 7.9001 | 7.8255 | 7.791 | 7.7727 | 7.8438 | 7.8173 | 7.8685 | 7.8805 | 8.0208 | 8.1819 | 8.2993 | 8.4909 | 8.6466 | 8.844 | 8.9355 | 9.0391 | 9.0019 | 8.9553 | 8.8723 | 8.7961 | 8.6561 | 8.4598 | 8.3184 | 8.1343 | 7.9506 | 7.7269 | 7.6122
PSS | BUCKLEY T1 / BUCKLEY T2 / BUCKLEY CROSS T1 | 11.4219 | 12.6387 | 12.7149 | 12.8679 | 13.0057 | 13.1339 | 13.3281 | 13.653 | 13.9347 | 14.3753 | 14.6839 | 15.2318 | 15.8106 | 16.459 | 17.2027 | 18.0485 | 19.1139 | 20.1783 | 21.3349 | 22.511 | 23.6483 | 24.7197 | 25.7263 | 26.3795 | 26.7362 | 27.0141 | 26.9471 | 26.7579 | 26.2234 | 25.9651 | 11.4219 | 11.8015 | 11.8335 | 12.0468 | 12.3834 | 13.0734 | 13.7983 | 14.7646 | 15.6584 | 16.697 | 17.6977 | 18.8049 | 20.057 | 21.0638 | 21.839 | 22.4137 | 23.1009 | 23.5122 | 24.1073 | 24.2231 | 24.2017 | 24.3928 | 24.7561 | 25.0235 | 25.3065 | 24.4846 | 24.1413 | 23.8552 | 23.5375 | 23.3777 | 11.4219 | 12.1757 | 12.0999 | 12.1675 | 12.2546 | 12.4495 | 12.7648 | 13.3173 | 13.9687 | 14.5504 | 15.19 | 16.1052 | 17.1838 | 18.2686 | 19.3854 | 20.4474 | 21.4833 | 22.26 | 22.7634 | 22.8844 | 22.9284 | 22.92 | 22.9503 | 22.7272 | 22.3875 | 22.0616 | 21.6679 | 21.2822 | 20.803 | 20.5217 | 11.4219 | 11.4685 | 11.3496 | 11.4469 | 11.796 | 12.3972 | 13.014 | 13.9085 | 14.7457 | 15.93 | 17.0982 | 18.5144 | 20.0745 | 21.6004 | 22.9509 | 24.2367 | 25.3353 | 26.0931 | 26.5033 | 26.2344 | 25.8317 | 25.2479 | 24.5333 | 23.6184 | 22.5279 | 21.5467 | 20.4794 | 19.4939 | 18.234 | 17.2349 | 11.4219 | 12.0337 | 11.9952 | 12.1683 | 12.7511 | 13.5665 | 14.5581 | 15.7061 | 16.894 | 18.332 | 19.6689 | 21.012 | 22.6244 | 24.1256 | 25.475 | 26.7019 | 27.9956 | 29.0409 | 29.8988 | 30.2655 | 30.3776 | 30.664 | 30.9778 | 31.2429 | 31.6365 | 31.0175 | 30.8847 | 30.8119 | 30.6308 | 30.6358
PSS | BUILDWAS ROAD T1 / MORGAN REFRACTORIES T1 / NESTON MAIN T1 | 11.4055 | 9.61 | 9.7352 | 9.9221 | 10.0912 | 10.3708 | 10.6886 | 11.1157 | 11.5286 | 12.0456 | 12.4444 | 13.0281 | 13.617 | 14.2348 | 14.8897 | 15.7113 | 16.7088 | 17.7133 | 18.7588 | 19.793 | 20.7298 | 21.6785 | 22.6088 | 23.3103 | 23.7293 | 24.0231 | 24.2539 | 24.4399 | 24.4395 | 24.6671 | 11.4055 | 9.1021 | 9.196 | 9.413 | 9.7435 | 10.3415 | 11.0133 | 11.9088 | 12.7138 | 13.6064 | 14.4307 | 15.344 | 16.36 | 17.1615 | 17.7926 | 18.2288 | 18.8535 | 19.2464 | 19.8323 | 20.0062 | 19.9512 | 20.0818 | 20.3302 | 20.4439 | 19.5478 | 18.9961 | 18.8362 | 18.6451 | 18.3927 | 18.3318 | 11.4055 | 9.3958 | 9.5144 | 9.753 | 10.0028 | 10.3215 | 10.735 | 11.3283 | 11.969 | 12.5431 | 13.1616 | 14.0672 | 15.0667 | 16.0454 | 16.9433 | 17.7719 | 18.7846 | 19.5962 | 20.2537 | 20.559 | 20.8012 | 20.9945 | 21.1663 | 21.1734 | 21.0152 | 20.9397 | 20.8374 | 20.7722 | 20.6681 | 20.7293 | 11.4055 | 8.9848 | 9.0162 | 9.2411 | 9.6223 | 10.2226 | 10.8339 | 11.6215 | 12.4038 | 13.3518 | 14.2066 | 15.1981 | 16.2015 | 17.105 | 17.8565 | 18.5434 | 19.1827 | 19.6484 | 19.9309 | 19.7204 | 19.4431 | 19.1629 | 18.8244 | 18.3462 | 17.6443 | 16.975 | 16.3649 | 15.7692 | 15.0384 | 14.4841 | 11.4055 | 9.3313 | 9.3581 | 9.622 | 10.2282 | 11.0984 | 12.0915 | 13.2261 | 14.4305 | 15.9333 | 17.3244 | 18.6877 | 20.1405 | 21.5492 | 22.8178 | 23.9323 | 25.237 | 26.3912 | 27.2531 | 27.7294 | 27.7811 | 27.9077 | 28.1152 | 28.1944 | 26.6908 | 26.042 | 25.9916 | 25.9247 | 25.7516 | 25.7923
PSS | BURLINGTON AVE T1 / FRESHFIELD T1 / MARSH BROWS T1 / SOUTHPORT RD T1 | 14.5888 | 16.6084 | 16.7028 | 16.9085 | 17.1125 | 17.3208 | 17.5957 | 18.0487 | 18.4348 | 19.0153 | 19.4455 | 20.1799 | 20.9398 | 21.7582 | 22.6835 | 23.7161 | 24.9649 | 26.1878 | 27.4759 | 28.7557 | 29.9527 | 31.0701 | 32.1565 | 32.8477 | 33.2225 | 33.5438 | 33.5634 | 33.4705 | 33.0831 | 33.0167 | 14.5888 | 15.5786 | 15.5962 | 15.8667 | 16.2821 | 17.119 | 17.9913 | 19.1954 | 20.2674 | 21.515 | 22.6715 | 23.9958 | 25.4501 | 26.5889 | 27.4919 | 28.1198 | 28.9754 | 29.4684 | 30.2474 | 30.4413 | 30.4446 | 30.7116 | 31.1518 | 31.46 | 31.7202 | 30.6968 | 30.2779 | 29.8768 | 29.4597 | 29.2319 | 14.5888 | 16.0287 | 15.966 | 16.0887 | 16.2362 | 16.4961 | 16.8787 | 17.5715 | 18.3101 | 18.9937 | 19.7602 | 20.8852 | 22.2038 | 23.4844 | 24.834 | 26.1055 | 27.429 | 28.4231 | 29.1486 | 29.4257 | 29.6119 | 29.7182 | 29.8517 | 29.6488 | 29.2847 | 28.9498 | 28.4965 | 28.0393 | 27.4952 | 27.1758 | 14.5888 | 15.1642 | 15.0588 | 15.2021 | 15.6139 | 16.3665 | 17.1128 | 18.1669 | 19.1073 | 20.3711 | 21.5313 | 22.9395 | 24.4004 | 25.7187 | 26.9061 | 27.9634 | 28.8993 | 29.5713 | 29.9325 | 29.584 | 29.1217 | 28.5315 | 27.8498 | 26.9687 | 25.8837 | 24.8988 | 23.8651 | 22.8789 | 21.631 | 20.6278 | 14.5888 | 15.8396 | 15.7818 | 16.0133 | 16.7252 | 17.7194 | 18.9006 | 20.3092 | 21.7202 | 23.465 | 25.0974 | 26.7894 | 28.7547 | 30.5697 | 32.2376 | 33.7356 | 35.3666 | 36.6808 | 37.7756 | 38.298 | 38.4948 | 38.8862 | 39.2936 | 39.6024 | 39.9132 | 39.1281 | 38.9647 | 38.8268 | 38.5747 | 38.5423
PSS | BURMAH OIL T1 / VAN LEER NO 1 T1 | 3.7719 | 3.6695 | 3.7092 | 3.769 | 3.8076 | 3.8511 | 3.874 | 3.9127 | 3.9053 | 3.9708 | 3.9724 | 4.0107 | 4.0487 | 4.0701 | 4.1003 | 4.1143 | 4.1612 | 4.1776 | 4.2027 | 4.2181 | 4.2248 | 4.2234 | 4.2645 | 4.2504 | 4.2026 | 4.1818 | 4.1314 | 4.0717 | 4.0095 | 4.0015 | 3.7719 | 3.6858 | 3.6492 | 3.6478 | 3.58 | 3.5569 | 3.5486 | 3.5934 | 3.5943 | 3.6308 | 3.6565 | 3.7641 | 3.9009 | 4.0408 | 4.207 | 4.3855 | 4.571 | 4.6887 | 4.7998 | 4.8363 | 4.8504 | 4.8316 | 4.7988 | 4.739 | 4.6326 | 4.5617 | 4.4798 | 4.3882 | 4.2678 | 4.2034 | 3.7719 | 3.6977 | 3.6887 | 3.6999 | 3.6794 | 3.6835 | 3.6785 | 3.6955 | 3.6647 | 3.6597 | 3.6358 | 3.6627 | 3.6881 | 3.6993 | 3.7381 | 3.7649 | 3.8232 | 3.853 | 3.8962 | 3.8826 | 3.8998 | 3.8824 | 3.8874 | 3.8269 | 3.7549 | 3.6809 | 3.5805 | 3.4827 | 3.3739 | 3.308 | 3.7719 | 3.6469 | 3.5832 | 3.5653 | 3.5354 | 3.5375 | 3.5283 | 3.5573 | 3.5208 | 3.5475 | 3.536 | 3.5832 | 3.6448 | 3.7029 | 3.7947 | 3.8013 | 3.8607 | 3.885 | 3.8572 | 3.77 | 3.6598 | 3.5516 | 3.4818 | 3.3939 | 3.3029 | 3.2435 | 3.1758 | 3.105 | 3.0172 | 2.9718 | 3.7719 | 3.6781 | 3.6561 | 3.6614 | 3.6178 | 3.6099 | 3.6058 | 3.6387 | 3.6256 | 3.6448 | 3.6489 | 3.7189 | 3.8024 | 3.8819 | 3.9863 | 4.0902 | 4.2157 | 4.2907 | 4.3683 | 4.3799 | 4.3974 | 4.3792 | 4.3654 | 4.3087 | 4.2192 | 4.1488 | 4.0584 | 3.9644 | 3.8504 | 3.7858
PSS | BUTLINS T1 | 3.2018 | 3.86 | 3.8831 | 3.9307 | 3.954 | 3.9746 | 3.9916 | 4.0216 | 4.0039 | 4.0681 | 4.0766 | 4.1368 | 4.1854 | 4.2133 | 4.2759 | 4.3078 | 4.3905 | 4.4336 | 4.4923 | 4.5307 | 4.558 | 4.5849 | 4.629 | 4.6386 | 4.6062 | 4.6022 | 4.5646 | 4.5151 | 4.4603 | 4.4705 | 3.2018 | 3.7153 | 3.6814 | 3.6609 | 3.6264 | 3.6037 | 3.6073 | 3.6633 | 3.6582 | 3.6954 | 3.7267 | 3.8273 | 3.9402 | 4.0502 | 4.1778 | 4.2929 | 4.4387 | 4.5236 | 4.6255 | 4.6521 | 4.6609 | 4.6585 | 4.6525 | 4.6032 | 4.5671 | 4.4656 | 4.3835 | 4.2972 | 4.1905 | 4.1452 | 3.2018 | 3.782 | 3.7644 | 3.7561 | 3.754 | 3.7469 | 3.7471 | 3.7803 | 3.7526 | 3.7632 | 3.7679 | 3.817 | 3.8625 | 3.8828 | 3.9409 | 3.9869 | 4.066 | 4.1089 | 4.1614 | 4.1649 | 4.178 | 4.169 | 4.1681 | 4.1256 | 4.0564 | 3.9847 | 3.8902 | 3.804 | 3.6917 | 3.6282 | 3.2018 | 3.6366 | 3.5638 | 3.5199 | 3.4846 | 3.473 | 3.4826 | 3.52 | 3.5072 | 3.5455 | 3.5509 | 3.6153 | 3.6721 | 3.7231 | 3.7831 | 3.7793 | 3.8081 | 3.8327 | 3.8093 | 3.7322 | 3.6361 | 3.5491 | 3.4784 | 3.3988 | 3.2986 | 3.2222 | 3.1453 | 3.0613 | 2.976 | 2.9191 | 3.2018 | 3.746 | 3.715 | 3.6965 | 3.6831 | 3.6821 | 3.6987 | 3.7551 | 3.7534 | 3.8047 | 3.8453 | 3.9368 | 4.0369 | 4.1216 | 4.2377 | 4.3383 | 4.462 | 4.5422 | 4.6359 | 4.6603 | 4.6769 | 4.674 | 4.6691 | 4.62 | 4.5631 | 4.4594 | 4.3721 | 4.2864 | 4.1718 | 4.1124
PSS | BUTTINGTON CROSS T1 | 3.8526 | 3.6738 | 3.7225 | 3.7862 | 3.8259 | 3.8553 | 3.8872 | 3.9404 | 3.9539 | 4.0248 | 4.046 | 4.1157 | 4.1957 | 4.2635 | 4.3439 | 4.4175 | 4.5574 | 4.6698 | 4.8016 | 4.9341 | 5.076 | 5.197 | 5.3426 | 5.4097 | 5.4315 | 5.4565 | 5.4104 | 5.3383 | 5.2189 | 5.1685 | 3.8526 | 3.6028 | 3.5805 | 3.601 | 3.5905 | 3.6114 | 3.6488 | 3.7286 | 3.7879 | 3.8989 | 3.996 | 4.1649 | 4.3537 | 4.5402 | 4.7406 | 4.8974 | 5.0879 | 5.2151 | 5.3309 | 5.3506 | 5.3759 | 5.3534 | 5.3374 | 5.2802 | 5.1915 | 5.1321 | 5.0508 | 4.9851 | 4.865 | 4.8199 | 3.8526 | 3.6508 | 3.6536 | 3.6829 | 3.7066 | 3.7199 | 3.7529 | 3.851 | 3.8749 | 3.9553 | 4.0033 | 4.1266 | 4.2683 | 4.395 | 4.5605 | 4.648 | 4.8235 | 4.9475 | 5.0382 | 5.054 | 5.0557 | 5.0383 | 5.042 | 4.9823 | 4.8966 | 4.8195 | 4.721 | 4.62 | 4.5119 | 4.4448 | 3.8526 | 3.5218 | 3.4753 | 3.4665 | 3.4767 | 3.5043 | 3.5382 | 3.6336 | 3.6797 | 3.8059 | 3.9178 | 4.1205 | 4.3626 | 4.6055 | 4.8469 | 5.0213 | 5.2119 | 5.322 | 5.3742 | 5.2921 | 5.1908 | 5.0533 | 4.9181 | 4.7588 | 4.5656 | 4.4125 | 4.2347 | 4.08 | 3.8716 | 3.7257 | 3.8526 | 3.6212 | 3.6116 | 3.6383 | 3.6699 | 3.7085 | 3.7777 | 3.8865 | 3.9453 | 4.0673 | 4.1527 | 4.2979 | 4.4624 | 4.6198 | 4.8033 | 4.9288 | 5.1149 | 5.245 | 5.3507 | 5.3683 | 5.3821 | 5.3664 | 5.3694 | 5.3333 | 5.2584 | 5.2172 | 5.1518 | 5.0977 | 5.0089 | 4.9827
PSS | BXL BROMBOROUGH T1 / TULIP T1 | 6.759 | 6.4849 | 6.5764 | 6.7024 | 6.8095 | 6.898 | 6.9825 | 7.0884 | 7.1355 | 7.274 | 7.3093 | 7.4234 | 7.5429 | 7.6505 | 7.7968 | 7.9227 | 8.1545 | 8.3719 | 8.606 | 8.8634 | 9.1239 | 9.3623 | 9.6474 | 9.7826 | 9.837 | 9.8709 | 9.8018 | 9.6794 | 9.4601 | 9.3618 | 6.759 | 6.4925 | 6.4816 | 6.4949 | 6.5002 | 6.5465 | 6.6082 | 6.7759 | 6.8508 | 7.0417 | 7.196 | 7.504 | 7.8615 | 8.1957 | 8.5952 | 8.9244 | 9.292 | 9.5107 | 9.6994 | 9.7391 | 9.7211 | 9.6497 | 9.5868 | 9.44 | 9.2305 | 9.1076 | 8.9691 | 8.8169 | 8.5872 | 8.508 | 6.759 | 6.5175 | 6.5348 | 6.5828 | 6.6358 | 6.6737 | 6.7439 | 6.8931 | 6.946 | 7.0447 | 7.1159 | 7.309 | 7.5328 | 7.7149 | 7.9614 | 8.1696 | 8.4216 | 8.5991 | 8.7151 | 8.699 | 8.6849 | 8.6156 | 8.5731 | 8.4408 | 8.2738 | 8.1177 | 7.9195 | 7.7331 | 7.5089 | 7.3965 | 6.759 | 6.4515 | 6.3882 | 6.4175 | 6.4625 | 6.5493 | 6.6515 | 6.8148 | 6.9078 | 7.1675 | 7.3914 | 7.7777 | 8.2694 | 8.7722 | 9.2612 | 9.6473 | 10.0218 | 10.2719 | 10.3436 | 10.191 | 9.9863 | 9.7118 | 9.4267 | 9.107 | 8.748 | 8.4532 | 8.1157 | 7.8199 | 7.4289 | 7.1715 | 6.759 | 6.4914 | 6.4913 | 6.5245 | 6.5888 | 6.6653 | 6.7777 | 6.9712 | 7.0718 | 7.2635 | 7.3995 | 7.6513 | 7.9402 | 8.1993 | 8.5182 | 8.7925 | 9.1104 | 9.3132 | 9.4688 | 9.4772 | 9.4641 | 9.4016 | 9.3659 | 9.2655 | 9.0762 | 8.9546 | 8.8144 | 8.6828 | 8.4905 | 8.4334
PSS | CABLE ST T1 / GRADWELL ST T2 / OLDHAM PLACE T2 | 12.6073 | 12.8585 | 12.9964 | 13.1928 | 13.3118 | 13.4081 | 13.4826 | 13.6036 | 13.5745 | 13.9348 | 13.9282 | 14.2887 | 14.6004 | 14.859 | 15.1407 | 15.4144 | 15.8554 | 16.21 | 16.6022 | 16.7469 | 16.855 | 16.9794 | 17.1647 | 17.2093 | 17.1052 | 17.0376 | 16.9059 | 16.7428 | 16.5431 | 16.5631 | 12.6073 | 12.6408 | 12.5077 | 12.4373 | 12.2507 | 12.163 | 12.1195 | 12.2644 | 12.2508 | 12.441 | 12.5235 | 12.9816 | 13.4719 | 13.9326 | 14.5277 | 15.0898 | 15.7421 | 16.1617 | 16.5696 | 16.6227 | 16.6022 | 16.5302 | 16.4369 | 16.2027 | 15.7279 | 15.3949 | 15.0871 | 14.763 | 14.3346 | 14.1236 | 12.6073 | 12.7496 | 12.6917 | 12.7319 | 12.6862 | 12.6786 | 12.6671 | 12.7611 | 12.6577 | 12.8374 | 12.7835 | 13.0958 | 13.4204 | 13.6622 | 13.9926 | 14.2562 | 14.7365 | 15.0961 | 15.5195 | 15.4991 | 15.5211 | 15.5313 | 15.572 | 15.4351 | 15.1895 | 14.9236 | 14.6523 | 14.3674 | 14.0301 | 13.8734 | 12.6073 | 12.428 | 12.2071 | 12.0943 | 11.9822 | 11.9711 | 11.9256 | 12.0211 | 11.9201 | 12.129 | 12.129 | 12.4246 | 12.7593 | 13.0395 | 13.3897 | 13.5178 | 13.7707 | 13.911 | 13.9448 | 13.5819 | 13.2156 | 12.854 | 12.5489 | 12.242 | 11.8615 | 11.5672 | 11.282 | 11.0096 | 10.6668 | 10.4748 | 12.6073 | 12.6911 | 12.5924 | 12.5766 | 12.4607 | 12.4094 | 12.3746 | 12.4753 | 12.3975 | 12.6892 | 12.7084 | 13.2267 | 13.7476 | 14.226 | 14.8729 | 15.4582 | 16.2205 | 16.8253 | 17.3297 | 17.3164 | 17.2467 | 17.0937 | 16.9865 | 16.7273 | 16.0336 | 15.5686 | 15.217 | 14.8678 | 14.4495 | 14.2047
PSS | CABLE ST T2 / CROWN COURTS T1 / GRADWELL ST T1 | 9.652 | 10.4381 | 10.5788 | 10.7466 | 11.013 | 11.2556 | 11.4939 | 11.8321 | 11.9783 | 12.2997 | 12.4787 | 12.7825 | 13.0441 | 13.2655 | 13.5114 | 13.8154 | 14.2816 | 14.6796 | 15.1085 | 15.5034 | 15.8548 | 16.254 | 16.739 | 17.1039 | 17.3065 | 17.4413 | 17.6368 | 17.8213 | 17.9862 | 18.3381 | 9.652 | 10.209 | 10.197 | 10.1988 | 10.2698 | 10.2652 | 10.361 | 10.6401 | 10.7279 | 10.9387 | 11.0385 | 11.395 | 11.7636 | 12.0946 | 12.5251 | 12.8784 | 13.3356 | 13.6016 | 13.8305 | 13.813 | 13.7274 | 13.6256 | 13.595 | 13.4077 | 12.8393 | 12.5099 | 12.2667 | 11.9814 | 11.6085 | 11.5316 | 9.652 | 10.4194 | 10.6112 | 10.8872 | 11.2383 | 11.4581 | 11.7039 | 12.0672 | 12.1975 | 12.3695 | 12.5228 | 12.9236 | 13.3258 | 13.6368 | 13.9485 | 14.157 | 14.677 | 15.0746 | 15.4889 | 15.6627 | 15.8345 | 15.887 | 15.9769 | 15.9505 | 15.7741 | 15.7075 | 15.6316 | 15.5818 | 15.5416 | 15.6803 | 9.652 | 10.2546 | 10.2643 | 10.3155 | 10.4905 | 10.5511 | 10.6773 | 10.9296 | 11.01 | 11.2346 | 11.341 | 11.6136 | 11.9022 | 12.1533 | 12.3983 | 12.415 | 12.5606 | 12.6154 | 12.6116 | 12.372 | 12.0542 | 11.7895 | 11.6028 | 11.3681 | 10.9957 | 10.6359 | 10.3556 | 10.0949 | 9.8124 | 9.6866 | 9.652 | 10.3684 | 10.3853 | 10.5326 | 10.7757 | 11.0173 | 11.2852 | 11.7108 | 11.9973 | 12.4872 | 12.8925 | 13.4812 | 13.9507 | 14.4371 | 15.0169 | 15.4732 | 16.1397 | 16.7038 | 17.0347 | 17.1696 | 17.2428 | 17.2231 | 17.3283 | 17.2517 | 16.2699 | 15.6229 | 15.3362 | 15.0245 | 14.655 | 14.5387
PSS | CADBURYS KRONOSPAN T1 / CADBURYS KRONOSPAN T2 | 5.4025 | 6.5164 | 6.5678 | 6.6624 | 6.7352 | 6.8402 | 6.9534 | 7.0983 | 7.1896 | 7.3935 | 7.5058 | 7.7297 | 7.9377 | 8.1393 | 8.3807 | 8.6512 | 9.0221 | 9.3627 | 9.7417 | 10.1118 | 10.4202 | 10.758 | 11.1042 | 11.3405 | 11.4736 | 11.5608 | 11.613 | 11.6373 | 11.5939 | 11.6821 | 5.4025 | 6.2252 | 6.2378 | 6.3102 | 6.3894 | 6.5239 | 6.7174 | 7.0145 | 7.2182 | 7.4906 | 7.7314 | 8.0835 | 8.499 | 8.862 | 9.175 | 9.4396 | 9.7726 | 9.9921 | 10.3292 | 10.4531 | 10.4943 | 10.534 | 10.6607 | 10.6605 | 10.4327 | 10.1973 | 10.0911 | 10.0057 | 9.8783 | 9.8678 | 5.4025 | 6.3908 | 6.4149 | 6.5212 | 6.5856 | 6.6767 | 6.801 | 7.0207 | 7.1839 | 7.3635 | 7.5359 | 7.8368 | 8.1559 | 8.4522 | 8.774 | 9.0354 | 9.4111 | 9.702 | 9.9492 | 10.0449 | 10.1272 | 10.1829 | 10.2442 | 10.2202 | 10.1127 | 10.0276 | 9.9249 | 9.8215 | 9.7076 | 9.6854 | 5.4025 | 6.1376 | 6.0876 | 6.1109 | 6.1996 | 6.3533 | 6.5349 | 6.838 | 7.0672 | 7.4134 | 7.7062 | 8.1189 | 8.5354 | 8.947 | 9.3146 | 9.5268 | 9.8544 | 10.0613 | 10.197 | 10.0862 | 9.953 | 9.8101 | 9.6753 | 9.4835 | 9.1674 | 8.8854 | 8.6314 | 8.3784 | 8.0757 | 7.8611 | 5.4025 | 6.3283 | 6.3006 | 6.3809 | 6.5201 | 6.7529 | 7.0409 | 7.4108 | 7.734 | 8.1959 | 8.6085 | 9.0735 | 9.5684 | 10.0545 | 10.5337 | 10.9491 | 11.4411 | 11.8489 | 12.2247 | 12.4189 | 12.5092 | 12.5179 | 12.5873 | 12.541 | 11.9875 | 11.6741 | 11.5641 | 11.4634 | 11.3111 | 11.2724
PSS | CADBURYS T1 / CADBURYS T2 / HOPFIELD RD T1 | 11.5248 | 12.4175 | 12.535 | 12.757 | 12.9466 | 13.0045 | 13.1044 | 13.2726 | 13.3075 | 13.5283 | 13.5988 | 13.8528 | 14.1007 | 14.3165 | 14.5977 | 14.7938 | 15.1761 | 15.4996 | 15.8791 | 16.2605 | 16.6279 | 16.9717 | 17.3728 | 17.5458 | 17.5757 | 17.6083 | 17.4816 | 17.2929 | 16.9944 | 16.9127 | 11.5248 | 11.7999 | 11.6812 | 11.6766 | 11.6739 | 11.708 | 11.7786 | 12.0183 | 12.14 | 12.4554 | 12.6987 | 13.1553 | 13.6603 | 14.1012 | 14.6195 | 14.9618 | 15.444 | 15.7406 | 16.031 | 16.0887 | 16.0975 | 16.0204 | 15.9622 | 15.7671 | 15.4467 | 15.1842 | 14.937 | 14.6723 | 14.3068 | 14.1442 | 11.5248 | 12.0633 | 12.0255 | 12.0813 | 12.1162 | 12.1699 | 12.2513 | 12.4715 | 12.5824 | 12.7545 | 12.8931 | 13.2157 | 13.5749 | 13.8846 | 14.264 | 14.577 | 14.9909 | 15.2648 | 15.4901 | 15.5262 | 15.543 | 15.4817 | 15.464 | 15.2804 | 15.0071 | 14.7877 | 14.4909 | 14.1942 | 13.8466 | 13.6693 | 11.5248 | 11.487 | 11.2992 | 11.2308 | 11.2467 | 11.3319 | 11.4136 | 11.6537 | 11.7609 | 12.1334 | 12.4084 | 12.8994 | 13.4574 | 13.999 | 14.5498 | 14.8877 | 15.3045 | 15.5657 | 15.649 | 15.4083 | 15.1208 | 14.7368 | 14.3631 | 13.9089 | 13.4005 | 12.9366 | 12.4667 | 12.0144 | 11.4513 | 11.0456 | 11.5248 | 11.8569 | 11.7675 | 11.7895 | 11.86 | 11.9596 | 12.111 | 12.3989 | 12.5632 | 12.9041 | 13.1536 | 13.5592 | 13.9909 | 14.3732 | 14.8386 | 15.1913 | 15.6605 | 15.9772 | 16.2405 | 16.2969 | 16.3224 | 16.2704 | 16.2604 | 16.1292 | 15.7998 | 15.5797 | 15.3593 | 15.135 | 14.8283 | 14.7173
PSS | CAERGEILIOG T1 | 4.2975 | 4.5844 | 4.614 | 4.6952 | 4.7644 | 4.989 | 5.0952 | 5.2406 | 5.529 | 5.8838 | 6.2067 | 6.602 | 7.0074 | 7.4384 | 7.8636 | 8.4455 | 9.1556 | 9.8977 | 10.7096 | 11.5102 | 12.2581 | 13.0675 | 13.8844 | 14.5864 | 15.0903 | 15.4203 | 15.8126 | 16.1851 | 16.467 | 16.87 | 4.2975 | 4.4269 | 4.5242 | 4.7331 | 4.974 | 5.2578 | 5.52 | 5.8963 | 6.2695 | 6.6862 | 7.0766 | 7.5689 | 8.0733 | 8.5222 | 8.8483 | 9.1223 | 9.4351 | 9.6484 | 10.0681 | 10.2766 | 10.4284 | 10.6855 | 11.0882 | 11.337 | 11.4617 | 11.3144 | 11.4053 | 11.5063 | 11.5874 | 11.816 | 4.2975 | 4.4524 | 4.4418 | 4.4879 | 4.564 | 4.843 | 5.0247 | 5.303 | 5.7845 | 6.2338 | 6.6852 | 7.266 | 7.9139 | 8.5576 | 9.1181 | 9.6325 | 10.3675 | 11.0025 | 11.5582 | 11.9123 | 12.173 | 12.3396 | 12.5059 | 12.6473 | 12.6503 | 12.7476 | 12.8373 | 12.9788 | 13.1159 | 13.3668 | 4.2975 | 4.2331 | 4.2294 | 4.3109 | 4.4907 | 4.8615 | 5.1922 | 5.6643 | 6.2493 | 6.9551 | 7.639 | 8.4256 | 9.2585 | 10.0972 | 10.7464 | 11.2495 | 11.8811 | 12.4387 | 12.865 | 12.9486 | 12.9823 | 13.0792 | 13.1056 | 13.0188 | 12.638 | 12.2187 | 11.9073 | 11.6147 | 11.2623 | 11.0096 | 4.2975 | 4.5034 | 4.4705 | 4.5882 | 4.8463 | 5.316 | 5.7262 | 6.202 | 6.8593 | 7.6996 | 8.4798 | 9.2883 | 10.0784 | 10.8974 | 11.653 | 12.3404 | 13.0804 | 13.7777 | 14.3447 | 14.7514 | 15.0342 | 15.2545 | 15.6232 | 15.8621 | 15.1594 | 14.6377 | 14.6304 | 14.6484 | 14.6002 | 14.711
PSS | CAERGWRLE T1 | 6.1043 | 6.4226 | 6.4391 | 6.4985 | 6.5809 | 6.8036 | 7.0505 | 7.3806 | 7.6915 | 8.0774 | 8.4421 | 8.905 | 9.3738 | 9.8661 | 10.3845 | 11.0636 | 11.8787 | 12.7279 | 13.643 | 14.5181 | 15.3009 | 16.1696 | 17.0415 | 17.7768 | 18.2974 | 18.6587 | 19.0858 | 19.4968 | 19.815 | 20.2955 | 6.1043 | 5.991 | 6.0886 | 6.3052 | 6.6213 | 6.9941 | 7.4187 | 7.97 | 8.4812 | 8.9841 | 9.4646 | 10.0534 | 10.6695 | 11.1931 | 11.572 | 11.8508 | 12.2736 | 12.499 | 12.989 | 13.1811 | 13.3136 | 13.6011 | 14.0507 | 14.3493 | 14.3429 | 14.0687 | 14.1252 | 14.1871 | 14.2609 | 14.4791 | 6.1043 | 6.1242 | 6.0902 | 6.1209 | 6.3458 | 6.6271 | 6.9964 | 7.4796 | 7.9843 | 8.4382 | 8.9381 | 9.6221 | 10.3798 | 11.1444 | 11.8572 | 12.479 | 13.3881 | 14.1645 | 14.8269 | 15.2383 | 15.5662 | 15.8111 | 16.0539 | 16.2252 | 16.2197 | 16.286 | 16.3594 | 16.4815 | 16.5782 | 16.8106 | 6.1043 | 5.7112 | 5.6823 | 5.7494 | 6.0436 | 6.4627 | 6.9286 | 7.5784 | 8.2222 | 8.9694 | 9.6795 | 10.5141 | 11.3834 | 12.196 | 12.8242 | 13.2901 | 13.9236 | 14.4655 | 14.9196 | 14.9707 | 14.9936 | 15.0971 | 15.1468 | 15.0586 | 14.6415 | 14.1811 | 13.8418 | 13.528 | 13.1332 | 12.8383 | 6.1043 | 6.1245 | 6.0677 | 6.178 | 6.55 | 7.1378 | 7.8112 | 8.5864 | 9.4458 | 10.5144 | 11.5376 | 12.5574 | 13.5641 | 14.6054 | 15.5819 | 16.4374 | 17.4511 | 18.2909 | 18.9078 | 19.3144 | 19.5729 | 19.8266 | 20.1964 | 20.4123 | 19.4049 | 18.7988 | 18.8048 | 18.8004 | 18.7324 | 18.8169
PSS | CAERNARFON T1 | 5.8438 | 6.4518 | 6.4903 | 6.5971 | 6.652 | 6.7006 | 6.7541 | 6.851 | 7.0592 | 7.3903 | 7.6383 | 7.9897 | 8.3451 | 8.6975 | 9.062 | 9.4936 | 10.0615 | 10.6286 | 11.2566 | 11.8786 | 12.4375 | 13.0795 | 13.7439 | 14.2794 | 14.6418 | 14.8946 | 15.1684 | 15.4324 | 15.6087 | 15.9334 | 5.8438 | 6.2444 | 6.2279 | 6.2761 | 6.3048 | 6.484 | 6.6943 | 7.0167 | 7.3554 | 7.746 | 8.0985 | 8.5908 | 9.1593 | 9.6502 | 10.1067 | 10.4975 | 10.9795 | 11.323 | 11.586 | 11.6214 | 11.6763 | 11.8271 | 12.0618 | 12.1627 | 11.6498 | 11.3248 | 11.2608 | 11.1659 | 11.0041 | 11.01 | 5.8438 | 6.2914 | 6.2422 | 6.2534 | 6.2444 | 6.2786 | 6.3444 | 6.4996 | 6.7918 | 7.0815 | 7.3861 | 7.8423 | 8.3529 | 8.8664 | 9.3646 | 9.8241 | 10.4719 | 11.0039 | 11.4875 | 11.7689 | 12.0152 | 12.1324 | 12.2524 | 12.3088 | 12.2592 | 12.324 | 12.3539 | 12.4219 | 12.4707 | 12.6534 | 5.8438 | 6.001 | 5.8894 | 5.8813 | 5.9219 | 6.0576 | 6.2062 | 6.4429 | 6.7294 | 7.1413 | 7.5354 | 8.0703 | 8.6644 | 9.2503 | 9.7814 | 10.2538 | 10.7101 | 11.0717 | 11.283 | 11.2074 | 11.0953 | 10.9974 | 10.8939 | 10.6966 | 10.3324 | 9.9645 | 9.6485 | 9.3617 | 9.006 | 8.7666 | 5.8438 | 6.314 | 6.2587 | 6.3355 | 6.4711 | 6.7374 | 7.0388 | 7.4153 | 7.9567 | 8.6689 | 9.3737 | 10.1736 | 11.0229 | 11.8784 | 12.7146 | 13.4726 | 14.3955 | 15.2189 | 15.6334 | 15.8724 | 16.0734 | 16.2735 | 16.5512 | 16.6991 | 15.7766 | 15.2874 | 15.2476 | 15.165 | 15.0026 | 15.0241
PSS | CAERSWS T1 | 3.3149 | 3.7203 | 3.7391 | 3.7892 | 3.8402 | 3.899 | 3.9843 | 4.1039 | 4.2088 | 4.3717 | 4.4874 | 4.6796 | 4.8609 | 5.0698 | 5.2957 | 5.5817 | 5.943 | 6.303 | 6.685 | 7.0643 | 7.4061 | 7.7557 | 8.0963 | 8.3536 | 8.5085 | 8.6064 | 8.6657 | 8.7143 | 8.6891 | 8.7462 | 3.3149 | 3.4563 | 3.5028 | 3.6094 | 3.7732 | 3.9307 | 4.099 | 4.3358 | 4.5355 | 4.7887 | 4.9988 | 5.2745 | 5.5507 | 5.7769 | 5.9278 | 6.0425 | 6.1898 | 6.2787 | 6.5541 | 6.673 | 6.7294 | 6.8019 | 6.9581 | 7.0344 | 7.1412 | 7.0462 | 7.0444 | 7.0692 | 7.0925 | 7.1747 | 3.3149 | 3.5916 | 3.5937 | 3.6416 | 3.7045 | 3.8007 | 3.9461 | 4.1727 | 4.3861 | 4.618 | 4.8402 | 5.1249 | 5.4288 | 5.7453 | 6.0138 | 6.2501 | 6.5663 | 6.8114 | 7.0066 | 7.0836 | 7.132 | 7.1869 | 7.2382 | 7.2402 | 7.1898 | 7.1377 | 7.0725 | 7.0239 | 6.9673 | 6.9665 | 3.3149 | 3.3588 | 3.3456 | 3.4001 | 3.5273 | 3.7233 | 3.9495 | 4.265 | 4.603 | 5.0219 | 5.4161 | 5.861 | 6.2997 | 6.7399 | 7.0657 | 7.3041 | 7.628 | 7.8824 | 8.0914 | 8.0736 | 8.0343 | 8.0013 | 7.9444 | 7.8171 | 7.5499 | 7.2924 | 7.0735 | 6.8505 | 6.5811 | 6.3705 | 3.3149 | 3.509 | 3.4824 | 3.5296 | 3.691 | 3.9261 | 4.1941 | 4.5148 | 4.8198 | 5.2503 | 5.6053 | 5.9563 | 6.3063 | 6.6571 | 6.9651 | 7.2432 | 7.5499 | 7.8148 | 8.1195 | 8.2908 | 8.376 | 8.417 | 8.5081 | 8.526 | 8.2579 | 8.0695 | 8.0343 | 8.0255 | 7.9839 | 8.0058
PSS | CALDY T1 / HOYLAKE T1 / MEOLS T1 / WEST KIRBY SOUTH T1 | 16.2761 | 16.3552 | 16.4931 | 16.7248 | 16.9672 | 17.193 | 17.5243 | 18.0311 | 18.5051 | 19.1373 | 19.6603 | 20.4634 | 21.2961 | 22.2239 | 23.2077 | 24.4008 | 25.8267 | 27.2312 | 28.7718 | 30.207 | 31.5432 | 32.7366 | 33.8231 | 34.4259 | 34.6409 | 34.7027 | 34.3819 | 33.9751 | 33.1865 | 32.7802 | 16.2761 | 15.4228 | 15.5496 | 15.9184 | 16.5489 | 17.5637 | 18.7384 | 20.2538 | 21.6339 | 23.2358 | 24.6607 | 26.1303 | 27.7622 | 28.9675 | 29.6858 | 30.1542 | 30.7859 | 31.1103 | 31.792 | 31.8608 | 31.7416 | 32.0466 | 32.5414 | 32.9672 | 33.4515 | 32.1818 | 31.7166 | 31.3063 | 30.8752 | 30.6358 | 16.2761 | 15.8401 | 15.7938 | 15.9255 | 16.1823 | 16.5167 | 17.0765 | 17.9643 | 18.9459 | 20.0249 | 21.0906 | 22.3407 | 23.6958 | 24.9874 | 26.12 | 27.1595 | 28.0787 | 28.665 | 29.0201 | 29.0064 | 28.9347 | 28.8698 | 28.8317 | 28.492 | 28.0703 | 27.6427 | 27.1359 | 26.633 | 26.0265 | 25.6728 | 16.2761 | 15.0113 | 14.9311 | 15.1584 | 15.7609 | 16.7824 | 17.8582 | 19.2758 | 20.6576 | 22.5499 | 24.2425 | 25.8914 | 27.4996 | 29.02 | 30.0587 | 31.1726 | 32.1198 | 32.7471 | 33.013 | 32.4379 | 31.7532 | 30.9295 | 29.9719 | 28.7872 | 27.4051 | 26.1396 | 24.8062 | 23.5426 | 21.9963 | 20.7309 | 16.2761 | 15.6524 | 15.6456 | 15.9208 | 16.8749 | 18.0256 | 19.4997 | 21.1318 | 22.7414 | 24.8986 | 26.7615 | 28.4401 | 30.4188 | 32.1783 | 33.5821 | 34.8466 | 36.1882 | 37.259 | 38.2 | 38.5841 | 38.6283 | 38.9995 | 39.3537 | 39.6519 | 40.2977 | 39.2896 | 39.0604 | 38.8774 | 38.5704 | 38.4899
PSS | CARBORUNDUM T1 / HOUGHTONS LA T1 / RAINFORD T1 / WINDLEHURST T2 | 17.7586 | 18.2407 | 18.3572 | 18.5789 | 18.7784 | 18.9489 | 19.1947 | 19.5985 | 19.9235 | 20.4757 | 20.861 | 21.5543 | 22.2751 | 23.0499 | 23.9534 | 24.9245 | 26.119 | 27.2949 | 28.5239 | 29.7511 | 30.8627 | 31.9045 | 32.9319 | 33.5378 | 33.8298 | 34.0922 | 34.0195 | 33.8175 | 33.3296 | 33.1736 | 17.7586 | 17.205 | 17.2581 | 17.5614 | 18.004 | 18.8976 | 19.892 | 21.27 | 22.4787 | 23.8222 | 25.0638 | 26.5012 | 28.2328 | 29.6139 | 30.6742 | 31.4799 | 32.5312 | 33.1987 | 34.206 | 34.4867 | 34.4934 | 34.9761 | 35.6407 | 36.1826 | 36.8032 | 35.3955 | 34.8825 | 34.4245 | 33.9882 | 33.7482 | 17.7586 | 17.6771 | 17.5747 | 17.6347 | 17.7147 | 17.9508 | 18.2825 | 18.9242 | 19.5673 | 20.2095 | 20.8889 | 21.9492 | 23.1845 | 24.3846 | 25.6829 | 26.8873 | 28.1427 | 29.062 | 29.7035 | 29.9286 | 30.0502 | 30.1635 | 30.3043 | 30.084 | 29.6982 | 29.2988 | 28.7987 | 28.268 | 27.6469 | 27.2567 | 17.7586 | 16.775 | 16.6327 | 16.7629 | 17.1408 | 17.8807 | 18.6407 | 19.7229 | 20.6516 | 21.9186 | 23.0704 | 24.5349 | 26.0571 | 27.4692 | 28.7331 | 29.9072 | 30.9183 | 31.6195 | 31.9869 | 31.5834 | 31.0609 | 30.429 | 29.7211 | 28.8054 | 27.6606 | 26.6595 | 25.6075 | 24.5988 | 23.2966 | 22.2623 | 17.7586 | 17.4647 | 17.4001 | 17.6223 | 18.3104 | 19.3294 | 20.5732 | 22.0581 | 23.5397 | 25.4047 | 27.1623 | 28.9781 | 31.2457 | 33.324 | 35.1914 | 36.8714 | 38.718 | 40.2194 | 41.5055 | 42.135 | 42.3198 | 42.8583 | 43.3553 | 43.7458 | 44.5594 | 43.4548 | 43.2147 | 43.0083 | 42.7006 | 42.6072
PSS | CARLTON ST T1 / CARLTON ST T2 / CHALON WAY T2 | 9.5301 | 10.3665 | 10.5455 | 10.7849 | 10.9724 | 11.0672 | 11.1929 | 11.3887 | 11.4668 | 11.7175 | 11.8171 | 12.0702 | 12.3113 | 12.558 | 12.8458 | 13.0618 | 13.4627 | 13.8047 | 14.2311 | 14.6209 | 15.0423 | 15.3947 | 15.7717 | 15.9579 | 15.9824 | 16.0125 | 15.8264 | 15.6022 | 15.234 | 15.0718 | 9.5301 | 10.1623 | 10.0973 | 10.1361 | 10.1429 | 10.2735 | 10.4056 | 10.7318 | 10.938 | 11.3216 | 11.6675 | 12.1812 | 12.7468 | 13.2438 | 13.7841 | 14.1759 | 14.6756 | 14.9694 | 15.2556 | 15.3353 | 15.3707 | 15.2968 | 15.2374 | 15.0541 | 14.8013 | 14.6162 | 14.4151 | 14.1809 | 13.8618 | 13.7058 | 9.5301 | 10.2265 | 10.2195 | 10.2996 | 10.3142 | 10.3853 | 10.5112 | 10.7624 | 10.9301 | 11.1939 | 11.394 | 11.759 | 12.1781 | 12.5109 | 12.9069 | 13.2131 | 13.5909 | 13.8287 | 14.0176 | 14.0176 | 14.0136 | 13.9281 | 13.8919 | 13.6966 | 13.4331 | 13.2179 | 12.9211 | 12.6242 | 12.2646 | 12.065 | 9.5301 | 10.0016 | 9.8975 | 9.9373 | 10.0484 | 10.2439 | 10.448 | 10.7957 | 11.0659 | 11.5874 | 12.0217 | 12.6424 | 13.328 | 14.0028 | 14.6467 | 15.097 | 15.611 | 15.965 | 16.1062 | 15.8769 | 15.5918 | 15.2159 | 14.8359 | 14.3593 | 13.8466 | 13.3815 | 12.8996 | 12.4379 | 11.8478 | 11.428 | 9.5301 | 10.1987 | 10.1564 | 10.2112 | 10.2992 | 10.4446 | 10.6447 | 10.9638 | 11.154 | 11.5236 | 11.7832 | 12.1659 | 12.5963 | 12.9556 | 13.3846 | 13.7204 | 14.151 | 14.4202 | 14.6616 | 14.7125 | 14.7416 | 14.6851 | 14.663 | 14.5366 | 14.3156 | 14.1861 | 14.0084 | 13.8224 | 13.5573 | 13.46
PSS | CARMEL T1 | 2.4582 | 2.4962 | 2.5089 | 2.5299 | 2.557 | 2.6626 | 2.7648 | 2.9017 | 3.0176 | 3.17 | 3.3129 | 3.4846 | 3.6609 | 3.8438 | 4.022 | 4.2686 | 4.5713 | 4.8765 | 5.1942 | 5.4802 | 5.7248 | 6.0138 | 6.3216 | 6.6015 | 6.8016 | 6.9435 | 7.1711 | 7.405 | 7.6418 | 7.9366 | 2.4582 | 2.1696 | 2.2102 | 2.2786 | 2.363 | 2.4741 | 2.6238 | 2.8141 | 2.9774 | 3.1219 | 3.2565 | 3.4367 | 3.6288 | 3.7907 | 3.8922 | 3.9744 | 4.1378 | 4.2104 | 4.3915 | 4.467 | 4.5406 | 4.6821 | 4.8852 | 5.0206 | 4.9529 | 4.8076 | 4.8293 | 4.8531 | 4.882 | 4.968 | 2.4582 | 2.36 | 2.4207 | 2.522 | 2.6301 | 2.7403 | 2.8815 | 3.0424 | 3.2017 | 3.3396 | 3.4791 | 3.7317 | 3.9979 | 4.2633 | 4.486 | 4.6745 | 5.04 | 5.3698 | 5.6787 | 5.8783 | 6.0446 | 6.2008 | 6.3457 | 6.4651 | 6.4981 | 6.5703 | 6.6558 | 6.7569 | 6.8681 | 7.0221 | 2.4582 | 2.126 | 2.1528 | 2.206 | 2.2843 | 2.3997 | 2.5356 | 2.7384 | 2.9284 | 3.1162 | 3.2766 | 3.4774 | 3.6587 | 3.8063 | 3.9097 | 3.9374 | 4.0762 | 4.2067 | 4.3372 | 4.365 | 4.4007 | 4.4997 | 4.5942 | 4.6526 | 4.5653 | 4.4422 | 4.4051 | 4.3562 | 4.3148 | 4.2829 | 2.4582 | 2.3018 | 2.2858 | 2.3631 | 2.5056 | 2.7608 | 3.0333 | 3.341 | 3.6938 | 4.1454 | 4.5746 | 5.0077 | 5.4094 | 5.8414 | 6.2322 | 6.5711 | 7.0156 | 7.3926 | 7.6381 | 7.8117 | 7.9255 | 8.0464 | 8.2021 | 8.2935 | 7.7231 | 7.3557 | 7.3205 | 7.3002 | 7.2654 | 7.2794
PSS | CASTLE BEESTON ST T1 / HARTFORD T2 / LEICESTER STREET T1 / NORTHWICH TOWN T1 / WINNINGTON T1 | 21.2346 | 20.9375 | 21.0822 | 21.3581 | 21.5917 | 21.7726 | 22.0694 | 22.5259 | 22.8635 | 23.4737 | 23.8745 | 24.6065 | 25.3637 | 26.1554 | 27.0571 | 28.0575 | 29.3269 | 30.5225 | 31.8365 | 33.0773 | 34.2873 | 35.363 | 36.4181 | 36.994 | 37.191 | 37.3129 | 37.0396 | 36.6384 | 35.8947 | 35.5675 | 21.2346 | 19.794 | 19.6054 | 19.6707 | 19.8821 | 20.4309 | 20.9388 | 21.798 | 22.5021 | 23.5613 | 24.5299 | 25.6767 | 26.7325 | 27.5503 | 28.2819 | 28.7611 | 29.3494 | 29.5712 | 29.8991 | 29.85 | 29.7017 | 29.389 | 29.1769 | 28.7605 | 28.2361 | 27.8717 | 27.429 | 26.9527 | 26.3233 | 26 | 21.2346 | 20.2917 | 20.183 | 20.2416 | 20.3539 | 20.5977 | 21.0036 | 21.7446 | 22.4732 | 23.2857 | 24.0591 | 25.1622 | 26.3818 | 27.5345 | 28.6811 | 29.7358 | 30.7452 | 31.4184 | 31.8943 | 31.9228 | 31.9228 | 31.7816 | 31.6637 | 31.2411 | 30.6792 | 30.2111 | 29.5611 | 28.9294 | 28.1945 | 27.7561 | 21.2346 | 19.2233 | 18.904 | 18.8998 | 19.1921 | 19.8349 | 20.4619 | 21.4393 | 22.3122 | 23.7184 | 24.972 | 26.3855 | 27.8269 | 29.1759 | 30.3127 | 31.2592 | 32.1569 | 32.7405 | 32.9762 | 32.4352 | 31.7846 | 30.8976 | 29.9473 | 28.7858 | 27.4928 | 26.3439 | 25.0585 | 23.8275 | 22.3304 | 21.1449 | 21.2346 | 20.0423 | 19.8661 | 19.9075 | 20.3808 | 20.9779 | 21.7238 | 22.6832 | 23.4636 | 24.6187 | 25.5405 | 26.5641 | 27.5827 | 28.4748 | 29.3565 | 30.1598 | 30.956 | 31.4435 | 31.8454 | 31.8508 | 31.7987 | 31.6154 | 31.5125 | 31.2863 | 30.8499 | 30.735 | 30.4805 | 30.2422 | 29.8541 | 29.7838
PSS | CEFN MAWR T1 | 3.9902 | 4.3921 | 4.4211 | 4.4827 | 4.5395 | 4.7058 | 4.8656 | 5.1134 | 5.3356 | 5.6161 | 5.8806 | 6.2162 | 6.5635 | 6.9673 | 7.3894 | 7.9667 | 8.6706 | 9.4225 | 10.247 | 11.0581 | 11.8302 | 12.6309 | 13.4112 | 14.0612 | 14.5128 | 14.7822 | 15.0556 | 15.286 | 15.3514 | 15.5485 | 3.9902 | 3.9222 | 4.0128 | 4.2085 | 4.5195 | 4.8222 | 5.1422 | 5.5294 | 5.8885 | 6.3328 | 6.7394 | 7.1956 | 7.6271 | 7.95 | 8.1824 | 8.3253 | 8.5337 | 8.6402 | 8.9818 | 9.1286 | 9.2199 | 9.3829 | 9.6934 | 9.8862 | 10.1462 | 10.1205 | 10.2156 | 10.3533 | 10.4674 | 10.7036 | 3.9902 | 4.1627 | 4.2507 | 4.4072 | 4.586 | 4.8093 | 5.1224 | 5.5225 | 5.958 | 6.379 | 6.838 | 7.4387 | 8.1285 | 8.8194 | 9.3996 | 9.9382 | 10.6658 | 11.2745 | 11.7449 | 11.9835 | 12.145 | 12.2679 | 12.3946 | 12.4843 | 12.4543 | 12.4707 | 12.5012 | 12.5815 | 12.6491 | 12.8029 | 3.9902 | 3.8116 | 3.8597 | 3.9817 | 4.2251 | 4.5666 | 4.9823 | 5.5384 | 6.1621 | 6.9353 | 7.7118 | 8.5994 | 9.5763 | 10.5598 | 11.3353 | 12.001 | 12.7591 | 13.3862 | 13.8774 | 13.9842 | 14.034 | 14.0789 | 14.0164 | 13.8151 | 13.3475 | 12.8468 | 12.412 | 12.0054 | 11.4446 | 10.9961 | 3.9902 | 4.1126 | 4.0975 | 4.2378 | 4.6054 | 5.1071 | 5.6585 | 6.25 | 6.8816 | 7.7276 | 8.478 | 9.1834 | 9.8381 | 10.4618 | 11.0233 | 11.5197 | 12.0915 | 12.6147 | 13.0668 | 13.3361 | 13.4979 | 13.6173 | 13.8733 | 14.0565 | 13.5876 | 13.2672 | 13.2998 | 13.3931 | 13.4258 | 13.5835
PSS | CEMAES BAY T1 | 1.9515 | 2.1579 | 2.1791 | 2.2388 | 2.2939 | 2.3855 | 2.4924 | 2.6183 | 2.7454 | 2.8932 | 3.024 | 3.1848 | 3.349 | 3.5344 | 3.7157 | 3.9737 | 4.2862 | 4.6275 | 4.993 | 5.3527 | 5.6829 | 6.0358 | 6.3942 | 6.7086 | 6.9206 | 7.0564 | 7.2044 | 7.355 | 7.4488 | 7.5983 | 1.9515 | 1.972 | 2.0157 | 2.1104 | 2.2402 | 2.3529 | 2.495 | 2.6751 | 2.8292 | 3.0121 | 3.1629 | 3.3804 | 3.5825 | 3.7761 | 3.8787 | 3.9622 | 4.0794 | 4.1725 | 4.3468 | 4.4283 | 4.4946 | 4.5853 | 4.7435 | 4.8395 | 4.8992 | 4.8327 | 4.8644 | 4.902 | 4.9403 | 5.03 | 1.9515 | 2.0837 | 2.143 | 2.2473 | 2.366 | 2.4893 | 2.6343 | 2.8415 | 3.0512 | 3.2223 | 3.4199 | 3.677 | 3.9843 | 4.2865 | 4.5217 | 4.7325 | 5.0813 | 5.3723 | 5.6102 | 5.7523 | 5.8511 | 5.9349 | 6.0087 | 6.0855 | 6.0774 | 6.0932 | 6.1345 | 6.1871 | 6.2409 | 6.3471 | 1.9515 | 1.9568 | 1.9896 | 2.0514 | 2.18 | 2.326 | 2.4999 | 2.7485 | 3.0092 | 3.317 | 3.6176 | 3.9817 | 4.3617 | 4.7561 | 5.0502 | 5.2743 | 5.5738 | 5.827 | 6.0262 | 6.0418 | 6.0479 | 6.0757 | 6.0664 | 6.0073 | 5.8103 | 5.6042 | 5.4431 | 5.2925 | 5.1098 | 4.9757 | 1.9515 | 2.048 | 2.0446 | 2.1314 | 2.3033 | 2.5412 | 2.7981 | 3.0969 | 3.4145 | 3.8245 | 4.1847 | 4.5433 | 4.8707 | 5.2298 | 5.5011 | 5.7383 | 6.0436 | 6.3442 | 6.571 | 6.7213 | 6.8148 | 6.8794 | 7.0091 | 7.0997 | 6.7636 | 6.5167 | 6.5054 | 6.5075 | 6.4865 | 6.5249
PSS | CEMMAES RD T1 | 2.5383 | 2.5779 | 2.5947 | 2.6234 | 2.6772 | 2.7425 | 2.8273 | 2.9657 | 3.104 | 3.2659 | 3.4129 | 3.6153 | 3.8529 | 4.1571 | 4.4924 | 4.9466 | 5.5219 | 6.1779 | 6.9193 | 7.6669 | 8.4469 | 9.2179 | 9.9185 | 10.4463 | 10.7803 | 10.97 | 10.9847 | 10.9215 | 10.5803 | 10.3574 | 2.5383 | 2.388 | 2.4874 | 2.6523 | 2.9746 | 3.2896 | 3.593 | 3.9432 | 4.3018 | 4.7693 | 5.2091 | 5.6431 | 6.0949 | 6.511 | 6.7583 | 6.9596 | 7.1255 | 7.1935 | 7.3992 | 7.4646 | 7.4883 | 7.5171 | 7.7134 | 7.8409 | 8.0376 | 8.0869 | 8.1556 | 8.2903 | 8.3864 | 8.5747 | 2.5383 | 2.462 | 2.4752 | 2.5318 | 2.6438 | 2.7782 | 3.0069 | 3.3158 | 3.7218 | 4.1213 | 4.5495 | 5.0292 | 5.6269 | 6.2254 | 6.7331 | 7.2192 | 7.721 | 8.1024 | 8.2897 | 8.2975 | 8.2331 | 8.1604 | 8.1306 | 8.0463 | 7.9326 | 7.8441 | 7.7586 | 7.7043 | 7.5931 | 7.5792 | 2.5383 | 2.2868 | 2.3207 | 2.4257 | 2.6725 | 2.998 | 3.4019 | 3.9296 | 4.5464 | 5.4119 | 6.3409 | 7.3967 | 8.6266 | 9.9618 | 11.0496 | 12.1014 | 13.1035 | 13.8677 | 14.3875 | 14.464 | 14.4507 | 14.3236 | 14.0269 | 13.5658 | 12.9393 | 12.3357 | 11.6948 | 11.0975 | 10.2751 | 9.6097 | 2.5383 | 2.4479 | 2.4659 | 2.5516 | 2.9113 | 3.2878 | 3.7394 | 4.1934 | 4.6808 | 5.3187 | 5.845 | 6.2978 | 6.8062 | 7.2982 | 7.6803 | 8.0586 | 8.412 | 8.6713 | 8.9235 | 9.0128 | 9.0248 | 9.036 | 9.1566 | 9.2759 | 9.1704 | 9.1503 | 9.226 | 9.3726 | 9.4464 | 9.6409
PSS | CEREAL PARTNERS T1 / LEVER GEORGIA AVE T1 / POOL LA T1 / UML LEVER BROMBOROUGH T2 | 10.9495 | 11.6488 | 11.7901 | 11.9953 | 12.1305 | 12.2436 | 12.3448 | 12.4802 | 12.4849 | 12.6728 | 12.7017 | 12.874 | 13.0127 | 13.1034 | 13.245 | 13.3212 | 13.508 | 13.6012 | 13.6948 | 13.7889 | 13.8503 | 13.86 | 13.9822 | 13.9585 | 13.8338 | 13.7804 | 13.6465 | 13.4596 | 13.26 | 13.2491 | 10.9495 | 11.6256 | 11.5321 | 11.5128 | 11.3855 | 11.3648 | 11.3607 | 11.5576 | 11.5764 | 11.7285 | 11.8591 | 12.2336 | 12.6928 | 13.0994 | 13.6448 | 14.1427 | 14.7055 | 15.0768 | 15.4297 | 15.5466 | 15.587 | 15.5058 | 15.4085 | 15.1889 | 14.8631 | 14.6263 | 14.376 | 14.0929 | 13.6955 | 13.4915 | 10.9495 | 11.647 | 11.6357 | 11.6911 | 11.6386 | 11.6396 | 11.671 | 11.7749 | 11.6897 | 11.7187 | 11.6935 | 11.8452 | 11.9783 | 12.0419 | 12.224 | 12.3681 | 12.5957 | 12.7225 | 12.8828 | 12.8715 | 12.9088 | 12.8767 | 12.8522 | 12.6934 | 12.4541 | 12.2304 | 11.9195 | 11.6058 | 11.2394 | 11.0242 | 10.9495 | 11.4925 | 11.3227 | 11.2605 | 11.2164 | 11.2682 | 11.2873 | 11.4062 | 11.3506 | 11.4476 | 11.4425 | 11.6375 | 11.8536 | 12.0026 | 12.2498 | 12.2975 | 12.4343 | 12.4955 | 12.4296 | 12.1337 | 11.8208 | 11.4875 | 11.2184 | 10.9441 | 10.6527 | 10.456 | 10.2443 | 10.0172 | 9.7248 | 9.5665 | 10.9495 | 11.6135 | 11.5608 | 11.5781 | 11.5039 | 11.5035 | 11.531 | 11.6908 | 11.6631 | 11.7698 | 11.8328 | 12.1033 | 12.4082 | 12.6513 | 13.0238 | 13.358 | 13.7586 | 14.0125 | 14.2689 | 14.3225 | 14.3595 | 14.3023 | 14.2411 | 14.0569 | 13.7759 | 13.5639 | 13.3004 | 13.0197 | 12.6537 | 12.4603
PSS | CHALON WAY T1 / TECHNOLOGY CAMPUS T1 / WOODVILLE ST T1 | 7.4025 | 7.0192 | 7.1106 | 7.2527 | 7.3588 | 7.4437 | 7.5576 | 7.7171 | 7.8404 | 8.0402 | 8.1677 | 8.394 | 8.6564 | 8.9379 | 9.2597 | 9.5898 | 10.0677 | 10.5448 | 11.0689 | 11.6268 | 12.1971 | 12.7312 | 13.2538 | 13.6026 | 13.7765 | 13.9237 | 13.8665 | 13.7338 | 13.4097 | 13.2296 | 7.4025 | 6.8439 | 6.8074 | 6.8764 | 6.9753 | 7.2058 | 7.4044 | 7.7304 | 8.0113 | 8.4283 | 8.8245 | 9.3364 | 9.8698 | 10.3336 | 10.8024 | 11.1529 | 11.5414 | 11.7732 | 12.0004 | 12.0656 | 12.0845 | 12.0274 | 12.0075 | 11.9107 | 11.7689 | 11.7145 | 11.6113 | 11.4941 | 11.3155 | 11.2485 | 7.4025 | 6.905 | 6.8884 | 6.9444 | 6.9621 | 7.0581 | 7.189 | 7.452 | 7.7064 | 7.9634 | 8.2339 | 8.6695 | 9.2075 | 9.7062 | 10.2419 | 10.7539 | 11.2728 | 11.6638 | 11.914 | 11.9564 | 11.9679 | 11.9172 | 11.8947 | 11.7483 | 11.5522 | 11.384 | 11.1499 | 10.946 | 10.6677 | 10.5126 | 7.4025 | 6.6903 | 6.6097 | 6.6742 | 6.8095 | 7.0586 | 7.3043 | 7.6821 | 8.022 | 8.5971 | 9.1726 | 9.9419 | 10.8282 | 11.7593 | 12.6318 | 13.3731 | 14.081 | 14.6025 | 14.8957 | 14.8112 | 14.6502 | 14.3598 | 14.0002 | 13.518 | 12.9908 | 12.5044 | 11.9552 | 11.4437 | 10.7509 | 10.2241 | 7.4025 | 6.8626 | 6.8309 | 6.8896 | 7.0535 | 7.2894 | 7.5642 | 7.9278 | 8.2375 | 8.6606 | 9.0244 | 9.4793 | 9.9894 | 10.4479 | 10.9344 | 11.3808 | 11.8396 | 12.1672 | 12.4115 | 12.4719 | 12.5008 | 12.4729 | 12.4863 | 12.4655 | 12.3562 | 12.3723 | 12.329 | 12.3119 | 12.2154 | 12.2529
PSS | CHESTER GATES T1 / UNILEVER DUNKIRK T1 | 5.223 | 7.4824 | 7.5846 | 7.7211 | 7.7935 | 7.8812 | 7.9606 | 7.9927 | 8.0249 | 8.0571 | 8.0893 | 8.1214 | 8.1536 | 8.1858 | 8.218 | 8.2501 | 8.2823 | 8.3145 | 8.5525 | 8.7729 | 8.9759 | 9.1672 | 9.37 | 9.4636 | 9.4672 | 9.4538 | 9.3426 | 9.2111 | 8.9851 | 8.8937 | 5.223 | 7.494 | 7.4785 | 7.5009 | 7.4898 | 7.5192 | 7.597 | 7.6382 | 7.6794 | 7.7206 | 7.7618 | 7.8031 | 7.8443 | 7.8855 | 8.4797 | 8.7891 | 9.1136 | 9.3304 | 9.5489 | 9.6178 | 9.672 | 9.637 | 9.6195 | 9.5242 | 9.425 | 9.324 | 9.1855 | 9.0609 | 8.8765 | 8.7921 | 5.223 | 7.5003 | 7.4925 | 7.5436 | 7.5445 | 7.5887 | 7.641 | 7.6181 | 7.5952 | 7.5723 | 7.5494 | 7.5265 | 7.5036 | 7.4807 | 7.7024 | 7.853 | 8.0285 | 8.1262 | 8.2176 | 8.188 | 8.1597 | 8.1295 | 8.0953 | 7.9772 | 7.8187 | 7.6739 | 7.4891 | 7.3133 | 7.0935 | 6.9767 | 5.223 | 7.4069 | 7.316 | 7.3168 | 7.3338 | 7.4338 | 7.5409 | 7.5161 | 7.4913 | 7.4665 | 7.4417 | 7.4169 | 8.0602 | 8.461 | 8.8158 | 9.0715 | 9.372 | 9.5747 | 9.6296 | 9.4533 | 9.2533 | 9.0044 | 8.7749 | 8.4989 | 8.1839 | 7.9207 | 7.6504 | 7.387 | 7.0483 | 6.8218 | 5.223 | 7.47 | 7.4487 | 7.4716 | 7.4807 | 7.5354 | 7.6268 | 7.6397 | 7.6527 | 7.6657 | 7.6786 | 7.6916 | 7.7046 | 7.7175 | 8.0371 | 8.2654 | 8.517 | 8.6821 | 8.8516 | 8.888 | 8.9158 | 8.8992 | 8.8867 | 8.8027 | 8.6714 | 8.5501 | 8.4048 | 8.2761 | 8.0892 | 8.0028
PSS | CHESTER ST (WREXHAM) T1 / EAGLES MEADOW T1 / RHOSNESNI T1 / WHITEGATE T1 | 12.6551 | 15.0452 | 15.1255 | 15.289 | 15.4399 | 15.5388 | 15.6913 | 15.9508 | 16.1048 | 16.4654 | 16.6947 | 17.1481 | 17.614 | 18.1184 | 18.7099 | 19.372 | 20.2232 | 21.0589 | 21.9937 | 22.9078 | 23.7658 | 24.5728 | 25.372 | 25.8454 | 26.0406 | 26.1704 | 26.0324 | 25.7691 | 25.2497 | 25.0154 | 12.6551 | 14.1022 | 14.1391 | 14.3528 | 14.6124 | 15.1704 | 15.8871 | 16.9233 | 17.7848 | 18.7911 | 19.6783 | 20.7605 | 22.1992 | 23.381 | 24.2722 | 24.9795 | 25.862 | 26.4722 | 27.3203 | 27.5422 | 27.5522 | 28.0115 | 28.6627 | 29.2017 | 29.8207 | 28.4977 | 28.0505 | 27.6701 | 27.2973 | 27.0925 | 12.6551 | 14.5951 | 14.5289 | 14.5879 | 14.6606 | 14.783 | 15.0091 | 15.4645 | 15.8751 | 16.3353 | 16.771 | 17.4776 | 18.3072 | 19.1011 | 19.9667 | 20.6891 | 21.5228 | 22.1252 | 22.5483 | 22.6242 | 22.6408 | 22.6733 | 22.7489 | 22.5778 | 22.2769 | 21.9528 | 21.5688 | 21.1725 | 20.6819 | 20.417 | 12.6551 | 13.7724 | 13.5982 | 13.6235 | 13.8409 | 14.2696 | 14.7677 | 15.5273 | 16.1602 | 17.1291 | 18.0292 | 19.2006 | 20.4834 | 21.7578 | 22.8479 | 23.9266 | 24.8436 | 25.4555 | 25.759 | 25.3913 | 24.9257 | 24.3694 | 23.7376 | 22.9242 | 21.9261 | 21.0394 | 20.1129 | 19.2517 | 18.1635 | 17.3276 | 12.6551 | 14.3066 | 14.2603 | 14.4367 | 14.8989 | 15.5999 | 16.5217 | 17.6466 | 18.746 | 20.2103 | 21.5561 | 22.9336 | 24.7466 | 26.4063 | 27.8801 | 29.1476 | 30.621 | 31.8542 | 32.9245 | 33.4274 | 33.5627 | 34.041 | 34.4922 | 34.8464 | 35.6412 | 34.5025 | 34.2168 | 33.9749 | 33.637 | 33.4922
PSS | CHILDWALL T1 / CHILDWALL FIVEWAYS T1 / LYNDENE RD T1 / MIDDLEMASS HEY T1 / NAYLORS RD T1 | 23.8813 | 23.9307 | 24.0586 | 24.3273 | 24.5586 | 24.6698 | 24.855 | 25.2127 | 25.3609 | 25.8707 | 26.1826 | 26.872 | 27.5503 | 28.2259 | 29.0068 | 29.766 | 30.8 | 31.6956 | 32.655 | 33.5302 | 34.2594 | 34.8993 | 35.5908 | 35.8863 | 35.8713 | 35.9335 | 35.6991 | 35.4158 | 34.9602 | 34.9174 | 23.8813 | 22.3529 | 22.325 | 22.5636 | 22.8288 | 23.537 | 24.5337 | 25.9603 | 27.118 | 28.3913 | 29.5046 | 30.9237 | 32.7855 | 34.2343 | 35.3076 | 36.1536 | 37.3479 | 38.1394 | 39.3791 | 39.7265 | 39.7548 | 40.4669 | 41.3587 | 42.1259 | 42.9946 | 40.9384 | 40.2084 | 39.5424 | 38.9596 | 38.5782 | 23.8813 | 23.1002 | 22.9247 | 22.9158 | 22.9213 | 23.0469 | 23.2531 | 23.7464 | 24.1149 | 24.6311 | 25.0958 | 25.936 | 26.8534 | 27.6644 | 28.6331 | 29.4745 | 30.4082 | 31.0558 | 31.5982 | 31.7341 | 31.8554 | 32.0158 | 32.1992 | 32.0076 | 31.5965 | 31.1468 | 30.6004 | 29.9901 | 29.2892 | 28.8563 | 23.8813 | 21.7465 | 21.4121 | 21.4001 | 21.5932 | 22.1185 | 22.7268 | 23.6629 | 24.3423 | 25.3284 | 26.0746 | 27.0864 | 28.0213 | 28.7798 | 29.4389 | 29.9884 | 30.5242 | 30.8205 | 30.8973 | 30.2923 | 29.6052 | 28.9469 | 28.3233 | 27.5465 | 26.5445 | 25.6715 | 24.8182 | 24.0088 | 22.9983 | 22.2068 | 23.8813 | 22.6909 | 22.5392 | 22.7111 | 23.2426 | 24.1445 | 25.3443 | 26.8108 | 28.22 | 30.158 | 31.9636 | 33.8531 | 36.3053 | 38.5043 | 40.4581 | 42.1653 | 44.1505 | 45.8015 | 47.3125 | 48.0605 | 48.2815 | 49.0113 | 49.6158 | 50.0589 | 51.1671 | 49.404 | 48.9104 | 48.4219 | 47.8521 | 47.4952
PSS | CHOWLEY T1 | 6.6281 | 7.9107 | 7.95 | 8.0376 | 8.1177 | 8.1987 | 8.3122 | 8.4864 | 8.626 | 8.8792 | 9.0479 | 9.3617 | 9.6805 | 10.0243 | 10.4287 | 10.8966 | 11.4907 | 12.0904 | 12.7466 | 13.3952 | 14.004 | 14.601 | 15.2001 | 15.6105 | 15.8606 | 16.0304 | 16.0826 | 16.0672 | 15.8944 | 15.884 | 6.6281 | 7.4294 | 7.4835 | 7.6638 | 7.8951 | 8.171 | 8.457 | 8.8877 | 9.2464 | 9.693 | 10.1198 | 10.655 | 11.241 | 11.7438 | 12.1393 | 12.4559 | 12.8659 | 13.0807 | 13.6021 | 13.8386 | 13.9356 | 14.0898 | 14.3787 | 14.543 | 15.0885 | 14.8373 | 14.7815 | 14.7707 | 14.7464 | 14.8391 | 6.6281 | 7.6614 | 7.6149 | 7.6581 | 7.6987 | 7.8151 | 8.0078 | 8.3376 | 8.6792 | 9.0209 | 9.3702 | 9.8486 | 10.4012 | 10.9795 | 11.5432 | 12.0447 | 12.6414 | 13.0941 | 13.4446 | 13.5599 | 13.6135 | 13.6683 | 13.7274 | 13.675 | 13.5252 | 13.3497 | 13.1473 | 12.9451 | 12.7026 | 12.5801 | 6.6281 | 7.2418 | 7.1763 | 7.2318 | 7.3976 | 7.709 | 8.0708 | 8.625 | 9.1543 | 9.8778 | 10.565 | 11.421 | 12.3454 | 13.2598 | 14.0209 | 14.5963 | 15.2825 | 15.8143 | 16.1935 | 16.1531 | 16.049 | 15.9114 | 15.72 | 15.3916 | 14.8773 | 14.3859 | 13.9111 | 13.4513 | 12.8801 | 12.4307 | 6.6281 | 7.5806 | 7.5176 | 7.583 | 7.8167 | 8.1719 | 8.5912 | 9.1136 | 9.6131 | 10.2586 | 10.8287 | 11.4309 | 12.1094 | 12.7761 | 13.39 | 13.954 | 14.5526 | 15.0107 | 15.5741 | 15.8706 | 15.9977 | 16.1356 | 16.3243 | 16.4181 | 16.5644 | 16.2441 | 16.1684 | 16.1304 | 16.0237 | 16.0363
PSS | CHURCH LANE T1 / NANT HALL T1 / PRESTATYN T1 | 9.5568 | 11.4204 | 11.5143 | 11.6628 | 11.7901 | 11.9833 | 12.2222 | 12.5946 | 12.9056 | 13.3632 | 13.7383 | 14.2766 | 14.8412 | 15.4532 | 16.0983 | 16.889 | 17.864 | 18.8366 | 19.8737 | 20.8547 | 21.7906 | 22.6905 | 23.5582 | 24.1579 | 24.4915 | 24.6903 | 24.7662 | 24.8009 | 24.613 | 24.6996 | 9.5568 | 10.495 | 10.4633 | 10.6016 | 10.8685 | 11.3789 | 11.9668 | 12.756 | 13.4802 | 14.3296 | 15.082 | 15.9529 | 16.8658 | 17.5651 | 18.0722 | 18.3982 | 18.8799 | 19.1477 | 19.5961 | 19.6843 | 19.6691 | 19.884 | 20.069 | 20.1058 | 19.2021 | 18.6113 | 18.3788 | 18.1345 | 17.8582 | 17.7439 | 9.5568 | 10.9223 | 10.9592 | 11.1037 | 11.2793 | 11.5337 | 11.9039 | 12.4508 | 13.0457 | 13.62 | 14.2094 | 15.0515 | 15.9668 | 16.8766 | 17.6969 | 18.4535 | 19.3161 | 19.9774 | 20.4849 | 20.6827 | 20.8418 | 20.9288 | 21.0187 | 20.9603 | 20.7489 | 20.5953 | 20.4063 | 20.2623 | 20.057 | 20.0276 | 9.5568 | 10.1724 | 10.0618 | 10.13 | 10.4032 | 10.9068 | 11.4195 | 12.159 | 12.865 | 13.8257 | 14.7001 | 15.6557 | 16.6423 | 17.5394 | 18.242 | 18.9103 | 19.5221 | 19.9364 | 20.1631 | 19.8866 | 19.5589 | 19.1675 | 18.709 | 18.117 | 17.3227 | 16.5702 | 15.8263 | 15.1187 | 14.2616 | 13.5776 | 9.5568 | 10.7511 | 10.6926 | 10.8626 | 11.3891 | 12.1464 | 13.0494 | 14.0772 | 15.1538 | 16.5475 | 17.7832 | 19.0061 | 20.2903 | 21.5252 | 22.6077 | 23.5561 | 24.6504 | 25.5973 | 26.3133 | 26.6763 | 26.8402 | 27.1336 | 27.2589 | 27.2685 | 25.8795 | 25.2591 | 25.1453 | 25.0388 | 24.8383 | 24.8362
PSS | CHURCH LAWTON T1 | 3.9652 | 4.1472 | 4.1727 | 4.232 | 4.302 | 4.3312 | 4.3884 | 4.4804 | 4.5633 | 4.6994 | 4.8242 | 5.0124 | 5.2119 | 5.4434 | 5.6848 | 5.9677 | 6.3149 | 6.6642 | 7.0518 | 7.4285 | 7.8016 | 8.1377 | 8.4674 | 8.7124 | 8.821 | 8.9277 | 8.9369 | 8.9121 | 8.8016 | 8.7659 | 3.9652 | 3.7622 | 3.8005 | 3.9157 | 4.0879 | 4.3418 | 4.6303 | 4.9922 | 5.3578 | 5.7485 | 6.1095 | 6.5062 | 6.9686 | 7.3474 | 7.6449 | 7.7868 | 8.0612 | 8.2372 | 8.527 | 8.6272 | 8.6627 | 8.8455 | 9.07 | 9.2945 | 9.4878 | 9.1434 | 9.0658 | 9.0046 | 8.9466 | 8.9316 | 3.9652 | 3.9391 | 3.9518 | 4.0189 | 4.11 | 4.1698 | 4.2893 | 4.4892 | 4.6977 | 4.9386 | 5.1659 | 5.5324 | 5.9279 | 6.3586 | 6.7841 | 7.1036 | 7.5379 | 7.8709 | 8.1181 | 8.2422 | 8.2931 | 8.3664 | 8.4264 | 8.4166 | 8.3558 | 8.2874 | 8.2241 | 8.1547 | 8.0392 | 7.9902 | 3.9652 | 3.5887 | 3.5731 | 3.6038 | 3.7218 | 3.9093 | 4.1095 | 4.4082 | 4.6853 | 5.0588 | 5.4273 | 5.8637 | 6.347 | 6.8075 | 7.2147 | 7.5949 | 7.9257 | 8.1915 | 8.3625 | 8.3184 | 8.2303 | 8.1166 | 7.9472 | 7.7125 | 7.3971 | 7.096 | 6.7938 | 6.5064 | 6.1125 | 5.8 | 3.9652 | 3.8671 | 3.883 | 3.9908 | 4.2609 | 4.5658 | 4.9553 | 5.391 | 5.8559 | 6.4505 | 6.9884 | 7.5439 | 8.1911 | 8.8225 | 9.385 | 9.8097 | 10.3656 | 10.8314 | 11.234 | 11.4547 | 11.5354 | 11.7345 | 11.9207 | 12.1091 | 12.3097 | 12.0266 | 12.0258 | 12.0388 | 12.0068 | 12.0404
PSS | CHURCH ST WINSFORD T1 / OVER T1 / WHARTON PK T1 / WOODFORD PK T1 | 18.2163 | 17.7405 | 17.8414 | 18.0632 | 18.2598 | 18.4232 | 18.679 | 19.0874 | 19.4086 | 19.9541 | 20.3459 | 21.0167 | 21.7105 | 22.4772 | 23.3361 | 24.3168 | 25.5524 | 26.7805 | 28.1232 | 29.4246 | 30.6477 | 31.7883 | 32.8626 | 33.4935 | 33.7775 | 33.9497 | 33.7474 | 33.4225 | 32.7316 | 32.4051 | 18.2163 | 16.7146 | 16.7332 | 17.0216 | 17.4172 | 18.2459 | 19.2152 | 20.5888 | 21.7713 | 23.1387 | 24.3841 | 25.7981 | 27.531 | 28.8967 | 29.8915 | 30.6546 | 31.6182 | 32.2115 | 33.1208 | 33.3296 | 33.308 | 33.7487 | 34.3899 | 34.9329 | 35.5506 | 34.1469 | 33.6343 | 33.1984 | 32.752 | 32.5083 | 18.2163 | 17.2 | 17.0866 | 17.1323 | 17.2066 | 17.4382 | 17.8056 | 18.4926 | 19.2058 | 19.9442 | 20.6702 | 21.7107 | 22.8829 | 24.0028 | 25.1675 | 26.2184 | 27.2607 | 27.973 | 28.4578 | 28.5202 | 28.5134 | 28.5242 | 28.5621 | 28.2894 | 27.8745 | 27.4675 | 26.9565 | 26.4419 | 25.8153 | 25.4563 | 18.2163 | 16.2958 | 16.0772 | 16.1799 | 16.5528 | 17.3054 | 18.1238 | 19.2391 | 20.2662 | 21.74 | 23.0949 | 24.6854 | 26.3518 | 27.9696 | 29.3186 | 30.6547 | 31.7765 | 32.5422 | 32.9213 | 32.4158 | 31.8185 | 31.0758 | 30.229 | 29.151 | 27.851 | 26.7022 | 25.4781 | 24.3343 | 22.9101 | 21.7755 | 18.2163 | 16.9123 | 16.8274 | 17.0391 | 17.7105 | 18.7149 | 19.9784 | 21.4835 | 22.9728 | 24.9061 | 26.6528 | 28.3792 | 30.533 | 32.4847 | 34.1936 | 35.7166 | 37.3975 | 38.7577 | 39.9414 | 40.4821 | 40.6149 | 41.1196 | 41.588 | 41.9741 | 42.7618 | 41.5914 | 41.3005 | 41.0634 | 40.701 | 40.5769
PSS | CIVIC CENTRE T1 / CLAUGHTON AVE T1 / ELECTRICITY ST T1 | 14.4645 | 15.7775 | 16.0887 | 16.4984 | 16.8776 | 16.9449 | 17.1015 | 17.3543 | 17.463 | 17.8098 | 17.9872 | 18.408 | 18.818 | 19.257 | 19.7577 | 20.1252 | 20.7072 | 21.2432 | 21.8665 | 22.4515 | 23.1318 | 23.6873 | 24.2788 | 24.5739 | 24.6492 | 24.7211 | 24.5113 | 24.231 | 23.7447 | 23.5565 | 14.4645 | 15.1041 | 15.2097 | 15.497 | 15.8499 | 16.137 | 16.4541 | 17.0854 | 17.6439 | 18.5077 | 19.1542 | 20.1545 | 21.2017 | 22.198 | 23.2826 | 23.5813 | 24.5749 | 25.2966 | 26.0296 | 26.449 | 26.7991 | 27.0303 | 27.2431 | 27.2248 | 27.0704 | 26.7323 | 26.5837 | 26.361 | 26.0162 | 25.8723 | 14.4645 | 15.5562 | 15.849 | 16.2885 | 16.7443 | 16.9048 | 17.2179 | 17.7761 | 18.3301 | 19.0875 | 19.5693 | 20.4499 | 21.4649 | 22.4629 | 23.5783 | 23.8778 | 24.9556 | 25.8097 | 26.5365 | 26.9232 | 27.0357 | 27.2365 | 27.4373 | 27.3268 | 27.0649 | 26.8576 | 26.5849 | 26.2772 | 25.8325 | 25.5795 | 14.4645 | 14.4768 | 14.2923 | 14.3117 | 14.4852 | 14.7442 | 15.005 | 15.4984 | 15.8986 | 16.6569 | 17.2643 | 18.1154 | 19.0442 | 19.9411 | 20.7921 | 21.2551 | 21.9561 | 22.4123 | 22.6501 | 22.398 | 22.0569 | 21.5756 | 21.0653 | 20.4334 | 19.6997 | 19.0004 | 18.2995 | 17.6355 | 16.7933 | 16.1582 | 14.4645 | 15.3135 | 15.5023 | 15.8564 | 16.3961 | 16.7107 | 17.1586 | 17.8273 | 18.4156 | 19.3284 | 19.913 | 20.8076 | 21.784 | 22.737 | 23.8057 | 24.1187 | 25.1538 | 25.9588 | 26.6903 | 27.1025 | 27.3473 | 27.5866 | 27.8273 | 27.8614 | 27.7079 | 27.5761 | 27.502 | 27.3853 | 27.1301 | 27.0803
PSS | CLEDFORD T1 | 5.4657 | 6.0566 | 6.056 | 6.0977 | 6.1431 | 6.1587 | 6.1943 | 6.2854 | 6.3528 | 6.4832 | 6.5931 | 6.7946 | 7.0004 | 7.2112 | 7.4505 | 7.6731 | 7.9484 | 8.1924 | 8.4368 | 8.6407 | 8.8001 | 8.9313 | 9.0806 | 9.1384 | 9.1188 | 9.1584 | 9.1419 | 9.1144 | 9.0761 | 9.1337 | 5.4657 | 5.4722 | 5.4183 | 5.4487 | 5.5056 | 5.6933 | 5.8991 | 6.2372 | 6.497 | 6.7899 | 7.0538 | 7.3717 | 7.7077 | 7.9352 | 8.1011 | 8.1787 | 8.371 | 8.4819 | 8.7088 | 8.7745 | 8.7657 | 8.8924 | 9.029 | 9.1566 | 9.2876 | 8.8808 | 8.717 | 8.5598 | 8.4207 | 8.3279 | 5.4657 | 5.726 | 5.6495 | 5.6183 | 5.6146 | 5.6455 | 5.6998 | 5.8327 | 5.9428 | 6.0899 | 6.2305 | 6.4685 | 6.7234 | 6.983 | 7.2875 | 7.5564 | 7.8283 | 8.0314 | 8.2044 | 8.2875 | 8.3692 | 8.4395 | 8.5129 | 8.4751 | 8.3798 | 8.2862 | 8.1542 | 8.0055 | 7.8462 | 7.7291 | 5.4657 | 5.2497 | 5.1271 | 5.0774 | 5.1049 | 5.2405 | 5.3882 | 5.5939 | 5.7525 | 5.9403 | 6.0702 | 6.2219 | 6.3045 | 6.292 | 6.2977 | 6.2639 | 6.2479 | 6.2199 | 6.2019 | 6.0656 | 5.9244 | 5.8101 | 5.705 | 5.5744 | 5.3903 | 5.2343 | 5.082 | 4.9264 | 4.7353 | 4.5629 | 5.4657 | 5.5729 | 5.5017 | 5.5148 | 5.6605 | 5.9017 | 6.1932 | 6.5656 | 6.912 | 7.3851 | 7.8206 | 8.28 | 8.8162 | 9.3082 | 9.7585 | 10.1393 | 10.5737 | 10.9345 | 11.2641 | 11.4418 | 11.5069 | 11.6699 | 11.7957 | 11.8893 | 12.0543 | 11.7442 | 11.6605 | 11.5719 | 11.4706 | 11.4083
PSS | CLOCKFACE T1 / GEC ST HELENS T1 / HILLS MOSS T1 / NCB SUTTON MANOR T2 | 13.2226 | 13.6908 | 13.8206 | 14.0369 | 14.1964 | 14.3545 | 14.5162 | 14.7795 | 14.9231 | 15.2572 | 15.4362 | 15.8293 | 16.199 | 16.5447 | 16.958 | 17.369 | 17.9159 | 18.3463 | 18.8289 | 19.2683 | 19.615 | 19.9134 | 20.273 | 20.4114 | 20.4093 | 20.4731 | 20.3686 | 20.2242 | 20.0218 | 20.0427 | 13.2226 | 13.3578 | 13.4159 | 13.6104 | 13.7595 | 14.1889 | 14.7321 | 15.571 | 16.2182 | 16.9415 | 17.5838 | 18.4479 | 19.59 | 20.5111 | 21.3004 | 21.9606 | 22.8183 | 23.4121 | 24.2277 | 24.4995 | 24.5748 | 24.9709 | 25.4181 | 25.7557 | 26.1389 | 25.0921 | 24.7068 | 24.3165 | 23.9408 | 23.7129 | 13.2226 | 13.5279 | 13.4902 | 13.5705 | 13.5927 | 13.679 | 13.8185 | 14.1326 | 14.311 | 14.5629 | 14.7965 | 15.2661 | 15.8108 | 16.2405 | 16.8349 | 17.3392 | 17.9159 | 18.329 | 18.6787 | 18.8045 | 18.9092 | 19.0148 | 19.1429 | 19.018 | 18.7786 | 18.4964 | 18.1578 | 17.7705 | 17.3378 | 17.0596 | 13.2226 | 13.1952 | 13.0766 | 13.1607 | 13.3105 | 13.6757 | 14.0626 | 14.6024 | 14.9594 | 15.4806 | 15.8372 | 16.4089 | 16.9663 | 17.3799 | 17.8167 | 18.1181 | 18.4329 | 18.6184 | 18.6679 | 18.3112 | 17.9219 | 17.5411 | 17.2082 | 16.8043 | 16.2927 | 15.897 | 15.4985 | 15.0992 | 14.5984 | 14.2317 | 13.2226 | 13.411 | 13.3937 | 13.5572 | 13.8307 | 14.3171 | 14.9507 | 15.7718 | 16.4989 | 17.5013 | 18.4515 | 19.5116 | 20.9067 | 22.1323 | 23.3057 | 24.3346 | 25.5149 | 26.4818 | 27.3654 | 27.8118 | 27.9672 | 28.3539 | 28.6621 | 28.8377 | 29.3562 | 28.4538 | 28.1793 | 27.8797 | 27.5239 | 27.3084
PSS | CLUBMOOR T1 / DUNLOPS WALTON T1 / WALTON T2 | 6.8941 | 7.5226 | 7.6239 | 7.7747 | 7.863 | 7.9438 | 8.0139 | 8.1052 | 8.0907 | 8.2212 | 8.2203 | 8.3281 | 8.4009 | 8.4513 | 8.5294 | 8.5495 | 8.6685 | 8.7147 | 8.7674 | 8.8122 | 8.8478 | 8.8697 | 8.9432 | 8.935 | 8.8598 | 8.8245 | 8.7349 | 8.6389 | 8.5081 | 8.5088 | 6.8941 | 7.5199 | 7.4728 | 7.4558 | 7.3638 | 7.3102 | 7.3073 | 7.4117 | 7.416 | 7.4928 | 7.5559 | 7.7915 | 8.0712 | 8.3393 | 8.7024 | 9.0306 | 9.4073 | 9.6435 | 9.8673 | 9.9385 | 9.9522 | 9.9048 | 9.8443 | 9.6919 | 9.4635 | 9.318 | 9.1367 | 8.9656 | 8.6995 | 8.5732 | 6.8941 | 7.5321 | 7.5297 | 7.5763 | 7.579 | 7.5926 | 7.5965 | 7.6682 | 7.5958 | 7.6015 | 7.568 | 7.6472 | 7.7233 | 7.7453 | 7.8551 | 7.9184 | 8.0499 | 8.1349 | 8.2271 | 8.2294 | 8.2447 | 8.2363 | 8.217 | 8.1092 | 7.951 | 7.8063 | 7.6271 | 7.4265 | 7.2034 | 7.0812 | 6.8941 | 7.4507 | 7.362 | 7.3225 | 7.288 | 7.2962 | 7.2791 | 7.3626 | 7.2903 | 7.3477 | 7.326 | 7.4578 | 7.5884 | 7.7009 | 7.8769 | 7.8998 | 8.0023 | 8.0294 | 7.9945 | 7.8006 | 7.5866 | 7.3717 | 7.211 | 7.0285 | 6.8454 | 6.7072 | 6.5695 | 6.4372 | 6.2616 | 6.1829 | 6.8941 | 7.5297 | 7.5032 | 7.5197 | 7.4793 | 7.4662 | 7.4744 | 7.569 | 7.5449 | 7.6013 | 7.6302 | 7.7972 | 7.9839 | 8.138 | 8.3823 | 8.5881 | 8.8513 | 9.0198 | 9.1813 | 9.2192 | 9.2351 | 9.2073 | 9.1702 | 9.0403 | 8.824 | 8.6628 | 8.4789 | 8.2892 | 8.0392 | 7.9104
PSS | COEDPOETH T1 | 5.8048 | 7.3091 | 7.3482 | 7.4238 | 7.499 | 7.6415 | 7.7759 | 7.9586 | 8.0686 | 8.294 | 8.4519 | 8.6963 | 8.9395 | 9.1996 | 9.4816 | 9.8334 | 10.3272 | 10.8097 | 11.3509 | 11.8711 | 12.3442 | 12.8598 | 13.3755 | 13.77 | 13.9782 | 14.1256 | 14.2342 | 14.3035 | 14.2771 | 14.3965 | 5.8048 | 6.7612 | 6.7695 | 6.8397 | 6.9355 | 7.1478 | 7.4945 | 7.9738 | 8.3735 | 8.7927 | 9.1429 | 9.6395 | 10.3321 | 10.9224 | 11.3504 | 11.7542 | 12.2428 | 12.5951 | 13.054 | 13.16 | 13.1835 | 13.5188 | 13.7471 | 13.8722 | 12.8955 | 12.3004 | 12.1035 | 11.9387 | 11.7525 | 11.6973 | 5.8048 | 7.0808 | 7.1326 | 7.2498 | 7.365 | 7.4967 | 7.649 | 7.895 | 8.0724 | 8.2592 | 8.4386 | 8.8101 | 9.219 | 9.6076 | 9.9698 | 10.2872 | 10.7914 | 11.1939 | 11.5093 | 11.6454 | 11.7484 | 11.8333 | 11.948 | 11.9819 | 11.8852 | 11.8378 | 11.7982 | 11.7679 | 11.7127 | 11.796 | 5.8048 | 6.6716 | 6.6292 | 6.6663 | 6.7711 | 6.9245 | 7.1488 | 7.4827 | 7.7572 | 8.1554 | 8.524 | 9.0596 | 9.6617 | 10.2778 | 10.7815 | 11.2886 | 11.7445 | 12.0493 | 12.2136 | 12.056 | 11.8527 | 11.6664 | 11.4524 | 11.1575 | 10.6927 | 10.2434 | 9.843 | 9.4847 | 9.0451 | 8.7296 | 5.8048 | 6.9628 | 6.9424 | 7.0782 | 7.3517 | 7.8145 | 8.3593 | 9.0072 | 9.6894 | 10.5912 | 11.4216 | 12.2757 | 13.2855 | 14.2807 | 15.1375 | 15.9053 | 16.8639 | 17.7297 | 18.3745 | 18.7277 | 18.8736 | 19.2145 | 19.3028 | 19.2846 | 17.7933 | 17.0742 | 16.9247 | 16.7787 | 16.569 | 16.5184
PSS | COLWYN BAY T1 / COLWYN BAY T2 / RHOS-ON-SEA T1 | 6.6796 | 7.2698 | 7.3344 | 7.4301 | 7.5308 | 7.5881 | 7.6643 | 7.7949 | 7.8872 | 8.0621 | 8.1715 | 8.4148 | 8.6246 | 8.8558 | 9.276 | 9.6927 | 10.2014 | 10.6743 | 11.1713 | 11.4278 | 11.626 | 11.8125 | 12.0192 | 12.1134 | 12.1191 | 12.1417 | 12.1249 | 12.0846 | 12.0249 | 12.0931 | 6.6796 | 6.8966 | 6.8158 | 6.8357 | 6.8718 | 7.004 | 7.1305 | 7.3874 | 7.5669 | 7.857 | 8.1116 | 8.4474 | 8.7579 | 8.9877 | 9.3322 | 9.5579 | 9.9221 | 10.1688 | 10.4325 | 10.4827 | 10.5256 | 10.5126 | 10.5031 | 10.4167 | 10.1972 | 10.003 | 9.8635 | 9.6977 | 9.497 | 9.3741 | 6.6796 | 7.0629 | 7.0182 | 7.0484 | 7.0491 | 7.0896 | 7.1628 | 7.349 | 7.4871 | 7.6652 | 7.8335 | 8.1264 | 8.4375 | 8.7002 | 9.2203 | 9.691 | 10.2171 | 10.6791 | 11.1432 | 11.2217 | 11.3052 | 11.3955 | 11.469 | 11.4035 | 11.2731 | 11.1363 | 10.9797 | 10.8101 | 10.6194 | 10.5133 | 6.6796 | 6.6725 | 6.5356 | 6.5067 | 6.5284 | 6.6909 | 6.8048 | 7.0569 | 7.2006 | 7.4448 | 7.6094 | 7.7938 | 7.9377 | 7.9867 | 8.1617 | 8.2261 | 8.3772 | 8.4698 | 8.5424 | 8.3611 | 8.1678 | 7.9749 | 7.8198 | 7.627 | 7.4057 | 7.204 | 7.0119 | 6.8099 | 6.5657 | 6.3716 | 6.6796 | 6.9601 | 6.89 | 6.908 | 7 | 7.1327 | 7.3013 | 7.5636 | 7.7416 | 8.0411 | 8.2869 | 8.6084 | 8.9292 | 9.1945 | 9.8155 | 10.3671 | 11.0177 | 11.577 | 12.0531 | 12.091 | 12.1001 | 12.0575 | 12.0341 | 11.9386 | 11.5793 | 11.401 | 11.2928 | 11.1786 | 11.032 | 10.9552
PSS | CONEY GREEN T1 / OSWESTRY T2 / OSWESTRY T1 | 11.5594 | 12.0291 | 11.9662 | 11.9871 | 12.0383 | 12.0714 | 12.113 | 12.2627 | 12.2954 | 12.5043 | 12.6678 | 13.0007 | 13.3421 | 13.7151 | 14.1332 | 14.5875 | 15.1246 | 15.605 | 16.1332 | 16.6003 | 16.9825 | 17.305 | 17.6359 | 17.7653 | 17.7311 | 17.7189 | 17.5916 | 17.4203 | 17.179 | 17.1472 | 11.5594 | 10.6718 | 10.6511 | 10.6999 | 10.8467 | 11.2056 | 11.6306 | 12.2032 | 12.6574 | 13.2294 | 13.7069 | 14.2698 | 14.958 | 15.4353 | 15.6919 | 15.809 | 16.1241 | 16.2838 | 16.7067 | 16.7951 | 16.7159 | 17.0088 | 17.4079 | 17.7458 | 18.1279 | 17.0973 | 16.6941 | 16.2982 | 16.0061 | 15.7648 | 11.5594 | 11.3141 | 11.2131 | 11.2032 | 11.2417 | 11.2837 | 11.365 | 11.5558 | 11.7185 | 11.9941 | 12.2468 | 12.6766 | 13.1204 | 13.5927 | 14.0813 | 14.5511 | 15.0326 | 15.373 | 15.6408 | 15.7537 | 15.8337 | 15.9158 | 16.009 | 15.9399 | 15.7757 | 15.5993 | 15.3636 | 15.0935 | 14.7845 | 14.6025 | 11.5594 | 10.1193 | 10.0394 | 9.9702 | 10.0447 | 10.2847 | 10.5167 | 10.9181 | 11.2082 | 11.6646 | 12.0367 | 12.4689 | 12.8079 | 13.0508 | 13.2191 | 13.4182 | 13.5688 | 13.6449 | 13.6476 | 13.4057 | 13.0769 | 12.7765 | 12.4302 | 11.9794 | 11.3868 | 10.7873 | 10.2255 | 9.67 | 9.0412 | 8.4732 | 11.5594 | 10.9852 | 10.9012 | 10.9458 | 11.2538 | 11.7011 | 12.2618 | 12.9007 | 13.5215 | 14.4547 | 15.2997 | 16.1427 | 17.1964 | 18.1646 | 18.9704 | 19.6706 | 20.5002 | 21.1898 | 21.8273 | 22.1671 | 22.238 | 22.567 | 22.8553 | 23.0798 | 23.5908 | 22.7728 | 22.5406 | 22.3014 | 22.0537 | 21.8885
PSS | CONIX T1 / CONIX T2 / MEDEVA T1 | 6.8447 | 6.733 | 6.8062 | 6.9302 | 6.9858 | 7.0576 | 7.1152 | 7.19 | 7.1738 | 7.2753 | 7.2794 | 7.3711 | 7.4417 | 7.4701 | 7.5244 | 7.5484 | 7.6443 | 7.6608 | 7.7165 | 7.7429 | 7.7651 | 7.7604 | 7.8242 | 7.7915 | 7.712 | 7.6843 | 7.5901 | 7.4672 | 7.3479 | 7.3346 | 6.8447 | 6.7396 | 6.6757 | 6.6613 | 6.56 | 6.524 | 6.4946 | 6.5925 | 6.5747 | 6.6515 | 6.6934 | 6.8988 | 7.1598 | 7.4013 | 7.7173 | 8.0259 | 8.3561 | 8.5827 | 8.7896 | 8.8492 | 8.8714 | 8.826 | 8.7606 | 8.6175 | 8.4332 | 8.3039 | 8.1483 | 7.9753 | 7.7521 | 7.6342 | 6.8447 | 6.7495 | 6.7369 | 6.7827 | 6.7504 | 6.7428 | 6.7326 | 6.7821 | 6.7079 | 6.7046 | 6.6567 | 6.7158 | 6.7835 | 6.7831 | 6.8664 | 6.9193 | 7.0281 | 7.0767 | 7.1618 | 7.1419 | 7.1557 | 7.1303 | 7.1225 | 7.013 | 6.8753 | 6.7428 | 6.5703 | 6.3733 | 6.1736 | 6.0522 | 6.8447 | 6.6798 | 6.5747 | 6.5482 | 6.4819 | 6.4951 | 6.4938 | 6.5419 | 6.4822 | 6.5196 | 6.4992 | 6.6001 | 6.7184 | 6.8139 | 6.9695 | 7.0007 | 7.093 | 7.1067 | 7.0724 | 6.8894 | 6.7063 | 6.5085 | 6.3578 | 6.1897 | 6.0248 | 5.91 | 5.7909 | 5.662 | 5.5069 | 5.4258 | 6.8447 | 6.7427 | 6.7049 | 6.7212 | 6.656 | 6.6359 | 6.6187 | 6.6943 | 6.6508 | 6.6908 | 6.6909 | 6.826 | 6.9927 | 7.1157 | 7.3175 | 7.5003 | 7.7214 | 7.8599 | 8.0074 | 8.0277 | 8.0462 | 8.0113 | 7.9749 | 7.8491 | 7.6882 | 7.5585 | 7.3953 | 7.2111 | 7.0002 | 6.8811
PSS | CONNAHS QUAY LOCAL T1 / CONNAHS QUAY LOCAL T2 / HAWARDEN T1 / KING GEORGE ST T1 | 18.0616 | 20.1513 | 20.2182 | 20.4354 | 20.6094 | 20.7356 | 20.9605 | 21.3673 | 21.6689 | 22.2241 | 22.6567 | 23.441 | 24.2217 | 25.0328 | 25.9532 | 26.9175 | 28.1091 | 29.1806 | 30.2942 | 31.3199 | 32.2038 | 32.9514 | 33.713 | 34.0967 | 34.1893 | 34.2949 | 34.1635 | 33.9838 | 33.6011 | 33.6231 | 18.0616 | 18.6044 | 18.5775 | 18.85 | 19.224 | 20.0832 | 21.1073 | 22.4944 | 23.7012 | 25.0364 | 26.241 | 27.5877 | 29.1694 | 30.3232 | 31.1173 | 31.6111 | 32.444 | 32.9335 | 33.8776 | 34.1264 | 34.1119 | 34.6186 | 35.2769 | 35.8529 | 36.4873 | 34.8868 | 34.2996 | 33.7571 | 33.2723 | 32.9352 | 18.0616 | 19.2045 | 19.1666 | 19.1769 | 19.2497 | 19.4468 | 19.7824 | 20.407 | 21.0233 | 21.7164 | 22.4201 | 23.4654 | 24.5804 | 25.6628 | 26.8213 | 27.8585 | 28.9146 | 29.669 | 30.2556 | 30.4783 | 30.6585 | 30.8277 | 31.0093 | 30.8271 | 30.4781 | 30.078 | 29.5861 | 29.051 | 28.4294 | 28.0309 | 18.0616 | 17.9425 | 17.6824 | 17.7062 | 18.0054 | 18.6933 | 19.4087 | 20.4626 | 21.3286 | 22.4948 | 23.4188 | 24.4313 | 25.3154 | 25.9565 | 26.4447 | 26.8943 | 27.2824 | 27.529 | 27.6047 | 27.0802 | 26.5069 | 25.8996 | 25.2999 | 24.5534 | 23.5981 | 22.7364 | 21.8635 | 21.0066 | 19.9662 | 19.0941 | 18.0616 | 18.9961 | 18.8319 | 19.018 | 19.7015 | 20.7293 | 22.0313 | 23.5481 | 25.0496 | 27.0276 | 28.8484 | 30.6685 | 32.8691 | 34.8633 | 36.6024 | 38.1132 | 39.8217 | 41.223 | 42.4964 | 43.1454 | 43.3535 | 43.9514 | 44.4646 | 44.8635 | 45.6757 | 44.3988 | 44.093 | 43.8002 | 43.4211 | 43.2171
PSS | CONWY T1 / DEGANWY T1 / LLANDUDNO JUNCTION T1 | 12.6248 | 13.8092 | 13.8677 | 14.0405 | 14.1695 | 14.4064 | 14.6955 | 15.1301 | 15.5265 | 16.0872 | 16.583 | 17.2849 | 18.0429 | 18.8975 | 19.8 | 20.9661 | 22.404 | 23.9128 | 25.5419 | 27.1372 | 28.7066 | 30.2318 | 31.6704 | 32.7022 | 33.3055 | 33.6551 | 33.7609 | 33.7602 | 33.3384 | 33.2807 | 12.6248 | 12.4679 | 12.4183 | 12.6434 | 13.0606 | 13.8057 | 14.6871 | 15.7968 | 16.8486 | 18.0921 | 19.2252 | 20.4319 | 21.7369 | 22.7904 | 23.4873 | 23.9914 | 24.611 | 24.9416 | 25.5046 | 25.5575 | 25.5076 | 25.8256 | 26.1363 | 26.2749 | 25.0762 | 24.3993 | 24.1815 | 24.0226 | 23.7769 | 23.7703 | 12.6248 | 13.0844 | 13.0892 | 13.2454 | 13.487 | 13.8594 | 14.375 | 15.139 | 15.9759 | 16.8469 | 17.7247 | 18.9496 | 20.351 | 21.7219 | 22.9285 | 24.0627 | 25.3567 | 26.3294 | 27.0007 | 27.2174 | 27.3485 | 27.3964 | 27.4744 | 27.3717 | 27.0944 | 26.9199 | 26.7225 | 26.6156 | 26.3826 | 26.4164 | 12.6248 | 12.028 | 11.8641 | 11.94 | 12.3131 | 12.9886 | 13.7664 | 14.8248 | 15.9466 | 17.488 | 19.0208 | 20.7285 | 22.5956 | 24.4902 | 25.9822 | 27.5548 | 28.9041 | 29.888 | 30.4665 | 30.2107 | 29.8837 | 29.3738 | 28.6692 | 27.7028 | 26.4148 | 25.1912 | 23.9219 | 22.7603 | 21.2335 | 19.9999 | 12.6248 | 12.8532 | 12.739 | 12.9643 | 13.7322 | 14.8052 | 16.0919 | 17.5102 | 19.0044 | 20.9984 | 22.7655 | 24.4438 | 26.2601 | 28.0082 | 29.4896 | 30.8309 | 32.3524 | 33.6476 | 34.5795 | 35.0114 | 35.1795 | 35.5606 | 35.7327 | 35.8057 | 33.9349 | 33.1876 | 33.1456 | 33.1771 | 33.0361 | 33.204
PSS | CORWEN T1 | 4.0273 | 4.1553 | 4.1926 | 4.2605 | 4.322 | 4.4017 | 4.4904 | 4.6205 | 4.7447 | 4.9196 | 5.0476 | 5.2447 | 5.4641 | 5.7245 | 6.0213 | 6.41 | 6.8998 | 7.4272 | 8.0203 | 8.6335 | 9.2659 | 9.8696 | 10.4395 | 10.8454 | 11.0948 | 11.2384 | 11.2221 | 11.139 | 10.8631 | 10.6803 | 4.0273 | 4.0164 | 4.0724 | 4.2264 | 4.4343 | 4.6867 | 4.9457 | 5.2875 | 5.6031 | 6.0176 | 6.4088 | 6.8592 | 7.3483 | 7.7954 | 8.1192 | 8.4148 | 8.6828 | 8.8319 | 9.1196 | 9.2119 | 9.2412 | 9.2938 | 9.4661 | 9.5568 | 9.8389 | 9.7435 | 9.7166 | 9.7453 | 9.7316 | 9.8122 | 4.0273 | 4.0796 | 4.0816 | 4.1326 | 4.186 | 4.2958 | 4.4782 | 4.7584 | 5.0747 | 5.3757 | 5.6996 | 6.114 | 6.6027 | 7.0882 | 7.5334 | 7.9518 | 8.4071 | 8.7368 | 8.927 | 8.9363 | 8.9108 | 8.8668 | 8.8358 | 8.7539 | 8.6152 | 8.4897 | 8.3436 | 8.2161 | 8.0506 | 7.9796 | 4.0273 | 3.945 | 3.9431 | 4.0242 | 4.2176 | 4.4949 | 4.8216 | 5.2829 | 5.7675 | 6.4629 | 7.1904 | 8.0672 | 9.0577 | 10.1234 | 11.0228 | 11.8475 | 12.6215 | 13.2285 | 13.5978 | 13.5786 | 13.4927 | 13.2984 | 13.0086 | 12.593 | 12.0444 | 11.5299 | 10.993 | 10.4943 | 9.8333 | 9.3203 | 4.0273 | 4.0793 | 4.0773 | 4.1634 | 4.4108 | 4.7229 | 5.1008 | 5.5199 | 5.9418 | 6.4835 | 6.9462 | 7.4031 | 7.9205 | 8.4189 | 8.8465 | 9.2694 | 9.6756 | 9.9824 | 10.2945 | 10.4083 | 10.4443 | 10.485 | 10.5844 | 10.6673 | 10.761 | 10.6294 | 10.6129 | 10.649 | 10.6208 | 10.7021
PSS | CREWE T1 | 5.5485 | 5.0874 | 5.0421 | 5.0216 | 4.9995 | 4.9368 | 4.8915 | 4.8714 | 4.8065 | 4.8429 | 4.8664 | 4.9626 | 5.0432 | 5.2435 | 5.4511 | 5.6675 | 5.923 | 6.1822 | 6.4491 | 6.5575 | 6.6431 | 6.7183 | 6.8163 | 6.8657 | 6.821 | 6.8221 | 6.7878 | 6.7664 | 6.7362 | 6.7771 | 5.5485 | 4.282 | 4.1263 | 4.0304 | 3.9504 | 3.9341 | 3.9514 | 3.9961 | 4.0185 | 4.0818 | 4.1054 | 4.1858 | 4.2565 | 4.3419 | 4.3994 | 4.4194 | 4.5035 | 4.5555 | 4.644 | 4.5777 | 4.4657 | 4.4335 | 4.4325 | 4.3954 | 4.1045 | 3.8808 | 3.7564 | 3.6408 | 3.5335 | 3.4548 | 5.5485 | 4.6349 | 4.5054 | 4.4074 | 4.367 | 4.3308 | 4.2948 | 4.3007 | 4.2786 | 4.306 | 4.3122 | 4.3742 | 4.4301 | 4.6296 | 4.8314 | 5.043 | 5.2991 | 5.5242 | 5.7422 | 5.7779 | 5.7906 | 5.8338 | 5.8762 | 5.8634 | 5.8063 | 5.7392 | 5.671 | 5.5997 | 5.5101 | 5.4686 | 5.5485 | 3.9806 | 3.7625 | 3.6031 | 3.4715 | 3.3909 | 3.3308 | 3.3287 | 3.2844 | 3.285 | 3.2677 | 3.2688 | 3.232 | 3.2315 | 3.2284 | 3.2248 | 3.2369 | 3.2384 | 3.2374 | 3.1545 | 3.0409 | 2.9678 | 2.8928 | 2.7941 | 2.6644 | 2.5247 | 2.4128 | 2.2953 | 2.1765 | 2.0643 | 5.5485 | 4.445 | 4.2949 | 4.2065 | 4.1872 | 4.2091 | 4.2587 | 4.3315 | 4.3928 | 4.5376 | 4.6502 | 4.7968 | 4.9609 | 5.2817 | 5.6084 | 5.9123 | 6.2783 | 6.6183 | 6.8863 | 6.8449 | 6.7356 | 6.662 | 6.6114 | 6.5253 | 6.093 | 5.8774 | 5.7836 | 5.6984 | 5.5986 | 5.5322
PSS | CRIGGION RADIO STATION T1 | 1.8166 | 1.6961 | 1.7177 | 1.7484 | 1.773 | 1.8185 | 1.848 | 1.8989 | 1.9315 | 1.9881 | 2.0256 | 2.0859 | 2.1452 | 2.2001 | 2.26 | 2.3224 | 2.4214 | 2.5099 | 2.6071 | 2.6811 | 2.7485 | 2.8253 | 2.9031 | 2.9728 | 3.0084 | 3.0447 | 3.0903 | 3.1222 | 3.1683 | 3.2363 | 1.8166 | 1.6623 | 1.677 | 1.6983 | 1.7227 | 1.7476 | 1.7973 | 1.869 | 1.9139 | 1.9632 | 2.0235 | 2.1094 | 2.2097 | 2.2995 | 2.391 | 2.4654 | 2.5792 | 2.639 | 2.7429 | 2.7863 | 2.825 | 2.8614 | 2.9123 | 2.9141 | 2.9219 | 2.877 | 2.8757 | 2.8625 | 2.8385 | 2.8508 | 1.8166 | 1.7037 | 1.7196 | 1.7754 | 1.7948 | 1.8359 | 1.872 | 1.9205 | 1.9678 | 2.0078 | 2.048 | 2.1318 | 2.2228 | 2.3101 | 2.3786 | 2.4502 | 2.5671 | 2.6635 | 2.7599 | 2.8188 | 2.8591 | 2.8902 | 2.9262 | 2.9371 | 2.9297 | 2.9186 | 2.9068 | 2.8871 | 2.876 | 2.8843 | 1.8166 | 1.6548 | 1.659 | 1.6723 | 1.6902 | 1.7342 | 1.7817 | 1.8521 | 1.9124 | 1.98 | 2.0313 | 2.1181 | 2.1908 | 2.2577 | 2.3367 | 2.3388 | 2.4128 | 2.4586 | 2.5006 | 2.4854 | 2.4686 | 2.4595 | 2.4622 | 2.4611 | 2.4234 | 2.3779 | 2.3491 | 2.3213 | 2.2871 | 2.2689 | 1.8166 | 1.6889 | 1.6853 | 1.7181 | 1.751 | 1.8185 | 1.8911 | 1.9837 | 2.0734 | 2.19 | 2.3022 | 2.4354 | 2.5605 | 2.6974 | 2.8248 | 2.9453 | 3.0872 | 3.2016 | 3.3064 | 3.3693 | 3.4098 | 3.4313 | 3.4708 | 3.4711 | 3.3472 | 3.2486 | 3.2252 | 3.1952 | 3.1515 | 3.1398
PSS | CROSSFIELDS T1 / CROSSFIELDS T2 / LEVERS CROSSFIELDS T3 / GATEWARTH SEWAGE T1 | 8.4818 | 10.9257 | 10.9762 | 11.0911 | 11.1521 | 11.201 | 11.2461 | 11.3349 | 11.2974 | 11.4608 | 11.4862 | 11.671 | 11.8274 | 11.9462 | 12.1174 | 12.2741 | 12.5243 | 12.7072 | 12.9494 | 13.1515 | 13.3505 | 13.5277 | 13.7756 | 13.8531 | 13.8396 | 13.8284 | 13.7294 | 13.5845 | 13.3847 | 13.3691 | 8.4818 | 10.3406 | 10.1424 | 10.0392 | 9.8814 | 9.7991 | 9.7637 | 9.8591 | 9.8509 | 9.9555 | 10.0439 | 10.3313 | 10.6416 | 10.9193 | 11.2776 | 11.5912 | 11.9574 | 12.1592 | 12.3509 | 12.3635 | 12.3249 | 12.2118 | 12.1293 | 11.9165 | 11.6167 | 11.3963 | 11.1583 | 10.8984 | 10.5661 | 10.3986 | 8.4818 | 10.6241 | 10.541 | 10.532 | 10.4778 | 10.4744 | 10.4746 | 10.5746 | 10.5345 | 10.567 | 10.5717 | 10.7368 | 10.9322 | 11.0572 | 11.2619 | 11.4449 | 11.7084 | 11.8627 | 12.0298 | 12.0366 | 12.0503 | 11.996 | 11.99 | 11.8305 | 11.6194 | 11.4492 | 11.1931 | 10.9415 | 10.6604 | 10.516 | 8.4818 | 10.0701 | 9.8079 | 9.6567 | 9.5264 | 9.4804 | 9.4375 | 9.511 | 9.4638 | 9.5835 | 9.6476 | 9.8967 | 10.1774 | 10.4208 | 10.7238 | 10.8956 | 11.0928 | 11.1934 | 11.1719 | 10.9315 | 10.6689 | 10.3543 | 10.0805 | 9.7692 | 9.3973 | 9.0996 | 8.7643 | 8.4557 | 8.0799 | 7.8179 | 8.4818 | 10.479 | 10.3312 | 10.2761 | 10.1997 | 10.1908 | 10.2082 | 10.335 | 10.3358 | 10.4606 | 10.5442 | 10.7865 | 11.042 | 11.2518 | 11.5475 | 11.8133 | 12.1413 | 12.3432 | 12.5216 | 12.5376 | 12.5337 | 12.4578 | 12.4328 | 12.2751 | 11.9729 | 11.7602 | 11.5309 | 11.2923 | 10.9983 | 10.8621
PSS | CROWTON T1 | 3.4827 | 3.6042 | 3.6091 | 3.6476 | 3.6789 | 3.7211 | 3.771 | 3.8676 | 3.9482 | 4.0737 | 4.1755 | 4.3427 | 4.5208 | 4.7184 | 4.947 | 5.2058 | 5.5516 | 5.9031 | 6.2747 | 6.6601 | 7.0284 | 7.379 | 7.7313 | 7.995 | 8.1715 | 8.2865 | 8.3379 | 8.3527 | 8.2853 | 8.2843 | 3.4827 | 3.31 | 3.3573 | 3.4551 | 3.6079 | 3.7737 | 3.9246 | 4.1385 | 4.3234 | 4.5492 | 4.7993 | 5.0688 | 5.3456 | 5.5919 | 5.7854 | 5.9194 | 6.0975 | 6.1881 | 6.444 | 6.5715 | 6.6236 | 6.7049 | 6.8539 | 6.9296 | 7.2454 | 7.1676 | 7.1638 | 7.1781 | 7.2116 | 7.2891 | 3.4827 | 3.443 | 3.4325 | 3.4502 | 3.4815 | 3.5577 | 3.6643 | 3.8499 | 4.0501 | 4.24 | 4.4421 | 4.7492 | 5.0728 | 5.4079 | 5.7351 | 6.0447 | 6.41 | 6.6944 | 6.9011 | 6.9878 | 7.0238 | 7.0529 | 7.0957 | 7.0669 | 7.0035 | 6.9206 | 6.8341 | 6.7333 | 6.6232 | 6.57 | 3.4827 | 3.2162 | 3.1986 | 3.2444 | 3.3509 | 3.5333 | 3.7402 | 4.0546 | 4.3586 | 4.7677 | 5.1729 | 5.6665 | 6.2136 | 6.7543 | 7.2352 | 7.583 | 7.9949 | 8.3232 | 8.5705 | 8.5847 | 8.5716 | 8.522 | 8.4331 | 8.2649 | 7.9783 | 7.6983 | 7.4304 | 7.1735 | 6.851 | 6.5921 | 3.4827 | 3.4082 | 3.3906 | 3.4217 | 3.5709 | 3.7837 | 4.017 | 4.2983 | 4.5733 | 4.9152 | 5.23 | 5.563 | 5.9045 | 6.2518 | 6.5714 | 6.8692 | 7.1772 | 7.4151 | 7.7097 | 7.8721 | 7.9438 | 8.0107 | 8.1132 | 8.1628 | 8.2291 | 8.113 | 8.1025 | 8.1076 | 8.0933 | 8.1296
PSS | CWM DYLI T1 | 1.5296 | 1.2283 | 1.2535 | 1.2892 | 1.3265 | 1.3711 | 1.4247 | 1.4933 | 1.5695 | 1.6616 | 1.729 | 1.8308 | 1.916 | 2.0276 | 2.1354 | 2.2935 | 2.4758 | 2.6555 | 2.8734 | 3.068 | 3.2586 | 3.4103 | 3.5436 | 3.621 | 3.6373 | 3.592 | 3.5165 | 3.435 | 3.2788 | 3.1834 | 1.5296 | 1.2359 | 1.2736 | 1.3342 | 1.4305 | 1.5374 | 1.6671 | 1.8175 | 1.9657 | 2.1553 | 2.3099 | 2.4454 | 2.5698 | 2.6564 | 2.6751 | 2.6669 | 2.6466 | 2.6208 | 2.6338 | 2.6112 | 2.5812 | 2.5747 | 2.5731 | 2.5681 | 2.6179 | 2.5691 | 2.5551 | 2.5366 | 2.509 | 2.507 | 1.5296 | 1.2218 | 1.2416 | 1.2853 | 1.3426 | 1.4036 | 1.5196 | 1.6654 | 1.8356 | 2.0302 | 2.2204 | 2.3669 | 2.5187 | 2.6514 | 2.6976 | 2.7509 | 2.7545 | 2.7299 | 2.6919 | 2.629 | 2.576 | 2.5264 | 2.4851 | 2.4162 | 2.3632 | 2.32 | 2.2583 | 2.2208 | 2.1648 | 2.1428 | 1.5296 | 1.2095 | 1.234 | 1.2721 | 1.3851 | 1.5462 | 1.7195 | 1.9397 | 2.1754 | 2.5202 | 2.8209 | 3.0579 | 3.2851 | 3.5183 | 3.6254 | 3.735 | 3.8635 | 3.9478 | 3.9859 | 3.9023 | 3.812 | 3.7003 | 3.5526 | 3.391 | 3.1875 | 2.9946 | 2.801 | 2.6167 | 2.4014 | 2.2298 | 1.5296 | 1.2201 | 1.2322 | 1.2629 | 1.349 | 1.4386 | 1.563 | 1.6914 | 1.8042 | 1.9814 | 2.1058 | 2.1898 | 2.2724 | 2.3368 | 2.3688 | 2.4004 | 2.4159 | 2.4273 | 2.4573 | 2.458 | 2.4488 | 2.4468 | 2.4478 | 2.4366 | 2.4396 | 2.387 | 2.3647 | 2.349 | 2.3168 | 2.3111
PSS | DAILY POST & ECHO T1 / DAILY POST & ECHO T2 | 3.658 | 3.496 | 3.4706 | 3.4746 | 3.4851 | 3.4228 | 3.344 | 3.3681 | 3.2404 | 3.2704 | 3.2623 | 3.3008 | 3.3257 | 3.3546 | 3.3932 | 3.4182 | 3.467 | 3.6072 | 3.6563 | 3.6899 | 3.7132 | 3.7347 | 3.8819 | 3.8884 | 3.854 | 3.8429 | 3.8057 | 3.8657 | 3.8105 | 3.8203 | 3.658 | 3.0512 | 2.872 | 2.7584 | 2.7471 | 2.6685 | 2.5574 | 2.5363 | 2.4918 | 2.4915 | 2.406 | 2.4459 | 2.3801 | 2.4013 | 2.428 | 2.3645 | 2.4166 | 2.3433 | 2.3654 | 2.2804 | 2.2716 | 2.261 | 2.1813 | 2.1532 | 2.0941 | 2.0372 | 1.9718 | 1.9032 | 1.8127 | 1.7523 | 3.658 | 3.1753 | 3.1049 | 3.0361 | 3.0635 | 2.9682 | 2.9503 | 2.9327 | 2.8882 | 2.8815 | 2.8712 | 2.9071 | 2.9382 | 2.8722 | 2.9127 | 2.9697 | 3.0409 | 3.0986 | 3.0574 | 3.0911 | 3.1199 | 3.1262 | 3.1487 | 3.0474 | 3.0254 | 3.0181 | 2.9799 | 2.924 | 2.8546 | 2.8296 | 3.658 | 2.7298 | 2.6074 | 2.511 | 2.3313 | 2.2596 | 2.1591 | 2.1652 | 2.0508 | 2.0635 | 1.9969 | 2.0476 | 2.015 | 2.0771 | 2.1455 | 2.1413 | 2.2385 | 2.247 | 2.354 | 2.3222 | 2.359 | 2.3717 | 2.3598 | 2.2401 | 2.1508 | 2.0481 | 1.9323 | 1.7819 | 1.6002 | 1.448 | 3.658 | 3.1009 | 2.9721 | 2.878 | 2.8808 | 2.7952 | 2.729 | 2.7075 | 2.659 | 2.6604 | 2.6152 | 2.6508 | 2.6247 | 2.597 | 2.6306 | 2.6277 | 2.6906 | 2.6855 | 2.6767 | 2.6542 | 2.6675 | 2.6689 | 2.6461 | 2.5898 | 2.529 | 2.4815 | 2.4387 | 2.3949 | 2.334 | 2.3113
PSS | DARESBURY NPL T1 / DARESBURY PK T1 | 5.7089 | 5.4645 | 5.5464 | 5.6492 | 5.7253 | 5.8352 | 5.9493 | 6.0904 | 6.1956 | 6.3819 | 6.4822 | 6.6748 | 6.8657 | 7.0434 | 7.2661 | 7.4971 | 7.8024 | 8.1073 | 8.4414 | 8.765 | 9.0397 | 9.3495 | 9.6749 | 9.9087 | 10.0454 | 10.1403 | 10.2346 | 10.2876 | 10.293 | 10.4035 | 5.7089 | 5.3576 | 5.387 | 5.4989 | 5.5876 | 5.7109 | 5.8565 | 6.0768 | 6.2396 | 6.475 | 6.6722 | 7.0011 | 7.3372 | 7.6665 | 7.9737 | 8.2237 | 8.557 | 8.7581 | 9.0771 | 9.2324 | 9.3232 | 9.4013 | 9.5394 | 9.5831 | 9.6055 | 9.4964 | 9.4712 | 9.4383 | 9.3755 | 9.4081 | 5.7089 | 5.4507 | 5.4823 | 5.5666 | 5.6243 | 5.7227 | 5.8441 | 6.0573 | 6.2211 | 6.3814 | 6.5437 | 6.8207 | 7.1318 | 7.4184 | 7.725 | 7.97 | 8.3581 | 8.6666 | 8.9409 | 9.0552 | 9.1587 | 9.2479 | 9.3248 | 9.3192 | 9.246 | 9.175 | 9.0981 | 9.0123 | 8.9164 | 8.8961 | 5.7089 | 5.2945 | 5.2654 | 5.3275 | 5.4187 | 5.5936 | 5.7754 | 6.0326 | 6.2623 | 6.5782 | 6.8444 | 7.251 | 7.667 | 8.0592 | 8.4214 | 8.6284 | 8.9633 | 9.2195 | 9.402 | 9.347 | 9.2903 | 9.2279 | 9.1831 | 9.0605 | 8.8305 | 8.6211 | 8.4409 | 8.254 | 8.0282 | 7.8654 | 5.7089 | 5.3673 | 5.3519 | 5.4306 | 5.5383 | 5.7403 | 5.9671 | 6.2673 | 6.5308 | 6.9039 | 7.2297 | 7.6297 | 8.0265 | 8.4321 | 8.8435 | 9.1938 | 9.6258 | 9.9578 | 10.2745 | 10.4426 | 10.5501 | 10.6213 | 10.7297 | 10.7465 | 10.4443 | 10.2187 | 10.1523 | 10.0832 | 9.9754 | 9.9536
PSS | DAVY WAY T1 / LLAY T1 | 7.5113 | 7.5321 | 7.5992 | 7.7129 | 7.7842 | 7.86 | 7.94 | 8.0439 | 8.0831 | 8.2473 | 8.3206 | 8.499 | 8.6591 | 8.7948 | 8.9873 | 9.1252 | 9.3577 | 9.5176 | 9.6961 | 9.8568 | 9.9741 | 10.0701 | 10.2032 | 10.2284 | 10.1713 | 10.1624 | 10.0716 | 9.9618 | 9.8338 | 9.8284 | 7.5113 | 7.3568 | 7.3317 | 7.3625 | 7.3455 | 7.4283 | 7.5599 | 7.8389 | 8.0114 | 8.2667 | 8.4803 | 8.8263 | 9.2497 | 9.5806 | 9.9268 | 10.227 | 10.5958 | 10.837 | 11.1298 | 11.221 | 11.2653 | 11.3134 | 11.3903 | 11.3713 | 11.3487 | 11.0397 | 10.8489 | 10.6676 | 10.4316 | 10.3117 | 7.5113 | 7.4527 | 7.4471 | 7.4889 | 7.4709 | 7.5026 | 7.5304 | 7.6636 | 7.7128 | 7.8203 | 7.9075 | 8.0924 | 8.3014 | 8.4527 | 8.6687 | 8.8312 | 9.0383 | 9.1846 | 9.3203 | 9.3546 | 9.3713 | 9.4072 | 9.4294 | 9.3386 | 9.1963 | 9.0522 | 8.8732 | 8.6653 | 8.4308 | 8.286 | 7.5113 | 7.2405 | 7.1286 | 7.1031 | 7.1028 | 7.2093 | 7.3154 | 7.5034 | 7.6118 | 7.8082 | 7.908 | 8.1182 | 8.3066 | 8.4344 | 8.5743 | 8.6251 | 8.7326 | 8.7712 | 8.7476 | 8.539 | 8.3359 | 8.1162 | 7.9411 | 7.7441 | 7.5013 | 7.3311 | 7.1411 | 6.9515 | 6.7184 | 6.5584 | 7.5113 | 7.3993 | 7.3792 | 7.4205 | 7.47 | 7.5982 | 7.7662 | 8.0423 | 8.2335 | 8.5532 | 8.8218 | 9.1761 | 9.6108 | 9.9707 | 10.3602 | 10.6956 | 11.0907 | 11.3936 | 11.6773 | 11.7986 | 11.8468 | 11.921 | 11.9808 | 11.9505 | 11.9605 | 11.6948 | 11.5401 | 11.3799 | 11.1663 | 11.0527
PSS | DEESIDE ALUMINIUM T1 / DUNLOP PLASTICS T1 / FIRESTONE T1 / TETRAPAK T1 | 26.5722 | 16.7554 | 16.9325 | 17.2311 | 17.375 | 17.5523 | 17.6986 | 17.8723 | 17.859 | 18.1347 | 18.1656 | 18.427 | 18.615 | 18.7311 | 18.9289 | 19.0153 | 19.2766 | 19.4018 | 19.5675 | 19.6997 | 19.7614 | 19.8134 | 20.0149 | 19.997 | 19.834 | 19.7806 | 19.5637 | 19.3455 | 19.0825 | 19.0874 | 26.5722 | 16.7144 | 16.5552 | 16.5207 | 16.2971 | 16.1939 | 16.1652 | 16.4046 | 16.4045 | 16.587 | 16.7182 | 17.2367 | 17.8888 | 18.4788 | 19.258 | 19.9999 | 20.8102 | 21.3559 | 21.9076 | 22.059 | 22.1365 | 22.0346 | 21.9413 | 21.6142 | 21.1735 | 20.8749 | 20.4942 | 20.1035 | 19.5531 | 19.2934 | 26.5722 | 16.7714 | 16.7398 | 16.8464 | 16.7618 | 16.7674 | 16.748 | 16.8879 | 16.7472 | 16.7568 | 16.6966 | 16.8948 | 17.0873 | 17.1295 | 17.3755 | 17.5273 | 17.8392 | 18.0455 | 18.2746 | 18.2678 | 18.2924 | 18.2711 | 18.2748 | 18.0417 | 17.7112 | 17.3834 | 16.9628 | 16.5329 | 16.0206 | 15.7366 | 26.5722 | 16.529 | 16.2654 | 16.1699 | 16.028 | 16.0382 | 16.061 | 16.2101 | 16.1109 | 16.2363 | 16.2154 | 16.5082 | 16.8135 | 17.0869 | 17.4426 | 17.5131 | 17.7548 | 17.8361 | 17.7578 | 17.3387 | 16.9084 | 16.419 | 16.0888 | 15.7236 | 15.2899 | 15.0189 | 14.7021 | 14.3889 | 14.0022 | 13.7988 | 26.5722 | 16.7441 | 16.6388 | 16.6687 | 16.5207 | 16.4909 | 16.4845 | 16.6886 | 16.641 | 16.7719 | 16.8387 | 17.2177 | 17.6591 | 17.9989 | 18.5366 | 19.0072 | 19.5839 | 19.979 | 20.3833 | 20.4719 | 20.524 | 20.4565 | 20.4073 | 20.1183 | 19.6639 | 19.3211 | 18.9169 | 18.5015 | 17.9604 | 17.6789
PSS | DEESIDE IND PK T1 / DEESIDE IND PK 6TH AVE T1 / RAF SEALAND T1 | 10.9729 | 9.2989 | 9.4057 | 9.5898 | 9.6844 | 9.8825 | 10.0555 | 10.2622 | 10.3916 | 10.6716 | 10.7959 | 11.0406 | 11.2961 | 11.5102 | 11.7711 | 12.0618 | 12.5089 | 12.9036 | 13.3707 | 13.8195 | 14.2287 | 14.6854 | 15.1779 | 15.5182 | 15.698 | 15.8263 | 15.8926 | 15.9176 | 15.8623 | 15.9794 | 10.9729 | 9.1315 | 9.0733 | 9.1089 | 9.0708 | 9.172 | 9.3063 | 9.6217 | 9.8136 | 10.1206 | 10.3728 | 10.8608 | 11.4501 | 11.9846 | 12.5484 | 13.0961 | 13.6502 | 14.0134 | 14.3451 | 14.4321 | 14.5007 | 14.5274 | 14.6214 | 14.5553 | 14.1292 | 13.8556 | 13.6949 | 13.4961 | 13.2122 | 13.1171 | 10.9729 | 9.28 | 9.3316 | 9.4903 | 9.5358 | 9.6577 | 9.8039 | 10.0388 | 10.1633 | 10.302 | 10.4367 | 10.7911 | 11.1941 | 11.5238 | 11.9006 | 12.2333 | 12.7721 | 13.183 | 13.5439 | 13.672 | 13.8013 | 13.8448 | 13.9242 | 13.8726 | 13.7075 | 13.6092 | 13.493 | 13.3657 | 13.2275 | 13.2365 | 10.9729 | 9.0576 | 8.9506 | 8.9962 | 9.0251 | 9.1792 | 9.3271 | 9.5781 | 9.7327 | 10.0667 | 10.3394 | 10.8615 | 11.4472 | 12.0437 | 12.6368 | 13.0993 | 13.5752 | 13.8972 | 14.0378 | 13.8472 | 13.6293 | 13.3722 | 13.1323 | 12.8113 | 12.3732 | 11.9946 | 11.6272 | 11.2943 | 10.8696 | 10.595 | 10.9729 | 9.2256 | 9.1794 | 9.2911 | 9.3722 | 9.6307 | 9.9144 | 10.3325 | 10.6824 | 11.2115 | 11.6776 | 12.2952 | 12.9425 | 13.5638 | 14.2311 | 14.8439 | 15.5321 | 16.0935 | 16.4325 | 16.56 | 16.6573 | 16.6481 | 16.7503 | 16.7124 | 15.9849 | 15.5388 | 15.3472 | 15.144 | 14.8773 | 14.7886
PSS | DELAMORE ST T1 / KIRKDALE T1 / WALTON T1 | 12.3773 | 14.1943 | 14.4049 | 14.9033 | 15.6216 | 16.944 | 18.3152 | 18.4461 | 18.577 | 18.7079 | 18.8388 | 18.9697 | 19.1005 | 19.2314 | 19.3623 | 19.4932 | 19.6241 | 19.755 | 19.8858 | 20.0167 | 20.1476 | 21.5993 | 22.48 | 23.0224 | 23.2738 | 23.4504 | 23.2975 | 23.0147 | 22.4219 | 22.1109 | 12.3773 | 12.631 | 12.5684 | 12.8754 | 13.5118 | 15.0146 | 16.4428 | 16.3351 | 16.2273 | 16.1195 | 16.0118 | 15.904 | 15.7962 | 15.6885 | 15.5807 | 15.473 | 15.3652 | 15.8228 | 15.8953 | 15.7724 | 15.5936 | 15.3294 | 15.2074 | 14.94 | 14.6185 | 14.3932 | 14.1068 | 13.8261 | 13.4862 | 13.3176 | 12.3773 | 13.317 | 13.3227 | 13.6529 | 14.2978 | 15.6936 | 17.1471 | 17.1118 | 17.0764 | 17.0411 | 17.0058 | 16.9704 | 16.9351 | 16.8998 | 16.8644 | 16.8291 | 18.0053 | 18.5289 | 18.8253 | 18.8279 | 18.7544 | 18.58 | 18.4796 | 18.1875 | 17.81 | 17.532 | 17.16 | 16.7813 | 16.3499 | 16.1225 | 12.3773 | 12.0164 | 11.8672 | 12.1084 | 12.7306 | 14.1663 | 15.6597 | 15.5505 | 15.4414 | 15.3323 | 15.2232 | 15.1141 | 15.0049 | 16.9587 | 18.157 | 19.2673 | 20.2446 | 20.8917 | 21.2143 | 20.9853 | 20.6236 | 20.0751 | 19.3799 | 18.4862 | 17.4874 | 16.5572 | 15.5391 | 14.5835 | 13.4127 | 12.4952 | 12.3773 | 12.9671 | 12.934 | 13.2521 | 14.0591 | 15.6333 | 17.2575 | 17.2449 | 17.2322 | 17.2195 | 17.2069 | 17.1942 | 17.1815 | 17.1689 | 17.1562 | 17.1435 | 17.6839 | 18.0117 | 18.2052 | 18.15 | 18.0405 | 17.8614 | 17.8062 | 17.6855 | 17.4271 | 17.3551 | 17.1999 | 17.0733 | 16.8783 | 16.8902
PSS | DENBIGH T1 | 3.8 | 4.3769 | 4.422 | 4.5098 | 4.5906 | 4.6416 | 4.7129 | 4.8202 | 4.902 | 5.0254 | 5.0904 | 5.2458 | 5.3904 | 5.5315 | 5.7174 | 5.8827 | 6.1345 | 6.3603 | 6.5928 | 6.8304 | 7.0448 | 7.2559 | 7.4583 | 7.5595 | 7.5997 | 7.6361 | 7.5885 | 7.5279 | 7.3867 | 7.3365 | 3.8 | 4.2706 | 4.2907 | 4.3596 | 4.4697 | 4.6287 | 4.8083 | 5.0965 | 5.309 | 5.5798 | 5.8222 | 6.1314 | 6.4808 | 6.7747 | 7.0307 | 7.2084 | 7.4502 | 7.6042 | 7.8087 | 7.8572 | 7.8679 | 7.9212 | 8.0031 | 8.059 | 8.0967 | 7.8451 | 7.7254 | 7.6111 | 7.4876 | 7.4213 | 3.8 | 4.3075 | 4.3313 | 4.3744 | 4.4198 | 4.4706 | 4.5636 | 4.7265 | 4.8638 | 5.009 | 5.1592 | 5.3811 | 5.6274 | 5.8399 | 6.0765 | 6.2857 | 6.5255 | 6.6747 | 6.788 | 6.808 | 6.8213 | 6.817 | 6.8341 | 6.7637 | 6.6462 | 6.557 | 6.4253 | 6.2894 | 6.1387 | 6.047 | 3.8 | 4.1831 | 4.1512 | 4.1912 | 4.2904 | 4.4486 | 4.6019 | 4.8357 | 5.0174 | 5.2997 | 5.5582 | 5.8502 | 6.1696 | 6.4559 | 6.7078 | 6.9319 | 7.1387 | 7.2676 | 7.3197 | 7.2001 | 7.0643 | 6.8779 | 6.7023 | 6.4727 | 6.2095 | 5.9887 | 5.7423 | 5.5213 | 5.2241 | 5.0098 | 3.8 | 4.2574 | 4.275 | 4.3365 | 4.4907 | 4.675 | 4.9147 | 5.2209 | 5.4834 | 5.8398 | 6.1608 | 6.5077 | 6.9152 | 7.2799 | 7.63 | 7.9223 | 8.273 | 8.5374 | 8.7745 | 8.873 | 8.9056 | 8.9763 | 9.0493 | 9.0879 | 9.1519 | 8.9543 | 8.8728 | 8.7974 | 8.6974 | 8.6569
PSS | DESOTO RD T1 / MERSEY BRIDGE T1 / PITT ST T1 | 6.5286 | 7.201 | 7.2502 | 7.3444 | 7.4121 | 7.4632 | 7.5236 | 7.5982 | 7.5818 | 7.6744 | 7.6762 | 7.7747 | 7.8504 | 7.892 | 7.9909 | 8.0215 | 8.1214 | 8.1704 | 8.2483 | 8.302 | 8.3373 | 8.35 | 8.4272 | 8.4176 | 8.3521 | 8.3252 | 8.2357 | 8.1449 | 8.0304 | 8.0322 | 6.5286 | 7.0242 | 6.9289 | 6.8863 | 6.814 | 6.7769 | 6.7413 | 6.8093 | 6.7779 | 6.8336 | 6.8478 | 7.0194 | 7.2194 | 7.4211 | 7.665 | 7.8952 | 8.1615 | 8.3268 | 8.4813 | 8.5153 | 8.4943 | 8.4293 | 8.3477 | 8.1967 | 7.987 | 7.8322 | 7.6653 | 7.4854 | 7.2543 | 7.1374 | 6.5286 | 7.1296 | 7.1025 | 7.1201 | 7.1172 | 7.1242 | 7.1279 | 7.186 | 7.1393 | 7.1398 | 7.0926 | 7.1559 | 7.2156 | 7.2313 | 7.3102 | 7.3582 | 7.4911 | 7.5521 | 7.6249 | 7.6186 | 7.6339 | 7.5964 | 7.5881 | 7.4819 | 7.3398 | 7.2137 | 7.0428 | 6.8622 | 6.669 | 6.5627 | 6.5286 | 6.8991 | 6.7659 | 6.7067 | 6.6605 | 6.6487 | 6.6227 | 6.6568 | 6.5752 | 6.6218 | 6.5859 | 6.6652 | 6.7413 | 6.8035 | 6.9154 | 6.9148 | 6.9622 | 6.9633 | 6.9013 | 6.7333 | 6.5511 | 6.3385 | 6.1888 | 6.0161 | 5.8271 | 5.6865 | 5.5537 | 5.4062 | 5.233 | 5.1329 | 6.5286 | 6.9681 | 6.9039 | 6.8909 | 6.8437 | 6.8308 | 6.8228 | 6.8928 | 6.861 | 6.9121 | 6.9175 | 7.0548 | 7.2003 | 7.3271 | 7.5054 | 7.6634 | 7.8769 | 8.0035 | 8.1228 | 8.1406 | 8.1394 | 8.0891 | 8.0464 | 7.9193 | 7.7201 | 7.567 | 7.3973 | 7.2158 | 7.0012 | 6.8877
PSS | DIBBINSDALE T1 / PLYMYARD T1 / WIBP HARDKNOTT RD T1 | 11.5735 | 12.7239 | 12.9042 | 13.1725 | 13.4162 | 13.6151 | 13.8373 | 14.1543 | 14.3767 | 14.754 | 14.9968 | 15.44 | 15.8711 | 16.2882 | 16.7283 | 17.1369 | 17.7279 | 18.2131 | 18.7431 | 19.2067 | 19.5985 | 19.9506 | 20.3659 | 20.6159 | 20.6927 | 20.7797 | 20.8381 | 20.8488 | 20.845 | 21.0565 | 11.5735 | 12.3363 | 12.4051 | 12.5815 | 12.7689 | 13.1535 | 13.6265 | 14.3892 | 14.9744 | 15.6512 | 16.226 | 17.0368 | 17.9954 | 18.7781 | 19.4739 | 19.9686 | 20.7311 | 21.2707 | 21.9735 | 22.2454 | 22.3843 | 22.7289 | 23.1 | 23.1358 | 22.1511 | 21.4571 | 21.1897 | 20.8966 | 20.5385 | 20.3654 | 11.5735 | 12.5384 | 12.6096 | 12.7767 | 12.8994 | 13.0664 | 13.2771 | 13.657 | 13.9267 | 14.2418 | 14.5518 | 15.1236 | 15.7137 | 16.2621 | 16.8642 | 17.3592 | 18.0257 | 18.5407 | 19.0371 | 19.2511 | 19.465 | 19.6445 | 19.8002 | 19.7731 | 19.5829 | 19.4162 | 19.1843 | 18.9513 | 18.667 | 18.537 | 11.5735 | 12.1739 | 12.1366 | 12.2424 | 12.4399 | 12.8181 | 13.176 | 13.7261 | 14.0834 | 14.5956 | 14.9131 | 15.4 | 15.8063 | 16.0939 | 16.3629 | 16.457 | 16.6759 | 16.8123 | 16.8675 | 16.5805 | 16.2771 | 16.0067 | 15.7945 | 15.5382 | 15.144 | 14.7986 | 14.5076 | 14.2083 | 13.8312 | 13.5769 | 11.5735 | 12.4572 | 12.4797 | 12.6745 | 13.0213 | 13.5526 | 14.1788 | 15.0029 | 15.754 | 16.7797 | 17.7202 | 18.7895 | 19.9932 | 21.1297 | 22.2052 | 23.1009 | 24.2108 | 25.1603 | 25.9674 | 26.3994 | 26.6243 | 26.9759 | 27.2853 | 27.1801 | 25.796 | 25.1416 | 24.952 | 24.7314 | 24.4098 | 24.2726
PSS | DINGLE T1 / GRANBY T1 / ST JAMES T2 | 9.2226 | 9.5462 | 9.5778 | 9.6654 | 9.7246 | 9.739 | 9.7619 | 9.824 | 9.7924 | 9.915 | 9.9455 | 10.0948 | 10.2301 | 10.3592 | 10.5238 | 10.6713 | 10.9133 | 11.0919 | 11.3201 | 11.5226 | 11.7153 | 11.8787 | 12.0853 | 12.1484 | 12.1018 | 12.0798 | 11.9385 | 11.7639 | 11.5164 | 11.4452 | 9.2226 | 8.9667 | 8.7924 | 8.6988 | 8.5792 | 8.5331 | 8.4976 | 8.6073 | 8.595 | 8.7196 | 8.8155 | 9.0609 | 9.3449 | 9.5684 | 9.842 | 10.0833 | 10.3552 | 10.4874 | 10.6226 | 10.5963 | 10.5308 | 10.4125 | 10.304 | 10.114 | 9.8543 | 9.6705 | 9.4482 | 9.221 | 8.9307 | 8.7758 | 9.2226 | 9.2396 | 9.1352 | 9.11 | 9.0585 | 9.0566 | 9.0582 | 9.1507 | 9.1318 | 9.204 | 9.2291 | 9.3825 | 9.5487 | 9.6662 | 9.8457 | 10.0145 | 10.2083 | 10.3047 | 10.4011 | 10.3912 | 10.3715 | 10.2972 | 10.2577 | 10.0897 | 9.878 | 9.7036 | 9.47 | 9.2263 | 8.9364 | 8.7829 | 9.2226 | 8.6902 | 8.451 | 8.3097 | 8.2122 | 8.1871 | 8.1681 | 8.2575 | 8.2343 | 8.4013 | 8.5165 | 8.7728 | 9.0431 | 9.3257 | 9.5984 | 9.7675 | 9.9624 | 10.0448 | 10.0329 | 9.8061 | 9.5589 | 9.245 | 8.9577 | 8.625 | 8.2616 | 7.9482 | 7.6152 | 7.2997 | 6.9123 | 6.6337 | 9.2226 | 9.1048 | 8.9638 | 8.9014 | 8.8456 | 8.8354 | 8.8393 | 8.942 | 8.9191 | 9.022 | 9.0673 | 9.236 | 9.4286 | 9.5684 | 9.7736 | 9.9672 | 10.1922 | 10.3054 | 10.4241 | 10.4116 | 10.3768 | 10.292 | 10.2303 | 10.0793 | 9.8607 | 9.7121 | 9.5139 | 9.3096 | 9.053 | 8.9309
PSS | DITTON T1 / GAVIN RD T1 / HOUGH GREEN T1 / RTZ T1 | 17.3451 | 18.7605 | 18.9139 | 19.1668 | 19.3575 | 19.5413 | 19.7358 | 20.0788 | 20.2618 | 20.7049 | 20.9763 | 21.5433 | 22.0803 | 22.5924 | 23.2044 | 23.7979 | 24.5787 | 25.2154 | 25.8796 | 26.513 | 26.968 | 27.3773 | 27.8709 | 28.0412 | 28.0274 | 28.0996 | 27.9845 | 27.8083 | 27.5669 | 27.6357 | 17.3451 | 18.0552 | 18.1131 | 18.3803 | 18.6351 | 19.2691 | 20.1083 | 21.3376 | 22.3089 | 23.3678 | 24.2727 | 25.4811 | 27.0892 | 28.3481 | 29.3658 | 30.2012 | 31.3265 | 32.112 | 33.2478 | 33.6253 | 33.7109 | 34.3149 | 35.0466 | 35.6591 | 36.3551 | 34.717 | 34.1337 | 33.5987 | 33.1058 | 32.7901 | 17.3451 | 18.4142 | 18.3334 | 18.409 | 18.4261 | 18.5406 | 18.712 | 19.154 | 19.414 | 19.7688 | 20.1091 | 20.792 | 21.5216 | 22.1543 | 22.9734 | 23.6965 | 24.5002 | 25.0694 | 25.5732 | 25.7565 | 25.9095 | 26.0906 | 26.2945 | 26.1657 | 25.8552 | 25.4718 | 25.0211 | 24.5085 | 23.9353 | 23.5621 | 17.3451 | 17.7424 | 17.5795 | 17.6611 | 17.8706 | 18.3698 | 18.8955 | 19.6692 | 20.1918 | 20.8965 | 21.3694 | 22.1046 | 22.7699 | 23.2278 | 23.7043 | 24.0361 | 24.3644 | 24.5395 | 24.5721 | 24.0704 | 23.5378 | 23.0214 | 22.6192 | 22.0792 | 21.3969 | 20.8448 | 20.3177 | 19.7901 | 19.1119 | 18.6122 | 17.3451 | 18.2311 | 18.1814 | 18.4 | 18.8438 | 19.6039 | 20.5857 | 21.8364 | 22.9849 | 24.5372 | 26.0053 | 27.6092 | 29.6859 | 31.5444 | 33.2553 | 34.7663 | 36.4938 | 37.9349 | 39.2565 | 39.9436 | 40.1709 | 40.7961 | 41.307 | 41.6606 | 42.5496 | 41.1301 | 40.7311 | 40.3319 | 39.8543 | 39.55
PSS | DODDS LA T1 / HOLBORN HILL T1 / MAGHULL T1 / MAGHULL T2 / ROBBINS BRIDGE T1 | 23.5266 | 26.925 | 26.8534 | 26.9137 | 26.9867 | 27.0892 | 27.3107 | 27.7834 | 28.2249 | 29 | 29.6888 | 30.8701 | 32.106 | 33.5242 | 35.1179 | 36.9739 | 39.1297 | 41.3042 | 43.625 | 45.9642 | 48.0741 | 50.0375 | 51.855 | 53.0657 | 53.5753 | 54.0461 | 53.8763 | 53.5619 | 52.6708 | 52.3018 | 23.5266 | 23.4641 | 23.4042 | 23.7766 | 24.4393 | 25.9351 | 27.6088 | 29.7151 | 31.6977 | 33.9274 | 35.984 | 38.0997 | 40.5783 | 42.4173 | 43.4639 | 44.1246 | 45.1171 | 45.6422 | 46.8694 | 47.1123 | 46.9046 | 47.7152 | 48.9291 | 50.0898 | 51.395 | 48.8694 | 48.0066 | 47.3362 | 46.8291 | 46.4217 | 23.5266 | 25.0119 | 24.5753 | 24.4703 | 24.5685 | 24.8691 | 25.3602 | 26.3461 | 27.5843 | 28.7867 | 30.0427 | 31.8961 | 33.9601 | 36.0709 | 38.2387 | 40.341 | 42.3141 | 43.7422 | 44.7412 | 45.0853 | 45.2041 | 45.3365 | 45.5594 | 45.2652 | 44.7176 | 44.1326 | 43.4922 | 42.7666 | 41.9339 | 41.4146 | 23.5266 | 22.2386 | 21.8338 | 21.8089 | 22.295 | 23.4187 | 24.5906 | 26.3363 | 28.0142 | 30.2447 | 32.4131 | 34.8338 | 37.3202 | 39.6434 | 41.4893 | 43.5013 | 45.0984 | 46.1916 | 46.8247 | 46.2489 | 45.4691 | 44.5088 | 43.3033 | 41.6404 | 39.569 | 37.631 | 35.6221 | 33.7081 | 31.3824 | 29.3984 | 23.5266 | 24.3234 | 24.0172 | 24.2429 | 25.4758 | 27.2944 | 29.5103 | 32.002 | 34.696 | 38.091 | 41.2389 | 44.2596 | 47.9542 | 51.3667 | 54.2371 | 56.8448 | 59.6308 | 61.9497 | 63.9679 | 64.9933 | 65.2062 | 66.1786 | 67.1289 | 68.032 | 69.6472 | 67.6665 | 67.3759 | 67.178 | 66.8825 | 66.7952
PSS | DOLGARROG GRID T1 / DOLGARROG GRID T2 | 4.4079 | 4.0816 | 4.1395 | 4.2263 | 4.3098 | 4.4725 | 4.6395 | 4.8432 | 5.0382 | 5.2782 | 5.4799 | 5.7312 | 5.9911 | 6.2578 | 6.5228 | 6.8789 | 7.3194 | 7.7597 | 8.2278 | 8.6695 | 9.0396 | 9.4441 | 9.8702 | 10.2086 | 10.4311 | 10.5701 | 10.7509 | 10.9279 | 11.0918 | 11.3483 | 4.4079 | 3.9118 | 3.9843 | 4.1132 | 4.2813 | 4.4556 | 4.667 | 4.9586 | 5.2095 | 5.4803 | 5.726 | 6.0292 | 6.3319 | 6.5917 | 6.7456 | 6.8619 | 7.0626 | 7.1876 | 7.4646 | 7.5906 | 7.6827 | 7.8149 | 8.0234 | 8.1258 | 8.2059 | 8.0978 | 8.1185 | 8.1378 | 8.1455 | 8.2483 | 4.4079 | 4.034 | 4.1301 | 4.2801 | 4.4279 | 4.6064 | 4.8305 | 5.1184 | 5.4001 | 5.6859 | 5.9504 | 6.3348 | 6.7348 | 7.0992 | 7.3995 | 7.6451 | 8.0562 | 8.4126 | 8.729 | 8.9043 | 9.0594 | 9.1761 | 9.3041 | 9.3788 | 9.3572 | 9.3687 | 9.3874 | 9.4324 | 9.4792 | 9.5987 | 4.4079 | 3.9028 | 3.9352 | 4.0416 | 4.2113 | 4.464 | 4.7449 | 5.1277 | 5.4928 | 5.9416 | 6.3131 | 6.7293 | 7.1055 | 7.4509 | 7.6811 | 7.7839 | 8.0409 | 8.2613 | 8.4475 | 8.4139 | 8.372 | 8.3964 | 8.4117 | 8.3638 | 8.148 | 7.9174 | 7.7636 | 7.608 | 7.4243 | 7.2973 | 4.4079 | 4.0201 | 4.0232 | 4.1375 | 4.3605 | 4.6956 | 5.059 | 5.478 | 5.9125 | 6.497 | 6.9952 | 7.4933 | 7.9267 | 8.3808 | 8.7457 | 9.06 | 9.4661 | 9.8574 | 10.1775 | 10.3839 | 10.5249 | 10.611 | 10.7908 | 10.865 | 10.3763 | 10.0122 | 9.9539 | 9.9098 | 9.8309 | 9.8403
PSS | DOLGELLAU T1 | 4.1568 | 4.6286 | 4.6822 | 4.759 | 4.8709 | 5.0365 | 5.2386 | 5.5082 | 5.7973 | 6.1129 | 6.4094 | 6.7599 | 7.1457 | 7.5786 | 8.0047 | 8.6218 | 9.3824 | 10.1794 | 11.084 | 11.9309 | 12.7625 | 13.5697 | 14.2934 | 14.8347 | 15.1282 | 15.2111 | 15.226 | 15.1877 | 14.9432 | 14.8661 | 4.1568 | 4.2654 | 4.3587 | 4.5522 | 4.8945 | 5.2446 | 5.6681 | 6.164 | 6.6433 | 7.2487 | 7.7734 | 8.2802 | 8.7828 | 9.1671 | 9.3298 | 9.4214 | 9.5321 | 9.5582 | 9.7003 | 9.6701 | 9.6282 | 9.6579 | 9.8283 | 9.906 | 9.8882 | 9.7407 | 9.7204 | 9.764 | 9.7478 | 9.8473 | 4.1568 | 4.4606 | 4.5412 | 4.69 | 4.9201 | 5.1622 | 5.5497 | 6.0604 | 6.6495 | 7.2535 | 7.844 | 8.4641 | 9.1109 | 9.7511 | 10.1489 | 10.5156 | 10.9394 | 11.22 | 11.4112 | 11.4211 | 11.3913 | 11.3499 | 11.3404 | 11.2692 | 11.1405 | 11.0653 | 10.9975 | 10.9743 | 10.9269 | 11.0046 | 4.1568 | 4.1794 | 4.2328 | 4.3797 | 4.7252 | 5.194 | 5.7501 | 6.4473 | 7.2472 | 8.3191 | 9.3288 | 10.289 | 11.268 | 12.3068 | 12.9419 | 13.5878 | 14.2446 | 14.7427 | 15.0538 | 14.9079 | 14.722 | 14.4841 | 14.1396 | 13.6673 | 12.9671 | 12.292 | 11.6388 | 11.0316 | 10.3209 | 9.7584 | 4.1568 | 4.3871 | 4.3764 | 4.5058 | 4.8944 | 5.3621 | 5.932 | 6.533 | 7.163 | 8.0386 | 8.7507 | 9.3433 | 9.8916 | 10.4391 | 10.8386 | 11.1992 | 11.6118 | 11.9711 | 12.1842 | 12.2589 | 12.2754 | 12.2898 | 12.4131 | 12.4504 | 11.8988 | 11.5636 | 11.5149 | 11.5155 | 11.4438 | 11.5019
PSS | DUCKINGTON T1 / DUCKINGTON T2 | 5.0433 | 5.0173 | 5.0538 | 5.1448 | 5.2103 | 5.3601 | 5.5262 | 5.7296 | 5.9187 | 6.1766 | 6.3788 | 6.6683 | 6.956 | 7.2682 | 7.6133 | 8.0798 | 8.6495 | 9.2691 | 9.9567 | 10.6268 | 11.2683 | 11.9596 | 12.635 | 13.1779 | 13.5311 | 13.7633 | 13.9627 | 14.1142 | 14.1258 | 14.2602 | 5.0433 | 4.6216 | 4.6973 | 4.8247 | 5.0329 | 5.262 | 5.4973 | 5.8469 | 6.1342 | 6.5098 | 6.8411 | 7.2684 | 7.7286 | 8.1462 | 8.4729 | 8.7247 | 9.0069 | 9.1749 | 9.4653 | 9.5723 | 9.6275 | 9.7216 | 9.9465 | 10.0436 | 10.0379 | 9.9055 | 9.9026 | 9.9183 | 9.9108 | 10.0174 | 5.0433 | 4.8754 | 4.955 | 5.0949 | 5.2569 | 5.438 | 5.673 | 6.0228 | 6.369 | 6.677 | 7.0129 | 7.49 | 8.0599 | 8.6198 | 9.1257 | 9.5586 | 10.2116 | 10.7361 | 11.1454 | 11.3311 | 11.4534 | 11.5462 | 11.6487 | 11.6881 | 11.6153 | 11.5946 | 11.5741 | 11.5909 | 11.5831 | 11.6883 | 5.0433 | 4.5593 | 4.5724 | 4.6618 | 4.8611 | 5.1242 | 5.434 | 5.8866 | 6.3354 | 6.9284 | 7.5263 | 8.2724 | 9.123 | 9.9829 | 10.6848 | 11.2932 | 11.9442 | 12.4547 | 12.8036 | 12.7994 | 12.7462 | 12.6685 | 12.5292 | 12.2686 | 11.7992 | 11.3338 | 10.9144 | 10.5279 | 10.0543 | 9.6918 | 5.0433 | 4.7914 | 4.7903 | 4.9071 | 5.1945 | 5.5969 | 6.0289 | 6.5578 | 7.0945 | 7.8008 | 8.4276 | 9.0633 | 9.6989 | 10.3587 | 10.9722 | 11.501 | 12.0859 | 12.6027 | 12.9747 | 13.1726 | 13.2725 | 13.3213 | 13.5009 | 13.5932 | 13.0252 | 12.6585 | 12.6054 | 12.5963 | 12.5334 | 12.593
PSS | DUDDON T1 | 2.2945 | 2.3795 | 2.3968 | 2.429 | 2.4806 | 2.5056 | 2.5472 | 2.6061 | 2.6499 | 2.7235 | 2.7705 | 2.8542 | 2.947 | 3.0442 | 3.149 | 3.2883 | 3.4536 | 3.627 | 3.7994 | 3.9815 | 4.1658 | 4.3472 | 4.5291 | 4.6449 | 4.7498 | 4.7965 | 4.8203 | 4.8232 | 4.7647 | 4.7619 | 2.2945 | 2.2709 | 2.2846 | 2.3338 | 2.4263 | 2.5111 | 2.5803 | 2.7088 | 2.8059 | 2.9359 | 3.0569 | 3.2146 | 3.3906 | 3.5559 | 3.6817 | 3.7968 | 3.9315 | 4.0112 | 4.1601 | 4.2372 | 4.2727 | 4.3104 | 4.3854 | 4.4126 | 4.5561 | 4.4943 | 4.4861 | 4.4784 | 4.4721 | 4.4965 | 2.2945 | 2.3279 | 2.3289 | 2.3451 | 2.3646 | 2.3995 | 2.4598 | 2.5547 | 2.6462 | 2.7423 | 2.8374 | 2.9743 | 3.1674 | 3.3205 | 3.4923 | 3.6498 | 3.8285 | 3.9723 | 4.0909 | 4.1256 | 4.1409 | 4.1611 | 4.1673 | 4.1586 | 4.1068 | 4.0442 | 3.9832 | 3.9217 | 3.8493 | 3.8121 | 2.2945 | 2.2402 | 2.2352 | 2.2541 | 2.3123 | 2.407 | 2.5117 | 2.6694 | 2.8162 | 3.0182 | 3.2164 | 3.4814 | 3.7698 | 4.0521 | 4.3023 | 4.4809 | 4.7045 | 4.8703 | 4.9898 | 4.9769 | 4.9481 | 4.8947 | 4.8409 | 4.7389 | 4.5781 | 4.4389 | 4.295 | 4.1588 | 3.9848 | 3.8538 | 2.2945 | 2.3056 | 2.2958 | 2.316 | 2.3974 | 2.501 | 2.6187 | 2.7718 | 2.9051 | 3.0886 | 3.2459 | 3.4221 | 3.6342 | 3.8266 | 4.0121 | 4.1895 | 4.3703 | 4.509 | 4.6785 | 4.7664 | 4.807 | 4.8445 | 4.8886 | 4.9096 | 4.9319 | 4.849 | 4.8316 | 4.8197 | 4.7919 | 4.796
PSS | DYFFRYN ARDUDWY T1 | 2.1568 | 2.2254 | 2.2731 | 2.332 | 2.4078 | 2.5134 | 2.6423 | 2.8153 | 3.0008 | 3.2008 | 3.362 | 3.5631 | 3.7913 | 4.0615 | 4.3349 | 4.7417 | 5.2242 | 5.7739 | 6.3849 | 6.9969 | 7.6294 | 8.2401 | 8.7715 | 9.1692 | 9.4041 | 9.4986 | 9.455 | 9.3588 | 9.0752 | 8.8843 | 2.1568 | 2.2111 | 2.3084 | 2.4535 | 2.6999 | 2.9646 | 3.2343 | 3.564 | 3.8967 | 4.3115 | 4.6962 | 5.0798 | 5.4636 | 5.8035 | 5.9896 | 6.1448 | 6.2642 | 6.3133 | 6.4441 | 6.494 | 6.4728 | 6.4584 | 6.5457 | 6.5743 | 6.6372 | 6.6126 | 6.6206 | 6.6496 | 6.6512 | 6.7224 | 2.1568 | 2.2292 | 2.2863 | 2.3719 | 2.4987 | 2.6652 | 2.9114 | 3.2356 | 3.6555 | 4.0492 | 4.4494 | 4.8638 | 5.3304 | 5.7857 | 6.1274 | 6.4456 | 6.763 | 6.9637 | 7.0686 | 7.0254 | 6.9629 | 6.8863 | 6.82 | 6.7324 | 6.608 | 6.5125 | 6.4352 | 6.382 | 6.278 | 6.2705 | 2.1568 | 2.2172 | 2.2789 | 2.4082 | 2.6703 | 3.0278 | 3.4079 | 3.9039 | 4.4696 | 5.2542 | 6.0351 | 6.8487 | 7.7405 | 8.7011 | 9.4136 | 10.1157 | 10.781 | 11.2531 | 11.5479 | 11.4786 | 11.3532 | 11.1366 | 10.819 | 10.396 | 9.8456 | 9.3265 | 8.793 | 8.3041 | 7.6946 | 7.2234 | 2.1568 | 2.237 | 2.2752 | 2.3665 | 2.6438 | 2.9646 | 3.3407 | 3.7413 | 4.1644 | 4.6953 | 5.1343 | 5.4958 | 5.8534 | 6.2048 | 6.4596 | 6.7115 | 6.9465 | 7.114 | 7.283 | 7.345 | 7.3326 | 7.3092 | 7.3562 | 7.384 | 7.2151 | 7.1212 | 7.1313 | 7.1658 | 7.149 | 7.2198
PSS | DYSERTH RD T1 / FFORDD LAS T1 / FFORDD LAS T2 / WESTBOURNE AVE T1 | 19.6285 | 20.4939 | 20.4391 | 20.5031 | 20.5418 | 20.4723 | 20.5188 | 20.7623 | 20.8715 | 21.2745 | 21.6353 | 22.3216 | 23.0178 | 23.8057 | 24.6666 | 25.6631 | 26.9032 | 28.1689 | 29.5258 | 30.7683 | 31.992 | 33.0283 | 34.0095 | 34.5358 | 34.6508 | 34.6382 | 34.3032 | 33.8767 | 33.0561 | 32.7301 | 19.6285 | 17.7663 | 17.4495 | 17.5106 | 17.7341 | 18.3555 | 19.1967 | 20.2989 | 21.3267 | 22.5474 | 23.6067 | 24.7074 | 25.9956 | 26.9121 | 27.319 | 27.4877 | 27.8497 | 27.968 | 28.5102 | 28.4441 | 28.1662 | 28.5216 | 29.0886 | 29.6191 | 30.2502 | 28.6928 | 28.1077 | 27.6316 | 27.2358 | 26.9514 | 19.6285 | 18.8788 | 18.5404 | 18.3409 | 18.3315 | 18.4671 | 18.7751 | 19.3335 | 19.9846 | 20.768 | 21.4693 | 22.3918 | 23.3843 | 24.4098 | 25.2985 | 26.0982 | 26.8334 | 27.2858 | 27.5468 | 27.4718 | 27.386 | 27.2915 | 27.2629 | 26.9733 | 26.584 | 26.1936 | 25.7196 | 25.2732 | 24.6648 | 24.3541 | 19.6285 | 16.731 | 16.1493 | 15.8519 | 15.9386 | 16.3434 | 16.9075 | 17.8177 | 18.7209 | 20.0862 | 21.3762 | 22.6658 | 23.9189 | 25.1147 | 25.8773 | 26.8372 | 27.5908 | 28.0435 | 28.217 | 27.6485 | 27.0372 | 26.3025 | 25.4253 | 24.3416 | 22.9877 | 21.7085 | 20.3907 | 19.1539 | 17.6684 | 16.3994 | 19.6285 | 18.2943 | 17.9309 | 17.9066 | 18.4722 | 19.3598 | 20.5597 | 21.8833 | 23.2709 | 25.1939 | 26.8422 | 28.3323 | 30.1555 | 31.8291 | 33.1176 | 34.2242 | 35.4956 | 36.5395 | 37.4934 | 37.8748 | 37.876 | 38.33 | 38.7675 | 39.1496 | 39.9559 | 38.6384 | 38.2906 | 38.0252 | 37.6606 | 37.4964
PSS | EDEN VALE T1 | 4.3793 | 3.9291 | 3.9442 | 3.9865 | 4.0127 | 4.0557 | 4.1162 | 4.2025 | 4.2779 | 4.3985 | 4.5086 | 4.6887 | 4.8675 | 5.0527 | 5.4322 | 5.842 | 6.3319 | 6.8174 | 7.3303 | 7.609 | 7.8057 | 8.0408 | 8.2986 | 8.4863 | 8.6038 | 8.6947 | 8.8264 | 8.9386 | 9.0604 | 9.2392 | 4.3793 | 3.6406 | 3.6993 | 3.8236 | 3.9839 | 4.1348 | 4.2925 | 4.5143 | 4.6951 | 4.8845 | 5.0636 | 5.3089 | 5.5341 | 5.7217 | 5.9631 | 6.14 | 6.4272 | 6.6269 | 7.0198 | 7.1673 | 7.2367 | 7.3639 | 7.5629 | 7.6819 | 7.8697 | 7.7469 | 7.7655 | 7.7964 | 7.8587 | 7.9613 | 4.3793 | 3.7788 | 3.7575 | 3.7736 | 3.7957 | 3.8571 | 3.9562 | 4.1127 | 4.2711 | 4.4402 | 4.5975 | 4.8343 | 5.0799 | 5.3325 | 5.7833 | 6.1991 | 6.7424 | 7.2466 | 7.7254 | 7.8771 | 7.9793 | 8.1277 | 8.2769 | 8.3627 | 8.3379 | 8.2684 | 8.2188 | 8.1727 | 8.1231 | 8.108 | 4.3793 | 3.5466 | 3.5255 | 3.5586 | 3.6478 | 3.8085 | 4.0075 | 4.3011 | 4.5789 | 4.8698 | 5.1146 | 5.4099 | 5.6671 | 5.8594 | 6.1062 | 6.2011 | 6.4758 | 6.7378 | 7.0223 | 7.0373 | 7.0611 | 7.1431 | 7.2218 | 7.2515 | 7.1375 | 7.0003 | 6.9432 | 6.86 | 6.7592 | 6.6716 | 4.3793 | 3.734 | 3.7029 | 3.7347 | 3.8587 | 4.0562 | 4.276 | 4.5391 | 4.7945 | 5.1286 | 5.4221 | 5.7467 | 6.0779 | 6.4111 | 7.0349 | 7.6127 | 8.2827 | 8.8974 | 9.4777 | 9.6384 | 9.6737 | 9.7026 | 9.7809 | 9.784 | 9.404 | 9.1405 | 9.0997 | 9.0803 | 9.0459 | 9.0354
PSS | EDERN T1 | 3.3658 | 3.3529 | 3.4442 | 3.5668 | 3.7075 | 3.9332 | 4.1615 | 4.459 | 4.7586 | 5.084 | 5.3851 | 5.7375 | 6.1035 | 6.5216 | 6.9285 | 7.4969 | 8.2027 | 8.951 | 9.8099 | 10.6087 | 11.3635 | 12.1725 | 12.9396 | 13.5467 | 13.939 | 14.151 | 14.3364 | 14.5154 | 14.5133 | 14.6473 | 3.3658 | 3.1228 | 3.26 | 3.4744 | 3.8055 | 4.1199 | 4.5018 | 4.9635 | 5.4293 | 5.9549 | 6.4123 | 6.9028 | 7.3899 | 7.8194 | 8.0143 | 8.092 | 8.2841 | 8.3922 | 8.6536 | 8.7506 | 8.8518 | 9.0016 | 9.2806 | 9.4392 | 9.508 | 9.3869 | 9.454 | 9.5274 | 9.5688 | 9.7203 | 3.3658 | 3.2665 | 3.4373 | 3.6654 | 3.9318 | 4.1903 | 4.5742 | 5.0681 | 5.6198 | 6.1468 | 6.6798 | 7.311 | 7.9861 | 8.6404 | 9.1151 | 9.513 | 10.1146 | 10.5844 | 10.9638 | 11.138 | 11.2631 | 11.3427 | 11.4493 | 11.5049 | 11.4697 | 11.4802 | 11.5331 | 11.6377 | 11.7226 | 11.9164 | 3.3658 | 3.1307 | 3.243 | 3.4335 | 3.7759 | 4.1905 | 4.6927 | 5.2918 | 5.9987 | 6.8952 | 7.7353 | 8.5979 | 9.5069 | 10.4464 | 11.0957 | 11.6468 | 12.3034 | 12.8174 | 13.1789 | 13.152 | 13.1019 | 13.0339 | 12.867 | 12.5824 | 12.0509 | 11.5132 | 11.053 | 10.6178 | 10.1015 | 9.704 | 3.3658 | 3.2481 | 3.2947 | 3.4896 | 3.9052 | 4.4169 | 5.0174 | 5.6653 | 6.3805 | 7.3126 | 8.1045 | 8.8051 | 9.4446 | 10.1184 | 10.5917 | 10.97 | 11.4882 | 11.9763 | 12.3287 | 12.5481 | 12.6953 | 12.7875 | 13.0239 | 13.1627 | 12.5478 | 12.1113 | 12.103 | 12.1266 | 12.0902 | 12.1714
PSS | EDGE HILL T1 / LIVERPOOL UNIVERSITY T1 / LIVERPOOL UNIVERSITY T2 / LIVERPOOL UNIVERSITY T3 | 14.7931 | 16.647 | 16.8099 | 17.078 | 17.2329 | 17.5041 | 17.7246 | 18.0352 | 18.1339 | 18.5076 | 18.6626 | 19.014 | 19.3171 | 19.5726 | 19.8642 | 20.1884 | 20.7224 | 21.1483 | 21.6332 | 22.0672 | 22.4723 | 22.9087 | 23.4489 | 23.7997 | 23.9102 | 24.0186 | 24.0877 | 24.1225 | 24.0872 | 24.354 | 14.7931 | 16.2181 | 16.0216 | 15.9307 | 15.7253 | 15.6592 | 15.6746 | 15.9359 | 15.9792 | 16.1986 | 16.3756 | 16.9402 | 17.5377 | 18.133 | 18.8779 | 19.6033 | 20.4003 | 20.9059 | 21.3823 | 21.5121 | 21.5579 | 21.5401 | 21.5271 | 21.3267 | 20.7227 | 20.3522 | 20.0196 | 19.6626 | 19.1278 | 18.9284 | 14.7931 | 16.5031 | 16.5572 | 16.7664 | 16.8318 | 16.9594 | 17.106 | 17.3857 | 17.3953 | 17.5003 | 17.5433 | 17.9427 | 18.3694 | 18.673 | 19.0671 | 19.3894 | 20.0286 | 20.5078 | 20.9937 | 21.173 | 21.3639 | 21.4148 | 21.4847 | 21.382 | 21.1041 | 20.9322 | 20.6949 | 20.4753 | 20.2034 | 20.1925 | 14.7931 | 16.0208 | 15.7703 | 15.7045 | 15.6248 | 15.6726 | 15.713 | 15.9257 | 15.8962 | 16.1295 | 16.2307 | 16.6765 | 17.1794 | 17.6344 | 18.1636 | 18.4269 | 18.8222 | 19.0287 | 19.0615 | 18.697 | 18.3005 | 17.8969 | 17.5739 | 17.2063 | 16.6774 | 16.2302 | 15.8137 | 15.4359 | 14.9639 | 14.6971 | 14.7931 | 16.3966 | 16.2645 | 16.3348 | 16.3178 | 16.4897 | 16.6914 | 17.0899 | 17.3073 | 17.7761 | 18.1567 | 18.8436 | 19.4433 | 20.0481 | 20.7954 | 21.4715 | 22.3394 | 23.0277 | 23.5114 | 23.7046 | 23.8396 | 23.8571 | 23.9518 | 23.8396 | 22.8834 | 22.2487 | 21.8714 | 21.4807 | 20.96 | 20.7528
PSS | EDGE LA (TAPLEY PLACE) T1 / LISTER DV B T3 / MILL LA (WAVERTREE) T1 / PLESSEY (EDGE LA) T1 / STONEYCROFT T1 | 19.9322 | 21.4278 | 21.3417 | 21.3374 | 21.3122 | 21.2542 | 21.214 | 21.2577 | 21.0997 | 21.3455 | 21.4695 | 21.8768 | 22.2296 | 22.6283 | 23.1355 | 23.6689 | 24.4639 | 25.2298 | 26.1809 | 27.0381 | 27.8913 | 28.7576 | 29.7486 | 30.3537 | 30.5931 | 30.7291 | 30.7036 | 30.538 | 30.1702 | 30.224 | 19.9322 | 18.5147 | 17.8476 | 17.3734 | 16.9588 | 16.6872 | 16.4414 | 16.4253 | 16.241 | 16.3908 | 16.4637 | 16.7689 | 17.1021 | 17.3528 | 17.6322 | 17.8689 | 18.1203 | 18.1783 | 18.1828 | 17.9613 | 17.7093 | 17.4306 | 17.3263 | 17.0069 | 16.3665 | 15.8717 | 15.4521 | 15.0351 | 14.5318 | 14.3062 | 19.9322 | 19.8505 | 19.5147 | 19.3498 | 19.2509 | 19.2613 | 19.262 | 19.4475 | 19.5015 | 19.6537 | 19.7655 | 20.2259 | 20.718 | 21.2423 | 21.7403 | 22.2544 | 22.9911 | 23.5315 | 23.9421 | 24.0065 | 24.0491 | 23.916 | 23.9048 | 23.6899 | 23.2964 | 23.1101 | 22.8071 | 22.5412 | 22.244 | 22.2449 | 19.9322 | 17.4939 | 16.7182 | 16.1526 | 15.6811 | 15.3202 | 15.1096 | 15.0959 | 15.0527 | 15.3681 | 15.758 | 16.4751 | 17.3111 | 18.2765 | 19.0998 | 19.839 | 20.5456 | 20.9413 | 21.0702 | 20.7 | 20.2375 | 19.6971 | 19.094 | 18.2872 | 17.2737 | 16.2989 | 15.3384 | 14.4303 | 13.4008 | 12.6014 | 19.9322 | 19.2683 | 18.7198 | 18.4273 | 18.3344 | 18.4166 | 18.4865 | 18.7387 | 18.8897 | 19.3694 | 19.7068 | 20.2264 | 20.669 | 21.1384 | 21.6536 | 22.14 | 22.7466 | 23.2014 | 23.3934 | 23.3308 | 23.2414 | 23.0497 | 23.0749 | 22.9194 | 21.9509 | 21.3071 | 20.9023 | 20.5293 | 20.0814 | 19.9487
PSS | EGA ELECTRIC T1 | 3.6944 | 3.9241 | 3.9839 | 4.0438 | 4.1128 | 4.2037 | 4.3019 | 4.4441 | 4.5481 | 4.7027 | 4.822 | 4.9989 | 5.1671 | 5.3226 | 5.4991 | 5.6929 | 5.9587 | 6.1923 | 6.4373 | 6.6609 | 6.8452 | 7.0449 | 7.2446 | 7.3921 | 7.4687 | 7.5236 | 7.5827 | 7.6391 | 7.6944 | 7.8143 | 3.6944 | 3.7652 | 3.7824 | 3.8333 | 3.9025 | 4.033 | 4.1861 | 4.4328 | 4.6195 | 4.8568 | 5.051 | 5.3074 | 5.5874 | 5.8055 | 6.0065 | 6.1523 | 6.3614 | 6.5074 | 6.6998 | 6.7191 | 6.7408 | 6.7899 | 6.8454 | 6.858 | 6.6002 | 6.4175 | 6.3532 | 6.2641 | 6.1499 | 6.12 | 3.6944 | 3.8624 | 3.8962 | 3.9795 | 4.0576 | 4.1426 | 4.2437 | 4.4112 | 4.5454 | 4.6854 | 4.8398 | 5.0613 | 5.3174 | 5.5329 | 5.7588 | 5.9466 | 6.1962 | 6.4146 | 6.6006 | 6.7082 | 6.7964 | 6.8767 | 6.9443 | 6.9485 | 6.9009 | 6.8749 | 6.8416 | 6.8089 | 6.7676 | 6.7825 | 3.6944 | 3.7144 | 3.6998 | 3.7348 | 3.8073 | 3.9526 | 4.0858 | 4.2869 | 4.4304 | 4.6378 | 4.783 | 4.9659 | 5.1155 | 5.2186 | 5.3031 | 5.3386 | 5.4368 | 5.4836 | 5.4985 | 5.4102 | 5.3065 | 5.2253 | 5.1629 | 5.0673 | 4.9204 | 4.7774 | 4.6623 | 4.5475 | 4.4101 | 4.3113 | 3.6944 | 3.8224 | 3.8225 | 3.8997 | 4.0496 | 4.2697 | 4.5115 | 4.8233 | 5.1187 | 5.5271 | 5.8984 | 6.2798 | 6.6783 | 7.051 | 7.4145 | 7.7223 | 8.0906 | 8.4333 | 8.6836 | 8.7609 | 8.8037 | 8.86 | 8.9207 | 8.9279 | 8.4788 | 8.2523 | 8.2081 | 8.1404 | 8.0439 | 8.0222
PSS | EGERTON T1 / ROCK FERRY T1 / SHELL TRANMERE T1 | 13.952 | 15.5547 | 15.7476 | 16.058 | 16.331 | 16.5244 | 16.75 | 17.0534 | 17.1831 | 17.5801 | 17.7645 | 18.1821 | 18.5939 | 18.9644 | 19.4037 | 19.7738 | 20.4087 | 20.9652 | 21.5953 | 22.1963 | 22.7646 | 23.3178 | 23.9747 | 24.378 | 24.5244 | 24.6658 | 24.6953 | 24.6624 | 24.5232 | 24.6545 | 13.952 | 14.9298 | 14.82 | 14.843 | 14.8732 | 14.998 | 15.17 | 15.5904 | 15.8363 | 16.3133 | 16.7029 | 17.3865 | 18.0971 | 18.7317 | 19.4755 | 19.9847 | 20.7146 | 21.1845 | 21.6474 | 21.7803 | 21.8628 | 21.8646 | 21.902 | 21.7318 | 21.2578 | 20.9153 | 20.6547 | 20.3662 | 19.9202 | 19.7708 | 13.952 | 15.2142 | 15.2839 | 15.4782 | 15.6085 | 15.7735 | 15.9666 | 16.3516 | 16.5493 | 16.841 | 17.1114 | 17.682 | 18.3104 | 18.8595 | 19.4729 | 19.9631 | 20.7085 | 21.2853 | 21.7888 | 21.9754 | 22.1374 | 22.186 | 22.2628 | 22.1224 | 21.8411 | 21.6631 | 21.4075 | 21.1613 | 20.8558 | 20.7881 | 13.952 | 14.633 | 14.4711 | 14.4623 | 14.5522 | 14.7365 | 14.9395 | 15.3263 | 15.5452 | 16.0606 | 16.4452 | 17.108 | 17.8476 | 18.5214 | 19.2059 | 19.6222 | 20.1731 | 20.5408 | 20.7171 | 20.4462 | 20.1296 | 19.7473 | 19.3738 | 18.9299 | 18.317 | 17.7833 | 17.2505 | 16.7493 | 16.0845 | 15.6368 | 13.952 | 15.1088 | 15.0389 | 15.1546 | 15.3511 | 15.6507 | 15.9957 | 16.5373 | 16.9223 | 17.5945 | 18.1519 | 18.9177 | 19.6435 | 20.3417 | 21.1488 | 21.7798 | 22.6299 | 23.3069 | 23.7962 | 23.9866 | 24.126 | 24.1606 | 24.2804 | 24.2041 | 23.4707 | 23.0216 | 22.7725 | 22.5153 | 22.1272 | 22.0312
PSS | EGREMONT T1 / LISCARD T1 / POULTON T1 / STONE MANGANESE T1 | 16.1004 | 16.2099 | 16.2787 | 16.4449 | 16.5408 | 16.5706 | 16.6288 | 16.7771 | 16.742 | 16.9733 | 17.0526 | 17.3434 | 17.5893 | 17.8285 | 18.1287 | 18.3695 | 18.7951 | 19.111 | 19.4951 | 19.8231 | 20.1249 | 20.3813 | 20.7131 | 20.8075 | 20.7213 | 20.6751 | 20.4672 | 20.2191 | 19.8675 | 19.7997 | 16.1004 | 15.2359 | 14.9298 | 14.7894 | 14.5859 | 14.5287 | 14.5127 | 14.7257 | 14.7409 | 14.9815 | 15.1558 | 15.6 | 16.0537 | 16.4323 | 16.8913 | 17.2784 | 17.7517 | 17.9951 | 18.2501 | 18.2402 | 18.1649 | 18.0005 | 17.8416 | 17.5334 | 17.1121 | 16.7845 | 16.4331 | 16.0647 | 15.5888 | 15.3276 | 16.1004 | 15.6707 | 15.5042 | 15.4728 | 15.3793 | 15.3886 | 15.4087 | 15.5771 | 15.5662 | 15.6973 | 15.7641 | 16.0426 | 16.3351 | 16.5847 | 16.8909 | 17.1682 | 17.5186 | 17.7173 | 17.9147 | 17.8987 | 17.9017 | 17.8263 | 17.7697 | 17.5289 | 17.1989 | 16.9166 | 16.5297 | 16.143 | 15.6851 | 15.4393 | 16.1004 | 14.7559 | 14.3574 | 14.1372 | 13.96 | 13.9615 | 13.9433 | 14.1071 | 14.0954 | 14.3694 | 14.56 | 14.9257 | 15.2945 | 15.6142 | 15.9708 | 16.1536 | 16.4048 | 16.5029 | 16.4429 | 16.0634 | 15.6556 | 15.176 | 14.7356 | 14.2403 | 13.6894 | 13.2176 | 12.7183 | 12.2392 | 11.6698 | 11.2499 | 16.1004 | 15.4457 | 15.2006 | 15.1099 | 15.0263 | 15.0486 | 15.1162 | 15.3401 | 15.3617 | 15.6111 | 15.7561 | 16.1036 | 16.453 | 16.7529 | 17.1375 | 17.4841 | 17.9083 | 18.1535 | 18.3827 | 18.3761 | 18.347 | 18.237 | 18.1482 | 17.9167 | 17.5169 | 17.2353 | 16.9114 | 16.5843 | 16.1605 | 15.9567
PSS | ELLESMERE T1 / MMB ELLESMERE T1 | 8.7959 | 7.6578 | 7.7235 | 7.8619 | 7.9585 | 8.0619 | 8.1776 | 8.3686 | 8.4979 | 8.7382 | 8.9145 | 9.2154 | 9.5101 | 9.8129 | 10.1477 | 10.5386 | 11.0277 | 11.4945 | 12.0053 | 12.4897 | 12.8989 | 13.2993 | 13.7171 | 13.9965 | 14.1483 | 14.2586 | 14.2934 | 14.3081 | 14.2495 | 14.3257 | 8.7959 | 7.399 | 7.5132 | 7.7451 | 7.9911 | 8.2541 | 8.5749 | 9.0309 | 9.4071 | 9.8437 | 10.2375 | 10.7577 | 11.3515 | 11.8622 | 12.263 | 12.5707 | 12.9906 | 13.2718 | 13.8821 | 14.188 | 14.338 | 14.5806 | 14.9435 | 15.1774 | 15.806 | 15.4772 | 15.425 | 15.4073 | 15.3834 | 15.4814 | 8.7959 | 7.5568 | 7.5655 | 7.6435 | 7.7049 | 7.8243 | 8.0121 | 8.3283 | 8.6037 | 8.9362 | 9.234 | 9.6618 | 10.1297 | 10.5525 | 11.0049 | 11.3536 | 11.8488 | 12.2144 | 12.5402 | 12.6568 | 12.7389 | 12.8456 | 12.9556 | 12.9318 | 12.8196 | 12.6625 | 12.4883 | 12.3048 | 12.0857 | 11.969 | 8.7959 | 7.2833 | 7.2512 | 7.3587 | 7.5395 | 7.8452 | 8.2184 | 8.7592 | 9.251 | 9.8613 | 10.4097 | 11.0705 | 11.7116 | 12.3283 | 12.794 | 13.0718 | 13.5336 | 13.8988 | 14.1951 | 14.1233 | 14.0234 | 13.9556 | 13.8765 | 13.6959 | 13.3333 | 12.9994 | 12.7098 | 12.4069 | 12.0324 | 11.751 | 8.7959 | 7.5165 | 7.5065 | 7.6149 | 7.848 | 8.1958 | 8.6213 | 9.1392 | 9.6139 | 10.2744 | 10.8357 | 11.4335 | 12.1253 | 12.7683 | 13.3728 | 13.8854 | 14.4764 | 14.9522 | 15.5753 | 15.9278 | 16.093 | 16.2997 | 16.5293 | 16.6351 | 16.8428 | 16.4253 | 16.3227 | 16.2428 | 16.1025 | 16.0661
PSS | ELTON T1 | 2.6683 | 2.667 | 2.7401 | 2.8295 | 2.9295 | 3.0523 | 3.1847 | 3.3602 | 3.522 | 3.7168 | 3.8499 | 4.0341 | 4.2431 | 4.455 | 4.6971 | 4.9622 | 5.3244 | 5.7149 | 6.1384 | 6.5607 | 6.9622 | 7.4125 | 7.8282 | 8.1776 | 8.4103 | 8.5759 | 8.7236 | 8.8348 | 8.8622 | 8.9605 | 2.6683 | 2.6234 | 2.6799 | 2.7934 | 2.9243 | 3.1295 | 3.3555 | 3.6411 | 3.9279 | 4.2438 | 4.5249 | 4.881 | 5.2704 | 5.6212 | 5.9283 | 6.1357 | 6.4491 | 6.6455 | 6.8237 | 6.8836 | 6.9352 | 7.0418 | 7.17 | 7.2576 | 7.0254 | 6.8797 | 6.8726 | 6.8527 | 6.7941 | 6.8166 | 2.6683 | 2.6849 | 2.7939 | 2.9454 | 3.0867 | 3.226 | 3.4043 | 3.6496 | 3.9074 | 4.1176 | 4.3426 | 4.7044 | 5.1162 | 5.5415 | 5.9235 | 6.2447 | 6.7172 | 7.1234 | 7.4436 | 7.603 | 7.7309 | 7.8236 | 7.9206 | 7.9496 | 7.9227 | 7.9245 | 7.949 | 7.9826 | 7.9986 | 8.0882 | 2.6683 | 2.6259 | 2.686 | 2.8201 | 2.9836 | 3.2077 | 3.4177 | 3.6926 | 3.9752 | 4.3356 | 4.6848 | 5.15 | 5.669 | 6.2029 | 6.6612 | 7.062 | 7.4775 | 7.7911 | 7.9972 | 7.9849 | 7.946 | 7.8736 | 7.7763 | 7.6159 | 7.3412 | 7.0852 | 6.8396 | 6.6285 | 6.3439 | 6.1406 | 2.6683 | 2.6595 | 2.7061 | 2.8517 | 3.0792 | 3.3958 | 3.7521 | 4.1592 | 4.6126 | 5.1612 | 5.6606 | 6.1969 | 6.7384 | 7.304 | 7.8292 | 8.2639 | 8.8207 | 9.2834 | 9.5316 | 9.6633 | 9.7487 | 9.8432 | 9.9695 | 10.0593 | 9.5635 | 9.2995 | 9.2927 | 9.2959 | 9.2557 | 9.3019
PSS | ENGINEER PK T1 / PILKINGTONS QUEENSFERRY T1 / QUEENSFERRY T1 | 13.6516 | 14.9767 | 15.1285 | 15.3659 | 15.5499 | 15.7031 | 15.8378 | 16.045 | 16.0796 | 16.369 | 16.4447 | 16.7395 | 16.99 | 17.2007 | 17.4951 | 17.732 | 18.1181 | 18.3887 | 18.727 | 19.0163 | 19.2555 | 19.4758 | 19.7761 | 19.8659 | 19.7758 | 19.7642 | 19.5607 | 19.3165 | 19.0035 | 18.9396 | 13.6516 | 14.7821 | 14.7092 | 14.7319 | 14.6854 | 14.7829 | 14.9654 | 15.4263 | 15.6606 | 16.0674 | 16.4085 | 17.0459 | 17.8384 | 18.5253 | 19.2508 | 19.9264 | 20.6991 | 21.193 | 21.7185 | 21.8768 | 21.9244 | 21.9366 | 21.9954 | 21.8678 | 21.7009 | 21.146 | 20.7918 | 20.4052 | 19.9081 | 19.6564 | 13.6516 | 14.8934 | 14.8766 | 14.9685 | 14.9544 | 14.9921 | 15.0461 | 15.2738 | 15.2974 | 15.4429 | 15.5354 | 15.8474 | 16.208 | 16.4278 | 16.7975 | 17.1094 | 17.5063 | 17.7431 | 17.991 | 17.9965 | 18.009 | 17.9804 | 17.9932 | 17.7696 | 17.4275 | 17.1406 | 16.7406 | 16.3235 | 15.8524 | 15.5746 | 13.6516 | 14.5635 | 14.3595 | 14.3265 | 14.3197 | 14.4723 | 14.6253 | 14.9432 | 15.0395 | 15.3876 | 15.6015 | 16.0822 | 16.5735 | 16.9998 | 17.4764 | 17.7496 | 18.0809 | 18.2263 | 18.2159 | 17.8249 | 17.3737 | 16.8845 | 16.4746 | 15.9979 | 15.4791 | 15.0665 | 14.6379 | 14.2136 | 13.6767 | 13.3334 | 13.6516 | 14.84 | 14.7878 | 14.8531 | 14.9117 | 15.073 | 15.3116 | 15.7493 | 15.9886 | 16.448 | 16.8267 | 17.4159 | 18.1465 | 18.7595 | 19.4497 | 20.0779 | 20.8083 | 21.3233 | 21.8122 | 21.9767 | 22.0321 | 22.0757 | 22.1303 | 22.0004 | 21.8971 | 21.4164 | 21.0822 | 20.7274 | 20.2763 | 20.0439
PSS | ESTUARY COMMERCE PK T1 / LEEWARD DR T1 / LEEWARD DR T2 / SPEKE HALL RD T1 / SPEKE SKY PK T1 | 8.5352 | 8.2876 | 8.3756 | 8.5172 | 8.6004 | 8.6843 | 8.7547 | 8.8673 | 8.8627 | 9.0152 | 9.0181 | 9.1428 | 9.2388 | 9.3171 | 9.4135 | 9.498 | 9.6722 | 9.792 | 9.932 | 10.0721 | 10.2136 | 10.3378 | 10.4938 | 10.5372 | 10.5006 | 10.487 | 10.3751 | 10.2284 | 10.0155 | 9.9488 | 8.5352 | 8.2838 | 8.2006 | 8.1832 | 8.0866 | 8.0538 | 8.0645 | 8.1924 | 8.2159 | 8.35 | 8.4524 | 8.759 | 9.1106 | 9.461 | 9.8851 | 10.3027 | 10.7228 | 10.9863 | 11.2292 | 11.3051 | 11.3085 | 11.2473 | 11.1766 | 11.0132 | 10.7712 | 10.6298 | 10.4314 | 10.2379 | 9.9546 | 9.8176 | 8.5352 | 8.2907 | 8.2793 | 8.3327 | 8.2879 | 8.3019 | 8.3125 | 8.4107 | 8.3667 | 8.4001 | 8.3864 | 8.5061 | 8.6527 | 8.7333 | 8.9062 | 9.0353 | 9.2302 | 9.3522 | 9.4655 | 9.4488 | 9.436 | 9.3931 | 9.3561 | 9.2188 | 9.0299 | 8.8463 | 8.6255 | 8.3908 | 8.1134 | 7.9613 | 8.5352 | 8.1875 | 8.0588 | 8.0173 | 7.985 | 8.0197 | 8.0394 | 8.1514 | 8.1374 | 8.284 | 8.3644 | 8.6358 | 8.9598 | 9.2784 | 9.6408 | 9.857 | 10.1141 | 10.248 | 10.2601 | 10.0466 | 9.8176 | 9.5294 | 9.2755 | 9.0022 | 8.7011 | 8.4766 | 8.2119 | 7.979 | 7.6616 | 7.4704 | 8.5352 | 8.29 | 8.2442 | 8.2657 | 8.2169 | 8.2255 | 8.2598 | 8.3849 | 8.3845 | 8.4862 | 8.5338 | 8.7402 | 8.9813 | 9.1875 | 9.4806 | 9.7493 | 10.0556 | 10.2459 | 10.4248 | 10.4497 | 10.4464 | 10.3971 | 10.3505 | 10.2206 | 10.0143 | 9.8694 | 9.6757 | 9.4817 | 9.2186 | 9.0963
PSS | EVERTON BROW T1 / GARDNERS ROW T1 / SHEIL PK T1 | 9.9948 | 10.2928 | 10.2179 | 10.1772 | 10.1511 | 10.0363 | 9.9506 | 9.8966 | 9.7551 | 9.7975 | 9.8047 | 9.9566 | 10.0821 | 10.2283 | 10.4514 | 10.6232 | 10.8995 | 11.1324 | 11.459 | 11.7284 | 12.0041 | 12.2529 | 12.5553 | 12.6684 | 12.6594 | 12.6553 | 12.5312 | 12.3425 | 12.057 | 11.9752 | 9.9948 | 8.7846 | 8.4557 | 8.2143 | 8.0056 | 7.8688 | 7.7345 | 7.677 | 7.5531 | 7.5952 | 7.6028 | 7.6955 | 7.7779 | 7.8043 | 7.8715 | 7.8568 | 7.9014 | 7.8642 | 7.8043 | 7.6672 | 7.5082 | 7.3231 | 7.2083 | 7.0017 | 6.7671 | 6.5415 | 6.3242 | 6.0884 | 5.8515 | 5.7007 | 9.9948 | 9.444 | 9.2134 | 9.0325 | 8.9232 | 8.8443 | 8.7816 | 8.7819 | 8.7458 | 8.7737 | 8.7846 | 8.9162 | 9.0513 | 9.2146 | 9.4007 | 9.6102 | 9.8382 | 9.9678 | 10.0438 | 10.0204 | 9.966 | 9.8661 | 9.8219 | 9.6744 | 9.4602 | 9.3261 | 9.1053 | 8.8741 | 8.6319 | 8.5035 | 9.9948 | 8.2126 | 7.7994 | 7.4853 | 7.2115 | 7.0051 | 6.8565 | 6.7934 | 6.7233 | 6.8021 | 6.9112 | 7.1368 | 7.3883 | 7.6662 | 7.9287 | 8.1513 | 8.3543 | 8.4659 | 8.4632 | 8.2824 | 8.0676 | 7.7862 | 7.4913 | 7.1088 | 6.6733 | 6.2642 | 5.8304 | 5.4123 | 4.939 | 4.557 | 9.9948 | 9.1163 | 8.8361 | 8.6272 | 8.5149 | 8.4424 | 8.3937 | 8.4 | 8.3478 | 8.4217 | 8.4445 | 8.5466 | 8.6452 | 8.7305 | 8.8478 | 8.949 | 9.0863 | 9.1367 | 9.1473 | 9.0704 | 8.9669 | 8.8369 | 8.7731 | 8.6429 | 8.4434 | 8.3136 | 8.1412 | 7.9649 | 7.7785 | 7.6988
PSS | EXPRESS FOODS T1 | 1.8347 | 1.2754 | 1.2854 | 1.2987 | 1.3224 | 1.3486 | 1.3782 | 1.4119 | 1.4377 | 1.4827 | 1.5132 | 1.5639 | 1.6109 | 1.6575 | 1.7066 | 1.7693 | 1.8497 | 1.9251 | 1.9958 | 2.0681 | 2.1271 | 2.1929 | 2.2683 | 2.3288 | 2.358 | 2.3862 | 2.4289 | 2.4689 | 2.5115 | 2.5714 | 1.8347 | 1.2063 | 1.2096 | 1.2275 | 1.2486 | 1.27 | 1.2944 | 1.3524 | 1.3846 | 1.4257 | 1.4549 | 1.5096 | 1.5755 | 1.634 | 1.69 | 1.7265 | 1.7829 | 1.8198 | 1.8817 | 1.9015 | 1.9148 | 1.9353 | 1.9626 | 1.9754 | 1.9629 | 1.9229 | 1.9095 | 1.9017 | 1.8809 | 1.8903 | 1.8347 | 1.2443 | 1.2601 | 1.2957 | 1.3235 | 1.3437 | 1.3735 | 1.4204 | 1.4565 | 1.4857 | 1.5224 | 1.5895 | 1.6498 | 1.7153 | 1.7765 | 1.8276 | 1.9283 | 2.0046 | 2.0793 | 2.1272 | 2.1572 | 2.1902 | 2.216 | 2.2387 | 2.2239 | 2.2184 | 2.2206 | 2.2165 | 2.2184 | 2.237 | 1.8347 | 1.1888 | 1.187 | 1.2022 | 1.2175 | 1.2441 | 1.2829 | 1.3352 | 1.3798 | 1.434 | 1.4714 | 1.5254 | 1.5754 | 1.6256 | 1.6565 | 1.6616 | 1.6984 | 1.7296 | 1.7584 | 1.7443 | 1.738 | 1.7364 | 1.7403 | 1.7349 | 1.6965 | 1.6557 | 1.6312 | 1.608 | 1.5733 | 1.5567 | 1.8347 | 1.2296 | 1.2236 | 1.2463 | 1.2809 | 1.3345 | 1.3913 | 1.4729 | 1.5478 | 1.6465 | 1.7392 | 1.8441 | 1.9428 | 2.0465 | 2.1532 | 2.2302 | 2.3372 | 2.4294 | 2.4997 | 2.5437 | 2.5659 | 2.5814 | 2.6053 | 2.6168 | 2.4927 | 2.4048 | 2.3805 | 2.361 | 2.3296 | 2.3229
PSS | FAIRBOURNE T1 | 2.138 | 2.6144 | 2.7002 | 2.8219 | 2.9555 | 3.0992 | 3.2727 | 3.4815 | 3.6833 | 3.9125 | 4.0946 | 4.3268 | 4.5566 | 4.8399 | 5.1234 | 5.4714 | 5.9564 | 6.4698 | 7.0622 | 7.6167 | 8.175 | 8.7537 | 9.2867 | 9.702 | 9.9775 | 10.0951 | 10.1639 | 10.22 | 10.1151 | 10.1132 | 2.138 | 2.5784 | 2.6758 | 2.8422 | 3.0908 | 3.297 | 3.5575 | 3.8904 | 4.2125 | 4.5997 | 4.9438 | 5.3287 | 5.7091 | 6.0546 | 6.2705 | 6.3784 | 6.5715 | 6.6927 | 6.8755 | 6.9361 | 7.0153 | 7.1012 | 7.2578 | 7.3322 | 7.3593 | 7.293 | 7.316 | 7.3539 | 7.3514 | 7.4396 | 2.138 | 2.6323 | 2.746 | 2.9236 | 3.1164 | 3.2894 | 3.559 | 3.9022 | 4.2849 | 4.6593 | 5.0328 | 5.4695 | 5.9446 | 6.4108 | 6.7664 | 7.0471 | 7.4568 | 7.756 | 7.9941 | 8.0709 | 8.13 | 8.1493 | 8.1783 | 8.1774 | 8.1089 | 8.0854 | 8.0764 | 8.102 | 8.1042 | 8.1897 | 2.138 | 2.5936 | 2.6962 | 2.8666 | 3.1584 | 3.428 | 3.7863 | 4.2431 | 4.7558 | 5.4228 | 6.0616 | 6.7615 | 7.5063 | 8.3067 | 8.8932 | 9.3648 | 9.9304 | 10.3516 | 10.6517 | 10.6156 | 10.574 | 10.471 | 10.2796 | 10.0149 | 9.592 | 9.1643 | 8.7801 | 8.4166 | 7.9834 | 7.6554 | 2.138 | 2.6393 | 2.685 | 2.8414 | 3.1478 | 3.4738 | 3.8737 | 4.3153 | 4.7766 | 5.3911 | 5.8943 | 6.3554 | 6.7788 | 7.2318 | 7.5722 | 7.8299 | 8.1886 | 8.5054 | 8.7361 | 8.8576 | 8.9537 | 9.0014 | 9.1351 | 9.2129 | 8.8578 | 8.6161 | 8.5986 | 8.6114 | 8.5725 | 8.6289
PSS | FAZAKERLEY HOSPITAL T1 / JACOBS T1 / JACOBS T2 / SEEDS LA T1 | 13.8367 | 14.162 | 14.183 | 14.2649 | 14.3144 | 14.3373 | 14.3885 | 14.5062 | 14.4861 | 14.703 | 14.8079 | 15.111 | 15.3806 | 15.6674 | 16.0224 | 16.3769 | 16.9065 | 17.3728 | 17.9331 | 18.4777 | 18.9899 | 19.4884 | 20.0382 | 20.3671 | 20.4763 | 20.5765 | 20.4875 | 20.3578 | 20.0826 | 20.0478 | 13.8367 | 12.8495 | 12.537 | 12.3769 | 12.2052 | 12.1587 | 12.1399 | 12.2897 | 12.3175 | 12.5569 | 12.7379 | 13.1326 | 13.5188 | 13.8454 | 14.2103 | 14.5124 | 14.8577 | 15.0147 | 15.1734 | 15.138 | 15.0428 | 14.8856 | 14.8011 | 14.5826 | 14.1926 | 13.896 | 13.6213 | 13.3252 | 12.954 | 12.7631 | 13.8367 | 13.4282 | 13.2538 | 13.2337 | 13.1771 | 13.2193 | 13.258 | 13.4507 | 13.5381 | 13.6944 | 13.8085 | 14.1878 | 14.6011 | 14.9887 | 15.4431 | 15.8572 | 16.3909 | 16.7551 | 17.0684 | 17.1288 | 17.168 | 17.1112 | 17.0991 | 16.9192 | 16.6345 | 16.4385 | 16.1644 | 15.8934 | 15.578 | 15.4529 | 13.8367 | 12.331 | 11.9409 | 11.7017 | 11.5481 | 11.5051 | 11.4797 | 11.6275 | 11.6862 | 12.0032 | 12.2986 | 12.8308 | 13.4286 | 14.0316 | 14.6027 | 15.051 | 15.5088 | 15.7681 | 15.862 | 15.6074 | 15.2716 | 14.8666 | 14.46 | 13.9337 | 13.3093 | 12.7353 | 12.1343 | 11.5907 | 10.9172 | 10.414 | 13.8367 | 13.1416 | 12.8743 | 12.7872 | 12.7614 | 12.8618 | 12.9885 | 13.2554 | 13.4141 | 13.7764 | 14.0434 | 14.4903 | 14.9118 | 15.3107 | 15.7746 | 16.199 | 16.6952 | 17.0329 | 17.2748 | 17.3054 | 17.2931 | 17.2022 | 17.2006 | 17.0782 | 16.6 | 16.3088 | 16.0825 | 15.8484 | 15.5456 | 15.4395
PSS | FERODO T1 | 2.8122 | 3.0406 | 3.0946 | 3.1705 | 3.2657 | 3.3458 | 3.4573 | 3.5915 | 3.7057 | 3.8697 | 3.9901 | 4.1751 | 4.3532 | 4.5595 | 4.7578 | 4.9902 | 5.3153 | 5.6395 | 6.0047 | 6.3542 | 6.6724 | 7.0233 | 7.3782 | 7.6461 | 7.8349 | 7.954 | 8.0825 | 8.1842 | 8.2372 | 8.3636 | 2.8122 | 2.8004 | 2.8869 | 3.0126 | 3.1695 | 3.3344 | 3.5397 | 3.8169 | 4.0489 | 4.3221 | 4.5595 | 4.8573 | 5.2011 | 5.5001 | 5.7377 | 5.8643 | 6.103 | 6.2949 | 6.6044 | 6.7008 | 6.7973 | 6.9438 | 7.1424 | 7.2721 | 7.2092 | 7.0516 | 7.0634 | 7.0851 | 7.0915 | 7.1598 | 2.8122 | 2.9431 | 2.9987 | 3.1098 | 3.2169 | 3.3209 | 3.4749 | 3.6866 | 3.8916 | 4.0933 | 4.3049 | 4.602 | 4.9303 | 5.2579 | 5.5358 | 5.7782 | 6.1535 | 6.4527 | 6.7189 | 6.8671 | 6.9755 | 7.0694 | 7.173 | 7.2259 | 7.2101 | 7.2126 | 7.2258 | 7.2429 | 7.2493 | 7.3153 | 2.8122 | 2.754 | 2.7634 | 2.8675 | 2.9974 | 3.1629 | 3.3635 | 3.6344 | 3.8956 | 4.232 | 4.5495 | 4.9138 | 5.3067 | 5.6973 | 5.9921 | 6.2406 | 6.5334 | 6.7539 | 6.937 | 6.93 | 6.9111 | 6.8925 | 6.8608 | 6.7721 | 6.5485 | 6.3382 | 6.152 | 5.9792 | 5.7748 | 5.6148 | 2.8122 | 2.8912 | 2.9121 | 3.022 | 3.2137 | 3.478 | 3.788 | 4.1488 | 4.5165 | 5.0092 | 5.4533 | 5.8989 | 6.3595 | 6.8354 | 7.2532 | 7.5939 | 8.0367 | 8.4485 | 8.8135 | 8.9629 | 9.055 | 9.1479 | 9.2865 | 9.3527 | 8.9055 | 8.6444 | 8.6403 | 8.6402 | 8.5995 | 8.6275
PSS | FISONS T1 | 2.7154 | 2.974 | 2.9948 | 3.043 | 3.0927 | 3.148 | 3.2055 | 3.2788 | 3.3272 | 3.3825 | 3.4051 | 3.4696 | 3.5198 | 3.5741 | 3.642 | 3.6983 | 3.7898 | 3.8453 | 3.9044 | 3.9661 | 4.0014 | 4.0386 | 4.0807 | 4.0952 | 4.078 | 4.0735 | 4.0453 | 4.0221 | 3.9809 | 3.988 | 2.7154 | 2.9748 | 2.963 | 2.9898 | 3.0252 | 3.085 | 3.1181 | 3.1911 | 3.2354 | 3.3072 | 3.3615 | 3.4641 | 3.5755 | 3.6657 | 3.7766 | 3.8647 | 3.9847 | 4.0526 | 4.1387 | 4.1487 | 4.1629 | 4.1334 | 4.1198 | 4.0641 | 3.9838 | 3.9328 | 3.881 | 3.8101 | 3.7148 | 3.6695 | 2.7154 | 3.0085 | 3.0148 | 3.0297 | 3.0705 | 3.0927 | 3.133 | 3.2121 | 3.266 | 3.3034 | 3.3236 | 3.3897 | 3.4616 | 3.5094 | 3.5938 | 3.6539 | 3.7448 | 3.7945 | 3.8454 | 3.86 | 3.875 | 3.8738 | 3.886 | 3.8484 | 3.7799 | 3.7291 | 3.6498 | 3.5654 | 3.4775 | 3.418 | 2.7154 | 2.9462 | 2.9116 | 2.9262 | 2.9868 | 3.0663 | 3.1003 | 3.1643 | 3.1864 | 3.249 | 3.2685 | 3.3157 | 3.3654 | 3.3774 | 3.4138 | 3.404 | 3.4353 | 3.4279 | 3.4238 | 3.3468 | 3.2715 | 3.1792 | 3.1155 | 3.0408 | 2.9616 | 2.9049 | 2.8427 | 2.7729 | 2.6841 | 2.6307 | 2.7154 | 2.7931 | 2.7875 | 2.8048 | 2.8394 | 2.8813 | 2.9333 | 3.0174 | 3.0682 | 3.1483 | 3.209 | 3.3133 | 3.4252 | 3.5166 | 3.6356 | 3.736 | 3.8561 | 3.9277 | 4.0003 | 4.016 | 4.0312 | 4.0153 | 4.0137 | 3.9731 | 3.9003 | 3.8705 | 3.8246 | 3.7676 | 3.6943 | 3.6595
PSS | FLINT T1 / FLINT T2 | 6.8072 | 6.1889 | 6.2349 | 6.3272 | 6.3934 | 6.4392 | 6.4899 | 6.596 | 6.6599 | 6.8035 | 6.8736 | 7.0636 | 7.2381 | 7.4391 | 7.6914 | 7.9363 | 8.2982 | 8.6584 | 9.0612 | 9.4702 | 9.894 | 10.2876 | 10.6765 | 10.9162 | 11.0438 | 11.1333 | 11.0647 | 10.9528 | 10.6929 | 10.5568 | 6.8072 | 5.8884 | 5.8312 | 5.8414 | 5.8884 | 6.0177 | 6.1357 | 6.3587 | 6.5316 | 6.8311 | 7.1105 | 7.4772 | 7.8547 | 8.1888 | 8.5197 | 8.7807 | 9.0676 | 9.2189 | 9.3676 | 9.3968 | 9.4033 | 9.3532 | 9.3365 | 9.2456 | 9.1236 | 9.0432 | 8.9562 | 8.8571 | 8.6921 | 8.6474 | 6.8072 | 5.9916 | 5.9753 | 5.9851 | 5.9979 | 6.0395 | 6.1192 | 6.3025 | 6.4535 | 6.6408 | 6.8278 | 7.1375 | 7.5101 | 7.8745 | 8.2656 | 8.6303 | 9.0109 | 9.2849 | 9.4745 | 9.488 | 9.4971 | 9.4416 | 9.4203 | 9.3007 | 9.1257 | 8.9904 | 8.8177 | 8.6455 | 8.4194 | 8.2983 | 6.8072 | 5.6749 | 5.5578 | 5.5321 | 5.5716 | 5.7082 | 5.8422 | 6.0774 | 6.2887 | 6.6726 | 7.0953 | 7.6394 | 8.2656 | 8.9206 | 9.5485 | 10.0976 | 10.589 | 10.9327 | 11.1075 | 11.0173 | 10.8653 | 10.6234 | 10.3273 | 9.9396 | 9.5089 | 9.1245 | 8.6914 | 8.2859 | 7.7592 | 7.3428 | 6.8072 | 5.9458 | 5.9075 | 5.9182 | 6.0345 | 6.1821 | 6.3738 | 6.6366 | 6.8427 | 7.1621 | 7.4254 | 7.7573 | 8.1233 | 8.4634 | 8.8188 | 9.1443 | 9.4861 | 9.7117 | 9.8864 | 9.9102 | 9.9256 | 9.8903 | 9.8976 | 9.8672 | 9.7624 | 9.7483 | 9.7088 | 9.6772 | 9.5789 | 9.6057
PSS | FODENS T1 | 5.0166 | 5.5317 | 5.6001 | 5.7176 | 5.834 | 5.8981 | 6.012 | 6.1609 | 6.2739 | 6.4568 | 6.572 | 6.7708 | 6.9932 | 7.2053 | 7.4443 | 7.6881 | 8.0026 | 8.2592 | 8.5561 | 8.811 | 9.0687 | 9.2875 | 9.5282 | 9.6383 | 9.7059 | 9.7663 | 9.7454 | 9.6905 | 9.5927 | 9.5888 | 5.0166 | 5.4369 | 5.4551 | 5.5411 | 5.6535 | 5.8371 | 6.0235 | 6.315 | 6.5394 | 6.8492 | 7.1421 | 7.5189 | 7.8742 | 8.1717 | 8.482 | 8.6652 | 8.9683 | 9.1378 | 9.3469 | 9.423 | 9.458 | 9.4311 | 9.4242 | 9.3473 | 9.2248 | 9.1221 | 9.017 | 8.8967 | 8.7343 | 8.6558 | 5.0166 | 5.4901 | 5.5347 | 5.6074 | 5.6872 | 5.765 | 5.8872 | 6.1077 | 6.302 | 6.5172 | 6.7171 | 7.0573 | 7.4246 | 7.7777 | 8.1707 | 8.4754 | 8.87 | 9.1509 | 9.3836 | 9.4864 | 9.5442 | 9.5929 | 9.6204 | 9.5492 | 9.4235 | 9.3018 | 9.1389 | 8.9744 | 8.7803 | 8.6456 | 5.0166 | 5.3614 | 5.3321 | 5.3864 | 5.5056 | 5.7139 | 5.8994 | 6.1658 | 6.3886 | 6.6945 | 6.9327 | 7.2496 | 7.5675 | 7.8128 | 8.0634 | 8.1996 | 8.3874 | 8.5044 | 8.5612 | 8.4327 | 8.2833 | 8.0903 | 7.9166 | 7.6906 | 7.4427 | 7.2381 | 6.9988 | 6.7841 | 6.4809 | 6.2595 | 5.0166 | 5.4704 | 5.4973 | 5.5727 | 5.7529 | 5.937 | 6.1726 | 6.481 | 6.7237 | 7.0563 | 7.3416 | 7.7149 | 8.0888 | 8.4359 | 8.8073 | 9.0926 | 9.4565 | 9.7028 | 9.9216 | 10.011 | 10.0541 | 10.0679 | 10.0834 | 10.0533 | 9.9476 | 9.931 | 9.8864 | 9.8386 | 9.7463 | 9.7293
PSS | FORD T1 / OXTON T1 / PRENTON LOCAL T1 / SINGLETON AVE T2 | 19.7923 | 22.8447 | 22.7959 | 22.8363 | 22.8908 | 22.9046 | 23.0357 | 23.4096 | 23.6657 | 24.2298 | 24.7322 | 25.6618 | 26.5825 | 27.6085 | 28.7825 | 30.0469 | 31.5448 | 32.9812 | 34.5365 | 35.9644 | 37.1501 | 38.2695 | 39.2941 | 39.8619 | 40.0646 | 40.2757 | 40.1297 | 39.9305 | 39.4635 | 39.4087 | 19.7923 | 19.9693 | 20.0336 | 20.499 | 21.0962 | 22.3978 | 24.1056 | 26.2253 | 28.199 | 30.1162 | 31.8545 | 33.677 | 36.138 | 37.9686 | 38.9159 | 39.5759 | 40.6855 | 41.4376 | 43.0202 | 43.4404 | 43.4293 | 44.7868 | 46.5342 | 48.2696 | 50.3279 | 47.1233 | 46.2659 | 45.5831 | 45.1956 | 44.8314 | 19.7923 | 21.2775 | 20.9043 | 20.7939 | 20.8353 | 21.0166 | 21.3088 | 21.9482 | 22.7112 | 23.5062 | 24.3147 | 25.5368 | 26.8977 | 28.2464 | 29.6502 | 30.9613 | 32.2619 | 33.2205 | 33.9177 | 34.2302 | 34.3902 | 34.7118 | 35.0787 | 35.0264 | 34.7198 | 34.3247 | 33.8739 | 33.3189 | 32.6991 | 32.2953 | 19.7923 | 19.0224 | 18.6611 | 18.6841 | 19.0389 | 19.8788 | 20.8569 | 22.2427 | 23.4819 | 24.9526 | 26.2645 | 27.7061 | 29.0145 | 30.0882 | 30.8328 | 31.8243 | 32.5474 | 32.9894 | 33.2584 | 32.6976 | 32.0412 | 31.4717 | 30.799 | 29.8647 | 28.5377 | 27.303 | 26.1345 | 24.9985 | 23.6322 | 22.4203 | 19.7923 | 20.5981 | 20.3508 | 20.6233 | 21.5988 | 23.1438 | 25.1395 | 27.3612 | 29.8101 | 32.9294 | 35.9394 | 38.7588 | 42.4994 | 45.9162 | 48.6913 | 51.1526 | 53.939 | 56.3828 | 58.5753 | 59.8047 | 60.1244 | 61.4568 | 62.6157 | 63.7056 | 66.1366 | 63.4502 | 63.0453 | 62.6856 | 62.302 | 62.0079
PSS | FORDEN T1 | 3.6139 | 3.8737 | 3.8893 | 3.9258 | 3.9645 | 4.0351 | 4.1058 | 4.2213 | 4.3119 | 4.4529 | 4.5808 | 4.7628 | 4.9433 | 5.1376 | 5.332 | 5.5725 | 5.8732 | 6.1598 | 6.4579 | 6.7413 | 6.9649 | 7.2131 | 7.4758 | 7.6863 | 7.8116 | 7.9064 | 8.0165 | 8.1312 | 8.2262 | 8.399 | 3.6139 | 3.5368 | 3.5862 | 3.6755 | 3.7985 | 3.9195 | 4.0602 | 4.2596 | 4.4207 | 4.6172 | 4.7777 | 5.0058 | 5.2153 | 5.3933 | 5.5248 | 5.6002 | 5.7593 | 5.8441 | 6.1404 | 6.2642 | 6.3301 | 6.4396 | 6.5978 | 6.7045 | 6.837 | 6.734 | 6.7441 | 6.7606 | 6.7951 | 6.8827 | 3.6139 | 3.7097 | 3.724 | 3.7762 | 3.8359 | 3.9238 | 4.0317 | 4.2334 | 4.4053 | 4.5805 | 4.7588 | 4.9988 | 5.2625 | 5.5264 | 5.7526 | 5.9441 | 6.2465 | 6.5084 | 6.7288 | 6.873 | 6.9731 | 7.0697 | 7.1828 | 7.2263 | 7.2006 | 7.1808 | 7.161 | 7.1415 | 7.1092 | 7.1343 | 3.6139 | 3.4551 | 3.4354 | 3.4652 | 3.5488 | 3.7009 | 3.8771 | 4.1441 | 4.3896 | 4.6933 | 4.9361 | 5.2088 | 5.4695 | 5.6792 | 5.8156 | 5.8445 | 6.0043 | 6.1629 | 6.3148 | 6.3151 | 6.3126 | 6.3512 | 6.3978 | 6.41 | 6.2795 | 6.1216 | 6.0285 | 5.9344 | 5.8148 | 5.7197 | 3.6139 | 3.643 | 3.6155 | 3.6562 | 3.7837 | 3.9935 | 4.2194 | 4.5119 | 4.7894 | 5.1762 | 5.5146 | 5.8567 | 6.1829 | 6.5233 | 6.8266 | 7.0854 | 7.3993 | 7.678 | 8.0058 | 8.1745 | 8.2618 | 8.3346 | 8.4481 | 8.4866 | 8.1833 | 7.9576 | 7.9287 | 7.901 | 7.8471 | 7.8501
PSS | FOUR CROSSES T1 | 2.3828 | 2.3046 | 2.3276 | 2.3754 | 2.3951 | 2.4443 | 2.4969 | 2.5566 | 2.6035 | 2.6866 | 2.7377 | 2.8217 | 2.9104 | 2.9954 | 3.1003 | 3.2149 | 3.3898 | 3.5504 | 3.7446 | 3.9342 | 4.1239 | 4.3217 | 4.5118 | 4.6621 | 4.7552 | 4.8249 | 4.8581 | 4.8853 | 4.8531 | 4.8793 | 2.3828 | 2.2429 | 2.2537 | 2.2885 | 2.3383 | 2.3955 | 2.4526 | 2.5537 | 2.6332 | 2.7347 | 2.8349 | 2.9937 | 3.164 | 3.3194 | 3.4618 | 3.5931 | 3.7426 | 3.8236 | 3.9516 | 4.0072 | 4.0421 | 4.06 | 4.1233 | 4.1332 | 4.1623 | 4.1254 | 4.114 | 4.0986 | 4.0748 | 4.0981 | 2.3828 | 2.2833 | 2.2959 | 2.3318 | 2.359 | 2.4055 | 2.4614 | 2.5632 | 2.6482 | 2.7235 | 2.8113 | 2.9479 | 3.1194 | 3.2633 | 3.4179 | 3.5465 | 3.7385 | 3.8864 | 4.0058 | 4.0476 | 4.0842 | 4.1063 | 4.1256 | 4.1144 | 4.0665 | 4.033 | 3.9934 | 3.9606 | 3.9191 | 3.9167 | 2.3828 | 2.2136 | 2.2041 | 2.2231 | 2.2695 | 2.3445 | 2.4362 | 2.5633 | 2.6994 | 2.8772 | 3.0538 | 3.3072 | 3.5907 | 3.8739 | 4.1247 | 4.3199 | 4.5414 | 4.7096 | 4.8287 | 4.8115 | 4.776 | 4.7346 | 4.6707 | 4.5771 | 4.4232 | 4.2823 | 4.1474 | 4.0232 | 3.8573 | 3.7431 | 2.3828 | 2.2792 | 2.2702 | 2.2998 | 2.3644 | 2.4708 | 2.5823 | 2.7295 | 2.8678 | 3.0467 | 3.2086 | 3.3988 | 3.5975 | 3.7859 | 3.9778 | 4.1444 | 4.3459 | 4.4918 | 4.6225 | 4.6869 | 4.7296 | 4.7489 | 4.7974 | 4.806 | 4.6768 | 4.5824 | 4.5515 | 4.5303 | 4.4853 | 4.4918
PSS | FRODSHAM LOCAL T1 | 7.0546 | 7.0123 | 7.1693 | 7.3932 | 7.6386 | 7.7147 | 7.8636 | 8.095 | 8.2954 | 8.5774 | 8.7711 | 9.1399 | 9.5085 | 9.9229 | 10.3463 | 10.6966 | 11.2621 | 11.8127 | 12.4167 | 13.0174 | 13.5973 | 14.1418 | 14.6709 | 15.0146 | 15.2128 | 15.354 | 15.3671 | 15.3503 | 15.1937 | 15.1901 | 7.0546 | 6.4646 | 6.6074 | 6.8803 | 7.2314 | 7.6122 | 8.0857 | 8.7314 | 9.3607 | 10.0912 | 10.6965 | 11.4106 | 12.1973 | 12.8715 | 13.4238 | 13.5257 | 14.0401 | 14.4298 | 14.9327 | 15.1793 | 15.3852 | 15.7363 | 16.1336 | 16.2947 | 15.7949 | 15.3477 | 15.2657 | 15.1867 | 15.0795 | 15.052 | 7.0546 | 6.7118 | 6.846 | 7.0657 | 7.3175 | 7.5205 | 7.7816 | 8.1956 | 8.6892 | 9.2132 | 9.6854 | 10.3321 | 11.0725 | 11.788 | 12.51 | 12.9751 | 13.696 | 14.273 | 14.7311 | 15.0044 | 15.1778 | 15.3515 | 15.5031 | 15.5246 | 15.4214 | 15.368 | 15.2989 | 15.211 | 15.0833 | 15.0304 | 7.0546 | 6.2178 | 6.2635 | 6.4285 | 6.7518 | 7.1078 | 7.5012 | 8.0636 | 8.6258 | 9.3531 | 9.9688 | 10.6988 | 11.4321 | 12.1236 | 12.71 | 13.136 | 13.6735 | 14.0894 | 14.3844 | 14.3438 | 14.2699 | 14.1305 | 13.935 | 13.6322 | 13.1964 | 12.7665 | 12.3576 | 11.9794 | 11.4955 | 11.0976 | 7.0546 | 6.5833 | 6.6897 | 6.9507 | 7.4418 | 7.9511 | 8.5769 | 9.313 | 10.1091 | 11.1349 | 12.0018 | 12.8929 | 13.8964 | 14.8605 | 15.7507 | 16.287 | 17.1668 | 17.9394 | 18.5775 | 18.98 | 19.224 | 19.5802 | 19.9199 | 20.0032 | 19.2161 | 18.8743 | 18.892 | 18.8983 | 18.8373 | 18.8693
PSS | GADBROOK T1 | 4.6884 | 5.1492 | 5.1863 | 5.2525 | 5.3255 | 5.4104 | 5.5119 | 5.6743 | 5.7835 | 5.9604 | 6.0911 | 6.2948 | 6.4982 | 6.7092 | 6.9337 | 7.187 | 7.5264 | 7.8525 | 8.2096 | 8.5406 | 8.8516 | 9.1771 | 9.5175 | 9.758 | 9.9118 | 10.034 | 10.1336 | 10.2239 | 10.2602 | 10.3966 | 4.6884 | 4.7565 | 4.6841 | 4.679 | 4.7154 | 4.8148 | 4.9132 | 5.0798 | 5.2171 | 5.4155 | 5.5869 | 5.8293 | 6.0569 | 6.249 | 6.4406 | 6.5757 | 6.7722 | 6.8768 | 6.9963 | 7.0248 | 7.0516 | 7.0538 | 7.1025 | 7.0554 | 6.8802 | 6.758 | 6.6749 | 6.5763 | 6.4566 | 6.4149 | 4.6884 | 4.9454 | 4.9627 | 5.0372 | 5.1277 | 5.2286 | 5.3492 | 5.5409 | 5.7032 | 5.8521 | 6.0267 | 6.3173 | 6.6401 | 6.9623 | 7.2555 | 7.5453 | 7.9398 | 8.2576 | 8.5206 | 8.668 | 8.7814 | 8.834 | 8.9081 | 8.8947 | 8.8186 | 8.7889 | 8.7515 | 8.7257 | 8.6782 | 8.7108 | 4.6884 | 4.6342 | 4.5737 | 4.5787 | 4.6477 | 4.7564 | 4.8537 | 5.0393 | 5.1827 | 5.4104 | 5.611 | 5.882 | 6.1737 | 6.4189 | 6.6506 | 6.8113 | 7.0026 | 7.1496 | 7.2306 | 7.1626 | 7.0757 | 6.9675 | 6.8641 | 6.704 | 6.4762 | 6.2419 | 6.0373 | 5.8303 | 5.5786 | 5.4008 | 4.6884 | 4.8395 | 4.7802 | 4.8178 | 4.9475 | 5.1408 | 5.3487 | 5.6135 | 5.868 | 6.2215 | 6.5468 | 6.9144 | 7.2373 | 7.5813 | 7.9193 | 8.2256 | 8.6017 | 8.9177 | 9.1107 | 9.22 | 9.2969 | 9.3259 | 9.4218 | 9.4335 | 9.0672 | 8.8673 | 8.8093 | 8.7498 | 8.6545 | 8.6482
PSS | GAERWEN VIEW T1 | 2.1571 | 1.8482 | 1.8726 | 1.9081 | 1.9435 | 1.9752 | 2.0202 | 2.0761 | 2.1182 | 2.1862 | 2.2235 | 2.289 | 2.3607 | 2.4353 | 2.5153 | 2.6228 | 2.7688 | 2.9017 | 3.0647 | 3.2179 | 3.3792 | 3.5402 | 3.6895 | 3.803 | 3.8686 | 3.9196 | 3.9343 | 3.9213 | 3.8715 | 3.8576 | 2.1571 | 1.8488 | 1.8747 | 1.9141 | 1.9628 | 2.0201 | 2.0974 | 2.207 | 2.297 | 2.4253 | 2.533 | 2.6878 | 2.854 | 3.0242 | 3.1685 | 3.3024 | 3.4492 | 3.53 | 3.6644 | 3.7174 | 3.7274 | 3.7674 | 3.8326 | 3.8293 | 3.7817 | 3.7321 | 3.7024 | 3.6904 | 3.6506 | 3.6563 | 2.1571 | 1.8625 | 1.8709 | 1.9004 | 1.9284 | 1.9533 | 2.0068 | 2.0888 | 2.1601 | 2.2356 | 2.3315 | 2.4449 | 2.5926 | 2.718 | 2.859 | 2.977 | 3.1356 | 3.265 | 3.3527 | 3.3717 | 3.3777 | 3.3857 | 3.404 | 3.3801 | 3.3292 | 3.2976 | 3.2367 | 3.1918 | 3.1344 | 3.1118 | 2.1571 | 1.8409 | 1.8422 | 1.8662 | 1.9265 | 2.0051 | 2.0826 | 2.2081 | 2.3309 | 2.4926 | 2.6563 | 2.8867 | 3.1363 | 3.4109 | 3.6497 | 3.8428 | 4.0493 | 4.2026 | 4.2923 | 4.2649 | 4.2207 | 4.1544 | 4.0777 | 3.9733 | 3.8213 | 3.6938 | 3.5637 | 3.4379 | 3.2752 | 3.1604 | 2.1571 | 1.8629 | 1.8711 | 1.9005 | 1.9692 | 2.0493 | 2.1608 | 2.2931 | 2.4153 | 2.5838 | 2.7376 | 2.8984 | 3.0878 | 3.2671 | 3.4485 | 3.6104 | 3.7962 | 3.9344 | 4.0737 | 4.1377 | 4.1567 | 4.1925 | 4.2426 | 4.229 | 4.0912 | 4.0297 | 3.9975 | 3.9856 | 3.9439 | 3.9469
PSS | GIGG LA THELWALL T1 / HILLCLIFFE T1 / STOCKTON HEATH T1 / STRETTON IND EST T1 | 19.3057 | 20.955 | 21.0776 | 21.3454 | 21.5597 | 21.6985 | 21.9414 | 22.3516 | 22.6488 | 23.2111 | 23.6228 | 24.4053 | 25.1693 | 25.9423 | 26.8182 | 27.6527 | 28.6754 | 29.5453 | 30.4311 | 31.2104 | 31.7947 | 32.3067 | 32.8645 | 33.065 | 33.0585 | 33.1712 | 33.1068 | 32.9932 | 32.8297 | 33.0092 | 19.3057 | 19.5684 | 19.5148 | 19.7508 | 20.0778 | 20.8415 | 21.6986 | 22.9663 | 24.0194 | 25.2006 | 26.262 | 27.5132 | 28.8904 | 29.8919 | 30.6713 | 31.1335 | 31.9635 | 32.4753 | 33.3859 | 33.6831 | 33.7319 | 34.1335 | 34.6395 | 35.008 | 35.3943 | 34.07 | 33.5391 | 33.0099 | 32.4923 | 32.1658 | 19.3057 | 20.1902 | 20.0424 | 20.082 | 20.1246 | 20.2855 | 20.5646 | 21.1454 | 21.6464 | 22.2349 | 22.8312 | 23.7944 | 24.835 | 25.8175 | 26.9284 | 27.9318 | 28.9554 | 29.7153 | 30.3738 | 30.6908 | 30.9679 | 31.2247 | 31.4577 | 31.3084 | 30.9661 | 30.6166 | 30.104 | 29.5688 | 28.951 | 28.5117 | 19.3057 | 18.9591 | 18.7011 | 18.7219 | 18.9756 | 19.6127 | 20.2193 | 21.1468 | 21.8173 | 22.7047 | 23.2767 | 23.9612 | 24.441 | 24.5959 | 24.7588 | 24.7339 | 24.8317 | 24.8647 | 24.8611 | 24.4013 | 23.8982 | 23.4312 | 23.0503 | 22.5593 | 21.9034 | 21.3331 | 20.7892 | 20.2226 | 19.4826 | 18.8614 | 19.3057 | 19.8874 | 19.7556 | 19.9241 | 20.522 | 21.4037 | 22.4953 | 23.8508 | 25.115 | 26.7931 | 28.3415 | 29.9924 | 31.9294 | 33.678 | 35.2798 | 36.6657 | 38.2129 | 39.4812 | 40.6487 | 41.2632 | 41.5004 | 42.0093 | 42.43 | 42.6944 | 43.212 | 42.2298 | 41.9541 | 41.6779 | 41.2998 | 41.0984
PSS | GILBROOK DOCK T1 / HILL RD T1 / MOBIL OIL (WALLASEY) T1 | 8.077 | 9.2449 | 9.2344 | 9.2733 | 9.3074 | 9.3076 | 9.3484 | 9.4594 | 9.5004 | 9.6889 | 9.7846 | 10.0246 | 10.264 | 10.5814 | 10.9847 | 11.4471 | 12.0811 | 12.7605 | 13.5748 | 14.402 | 15.278 | 16.1415 | 16.9489 | 17.4798 | 17.7668 | 17.9425 | 17.8114 | 17.5682 | 16.9927 | 16.6195 | 8.077 | 8.285 | 8.0957 | 8.0288 | 8.0356 | 8.1738 | 8.2775 | 8.4894 | 8.6569 | 9.0367 | 9.4014 | 9.8794 | 10.369 | 10.8033 | 11.1764 | 11.5084 | 11.767 | 11.8462 | 11.9066 | 11.794 | 11.6383 | 11.412 | 11.3296 | 11.1423 | 10.89 | 10.7573 | 10.5561 | 10.3943 | 10.1516 | 10.058 | 8.077 | 8.7049 | 8.5678 | 8.5359 | 8.5419 | 8.6067 | 8.7329 | 8.9903 | 9.2949 | 9.5718 | 9.8587 | 10.3217 | 10.915 | 11.4974 | 12.106 | 12.6829 | 13.2691 | 13.6839 | 13.8841 | 13.8379 | 13.7346 | 13.5294 | 13.4066 | 13.1716 | 12.8687 | 12.6533 | 12.3602 | 12.0994 | 11.7807 | 11.6406 | 8.077 | 7.9086 | 7.6679 | 7.5648 | 7.6061 | 7.7238 | 7.8902 | 8.2272 | 8.5822 | 9.2848 | 10.0959 | 11.1683 | 12.4455 | 13.8685 | 15.1214 | 16.3316 | 17.367 | 18.084 | 18.4332 | 18.2671 | 17.9796 | 17.4839 | 16.8398 | 16.0142 | 15.0842 | 14.2284 | 13.2778 | 12.4075 | 11.3299 | 10.5037 | 8.077 | 8.5181 | 8.3536 | 8.312 | 8.4707 | 8.6981 | 8.9791 | 9.3307 | 9.6705 | 10.1281 | 10.4993 | 10.9342 | 11.4265 | 11.8815 | 12.3354 | 12.7776 | 13.1971 | 13.4429 | 13.5731 | 13.4813 | 13.3629 | 13.1798 | 13.1297 | 13.0605 | 12.8449 | 12.783 | 12.6574 | 12.5967 | 12.4595 | 12.5092
PSS | GLAN-YR-AFON T1 | 2.6538 | 2.6758 | 2.6892 | 2.7213 | 2.7613 | 2.7968 | 2.8336 | 2.8966 | 2.94 | 3.0168 | 3.0712 | 3.1624 | 3.2567 | 3.3624 | 3.4881 | 3.6358 | 3.8215 | 4.0143 | 4.2343 | 4.4527 | 4.6453 | 4.8461 | 5.0422 | 5.1731 | 5.2365 | 5.2829 | 5.2787 | 5.2436 | 5.1587 | 5.1286 | 2.6538 | 2.5365 | 2.5613 | 2.6147 | 2.6949 | 2.7774 | 2.8564 | 2.9836 | 3.0795 | 3.2084 | 3.3323 | 3.4942 | 3.6575 | 3.7994 | 3.9207 | 4.0136 | 4.1079 | 4.1559 | 4.2833 | 4.3337 | 4.3344 | 4.3354 | 4.3842 | 4.3863 | 4.5047 | 4.4375 | 4.4095 | 4.3859 | 4.3524 | 4.3725 | 2.6538 | 2.6182 | 2.6187 | 2.6432 | 2.6786 | 2.7203 | 2.7983 | 2.917 | 3.0236 | 3.1402 | 3.2585 | 3.4131 | 3.5909 | 3.7479 | 3.9111 | 4.0466 | 4.2193 | 4.3383 | 4.4152 | 4.4299 | 4.4244 | 4.4141 | 4.4178 | 4.3684 | 4.3032 | 4.2442 | 4.1644 | 4.0956 | 4.011 | 3.9735 | 2.6538 | 2.5013 | 2.4904 | 2.5172 | 2.5977 | 2.69 | 2.8138 | 2.9927 | 3.167 | 3.4128 | 3.6495 | 3.9431 | 4.2541 | 4.5719 | 4.8304 | 5.0296 | 5.262 | 5.4316 | 5.5401 | 5.5092 | 5.4523 | 5.3693 | 5.2655 | 5.1247 | 4.9222 | 4.7326 | 4.5388 | 4.3616 | 4.1439 | 3.9782 | 2.6538 | 2.585 | 2.5819 | 2.6057 | 2.6935 | 2.8037 | 2.9377 | 3.0961 | 3.2342 | 3.4232 | 3.5792 | 3.7483 | 3.9246 | 4.0859 | 4.2432 | 4.383 | 4.5296 | 4.6353 | 4.7653 | 4.8265 | 4.8392 | 4.8412 | 4.8767 | 4.8678 | 4.8647 | 4.7784 | 4.7386 | 4.7118 | 4.6611 | 4.6606
PSS | GRAIG FAWR T1 | 5.6826 | 6.163 | 6.2615 | 6.4048 | 6.5453 | 6.8059 | 7.0657 | 7.3945 | 7.7026 | 8.0832 | 8.407 | 8.8225 | 9.2548 | 9.6829 | 10.1334 | 10.7206 | 11.4488 | 12.157 | 12.9314 | 13.6705 | 14.3131 | 15.009 | 15.7212 | 16.3152 | 16.7334 | 17.0092 | 17.3401 | 17.6811 | 17.952 | 18.358 | 5.6826 | 5.9389 | 6.1137 | 6.3926 | 6.7194 | 7.09 | 7.5026 | 8.0692 | 8.5491 | 9.0703 | 9.526 | 10.1278 | 10.7591 | 11.3011 | 11.7267 | 12.056 | 12.5174 | 12.7948 | 13.3183 | 13.5693 | 13.7352 | 14.0063 | 14.4021 | 14.6431 | 14.7017 | 14.4613 | 14.5215 | 14.561 | 14.6067 | 14.7894 | 5.6826 | 6.1017 | 6.2705 | 6.5263 | 6.7595 | 7.0341 | 7.3855 | 7.8691 | 8.3135 | 8.7504 | 9.2046 | 9.8424 | 10.546 | 11.2114 | 11.7981 | 12.3126 | 13.1108 | 13.7802 | 14.3858 | 14.7146 | 14.9799 | 15.2328 | 15.4811 | 15.6218 | 15.5887 | 15.5973 | 15.6387 | 15.7029 | 15.7599 | 15.9228 | 5.6826 | 5.919 | 6.0166 | 6.228 | 6.5331 | 6.9764 | 7.4558 | 8.0998 | 8.7258 | 9.4353 | 10.0661 | 10.8279 | 11.5713 | 12.2573 | 12.7608 | 13.0819 | 13.6038 | 14.0549 | 14.4327 | 14.4518 | 14.4212 | 14.4806 | 14.5408 | 14.4726 | 14.1158 | 13.7471 | 13.4965 | 13.2507 | 12.93 | 12.7095 | 5.6826 | 6.0676 | 6.1096 | 6.3389 | 6.7312 | 7.3308 | 7.9806 | 8.7485 | 9.5327 | 10.5637 | 11.4963 | 12.4369 | 13.3569 | 14.2949 | 15.1608 | 15.9214 | 16.8255 | 17.5721 | 18.1605 | 18.5227 | 18.7434 | 18.9518 | 19.2626 | 19.4065 | 18.5114 | 17.8833 | 17.8227 | 17.7831 | 17.6969 | 17.7331
PSS | GRAVEL T1 / WCB PLASTICS T1 / WHARTON T1 | 6.7157 | 7.0232 | 7.0839 | 7.181 | 7.2561 | 7.3622 | 7.4575 | 7.5793 | 7.6288 | 7.772 | 7.8331 | 7.986 | 8.1105 | 8.2257 | 8.3541 | 8.4843 | 8.6768 | 8.831 | 8.9859 | 9.1359 | 9.2488 | 9.3638 | 9.5209 | 9.602 | 9.6058 | 9.6194 | 9.6142 | 9.6056 | 9.5792 | 9.6687 | 6.7157 | 6.8547 | 6.804 | 6.8059 | 6.7685 | 6.8119 | 6.8835 | 7.0641 | 7.1669 | 7.3068 | 7.438 | 7.6953 | 8.0282 | 8.3132 | 8.6334 | 8.9137 | 9.274 | 9.5084 | 9.7859 | 9.8654 | 9.8753 | 9.8941 | 9.9401 | 9.8763 | 9.5416 | 9.3175 | 9.1753 | 9.0162 | 8.8012 | 8.7041 | 6.7157 | 6.9711 | 6.9743 | 7.0357 | 7.0413 | 7.0858 | 7.129 | 7.2427 | 7.2663 | 7.3138 | 7.342 | 7.4843 | 7.646 | 7.7512 | 7.9096 | 8.0362 | 8.2576 | 8.431 | 8.6049 | 8.6641 | 8.7289 | 8.7722 | 8.8301 | 8.7813 | 8.6841 | 8.5896 | 8.4751 | 8.3511 | 8.205 | 8.1533 | 6.7157 | 6.7633 | 6.6612 | 6.6448 | 6.635 | 6.7037 | 6.7621 | 6.8665 | 6.8778 | 6.9813 | 7.0129 | 7.1568 | 7.2913 | 7.394 | 7.528 | 7.5731 | 7.6711 | 7.719 | 7.716 | 7.558 | 7.3878 | 7.2546 | 7.1424 | 7.0087 | 6.8187 | 6.6774 | 6.5436 | 6.4064 | 6.2385 | 6.1408 | 6.7157 | 6.7961 | 6.754 | 6.7914 | 6.8029 | 6.9088 | 7.036 | 7.2444 | 7.4 | 7.6547 | 7.8901 | 8.215 | 8.5845 | 8.9198 | 9.2875 | 9.6099 | 10.0158 | 10.347 | 10.6231 | 10.743 | 10.7625 | 10.7739 | 10.8132 | 10.735 | 10.2691 | 10.0043 | 9.8686 | 9.7126 | 9.5033 | 9.408
PSS | GREASBY T1 / SAUGHALL MASSIE T1 / UPTON T1 | 13.6369 | 14.0458 | 14.1338 | 14.3214 | 14.5029 | 14.5984 | 14.7608 | 15.0587 | 15.2679 | 15.6582 | 15.937 | 16.4645 | 17.0061 | 17.5924 | 18.265 | 18.923 | 19.8168 | 20.6484 | 21.5726 | 22.452 | 23.2613 | 24.014 | 24.7472 | 25.1707 | 25.3615 | 25.5279 | 25.4458 | 25.2857 | 24.9148 | 24.8015 | 13.6369 | 13.0468 | 13.1391 | 13.4183 | 13.778 | 14.474 | 15.3008 | 16.4512 | 17.4453 | 18.5382 | 19.504 | 20.6358 | 22.0847 | 23.2237 | 24.0618 | 24.6242 | 25.4808 | 26.056 | 26.9373 | 27.2101 | 27.2581 | 27.8114 | 28.5131 | 29.1412 | 29.8481 | 28.4826 | 28.0611 | 27.7033 | 27.3793 | 27.1808 | 13.6369 | 13.5051 | 13.4175 | 13.4663 | 13.5266 | 13.6795 | 13.9045 | 14.368 | 14.8476 | 15.3302 | 15.843 | 16.6019 | 17.5044 | 18.3597 | 19.3099 | 20.1421 | 21.0305 | 21.6923 | 22.1697 | 22.3285 | 22.4254 | 22.5447 | 22.677 | 22.5454 | 22.2879 | 21.9913 | 21.6328 | 21.2498 | 20.7928 | 20.5122 | 13.6369 | 12.6788 | 12.5636 | 12.6648 | 12.966 | 13.5131 | 14.0858 | 14.9233 | 15.6424 | 16.5997 | 17.4587 | 18.5297 | 19.6313 | 20.6428 | 21.5129 | 22.3387 | 23.0717 | 23.5624 | 23.8267 | 23.5165 | 23.115 | 22.671 | 22.1558 | 21.4881 | 20.6434 | 19.876 | 19.0981 | 18.3648 | 17.4284 | 16.6937 | 13.6369 | 13.2836 | 13.2573 | 13.4697 | 14.0397 | 14.8782 | 15.9155 | 17.1533 | 18.4165 | 20.0208 | 21.5231 | 23.0314 | 24.9756 | 26.7486 | 28.3198 | 29.6557 | 31.2097 | 32.517 | 33.6634 | 34.2563 | 34.4539 | 35.0287 | 35.5334 | 35.9623 | 36.8288 | 35.6947 | 35.4736 | 35.2815 | 35.0119 | 34.8854
PSS | GREAT SANKEY T1 / PENKETH T1 / WIDNES RD T1 | 11.5505 | 12.7291 | 12.8285 | 13.0421 | 13.2196 | 13.4069 | 13.6431 | 14.0079 | 14.3401 | 14.7868 | 15.1267 | 15.6825 | 16.2711 | 16.8781 | 17.5814 | 18.3582 | 19.2902 | 20.1859 | 21.123 | 22.0481 | 22.8782 | 23.65 | 24.3876 | 24.8447 | 25.0841 | 25.2914 | 25.2695 | 25.1667 | 24.8773 | 24.814 | 11.5505 | 12.2579 | 12.3835 | 12.7287 | 13.1214 | 13.9061 | 14.7766 | 15.9777 | 17.0229 | 18.1467 | 19.1718 | 20.35 | 21.794 | 22.9442 | 23.804 | 24.4703 | 25.3425 | 25.9145 | 26.8002 | 27.0948 | 27.1643 | 27.6196 | 28.2284 | 28.7668 | 29.3547 | 28.1847 | 27.8049 | 27.459 | 27.1407 | 26.9664 | 11.5505 | 12.4952 | 12.4766 | 12.5642 | 12.6604 | 12.8596 | 13.1539 | 13.6985 | 14.2473 | 14.7936 | 15.36 | 16.2061 | 17.1868 | 18.1432 | 19.171 | 20.1276 | 21.1077 | 21.8433 | 22.3725 | 22.578 | 22.6979 | 22.8428 | 22.9946 | 22.8702 | 22.6071 | 22.3068 | 21.9361 | 21.5443 | 21.0892 | 20.7878 | 11.5505 | 12.0532 | 12.0174 | 12.2254 | 12.605 | 13.2925 | 13.9678 | 14.8842 | 15.6821 | 16.7002 | 17.582 | 18.6746 | 19.7846 | 20.7752 | 21.6503 | 22.4534 | 23.1592 | 23.6552 | 23.9132 | 23.5969 | 23.1891 | 22.7441 | 22.2506 | 21.6219 | 20.8123 | 20.1309 | 19.4081 | 18.7215 | 17.8306 | 17.1301 | 11.5505 | 12.3464 | 12.365 | 12.6143 | 13.2032 | 14.0672 | 15.1223 | 16.3837 | 17.6398 | 19.213 | 20.6937 | 22.2056 | 24.1066 | 25.8525 | 27.4025 | 28.801 | 30.3247 | 31.5847 | 32.682 | 33.2533 | 33.4429 | 33.9367 | 34.3805 | 34.7587 | 35.5005 | 34.5732 | 34.4057 | 34.258 | 34.0333 | 33.9527
PSS | GREAT SUTTON T1 / LITTLE SUTTON T1 / STRAWBERRY ROUNDABOUT T1 / SUTTON HALL WWB T1 / WHITBY MAIN T2 | 20.4046 | 25.6015 | 25.7252 | 26.0086 | 26.3056 | 26.348 | 26.5653 | 27.0474 | 27.3922 | 28.0523 | 28.5498 | 29.4866 | 30.4677 | 31.5532 | 32.7788 | 34.0365 | 35.6467 | 37.2051 | 38.8935 | 40.5407 | 42.1245 | 43.5423 | 44.9378 | 45.7602 | 46.1643 | 46.494 | 46.3823 | 46.0897 | 45.4105 | 45.1953 | 20.4046 | 23.1747 | 23.0977 | 23.434 | 23.8972 | 24.9459 | 26.1473 | 27.8858 | 29.4073 | 31.1803 | 32.77 | 34.6126 | 36.7747 | 38.4816 | 39.7555 | 40.4994 | 41.7165 | 42.4697 | 43.7334 | 44.0891 | 44.1128 | 44.7838 | 45.7391 | 46.538 | 47.4156 | 45.4497 | 44.7727 | 44.1888 | 43.6549 | 43.3257 | 20.4046 | 24.2311 | 23.9605 | 23.9037 | 23.9526 | 24.1612 | 24.5607 | 25.3515 | 26.2201 | 27.1006 | 27.9989 | 29.3853 | 31.0045 | 32.6295 | 34.3676 | 35.9353 | 37.5711 | 38.7983 | 39.6486 | 39.9724 | 40.1551 | 40.298 | 40.4957 | 40.2321 | 39.7204 | 39.2387 | 38.6053 | 37.9264 | 37.1317 | 36.6331 | 20.4046 | 22.2364 | 21.7729 | 21.7152 | 22.0136 | 22.7781 | 23.6119 | 24.9059 | 26.0517 | 27.6718 | 29.1686 | 30.983 | 32.8698 | 34.5715 | 36.0885 | 37.5312 | 38.7676 | 39.59 | 40.0209 | 39.4725 | 38.7863 | 37.9557 | 36.9901 | 35.7463 | 34.2014 | 32.789 | 31.3266 | 29.9297 | 28.1873 | 26.764 | 20.4046 | 23.72 | 23.4955 | 23.6922 | 24.528 | 25.7815 | 27.3746 | 29.2938 | 31.2498 | 33.7704 | 36.0948 | 38.476 | 41.4142 | 44.137 | 46.5707 | 48.6304 | 50.9912 | 52.9417 | 54.6274 | 55.4797 | 55.7507 | 56.4936 | 57.2061 | 57.7929 | 58.8898 | 57.3884 | 57.0854 | 56.832 | 56.4566 | 56.3294
PSS | GREENFIELD T1 / GREENFIELD T2 | 5.9115 | 6.296 | 6.3757 | 6.5041 | 6.6139 | 6.7528 | 6.8864 | 7.0705 | 7.2014 | 7.4198 | 7.5588 | 7.7879 | 8.0131 | 8.2285 | 8.4651 | 8.7378 | 9.1024 | 9.4366 | 9.8101 | 10.1475 | 10.4553 | 10.7732 | 11.1221 | 11.3572 | 11.4984 | 11.6075 | 11.677 | 11.7299 | 11.7409 | 11.8659 | 5.9115 | 6.1612 | 6.1921 | 6.2861 | 6.3823 | 6.5982 | 6.8505 | 7.2729 | 7.5843 | 7.9534 | 8.2698 | 8.7161 | 9.2784 | 9.7473 | 10.175 | 10.5235 | 10.992 | 11.3191 | 11.7143 | 11.8743 | 11.9752 | 12.1916 | 12.3452 | 12.3914 | 11.8278 | 11.4715 | 11.346 | 11.2149 | 11.0341 | 10.9776 | 5.9115 | 6.261 | 6.3148 | 6.4338 | 6.5141 | 6.6254 | 6.7584 | 6.9828 | 7.145 | 7.3151 | 7.4854 | 7.8141 | 8.1771 | 8.5056 | 8.8383 | 9.1434 | 9.5778 | 9.9227 | 10.2251 | 10.3712 | 10.4923 | 10.5951 | 10.6892 | 10.7018 | 10.6043 | 10.5416 | 10.4564 | 10.3922 | 10.288 | 10.2797 | 5.9115 | 6.0797 | 6.0563 | 6.1203 | 6.2304 | 6.4424 | 6.6363 | 6.9223 | 7.1409 | 7.4699 | 7.7117 | 8.0713 | 8.4578 | 8.7918 | 9.1329 | 9.3901 | 9.656 | 9.8346 | 9.9442 | 9.8078 | 9.6542 | 9.5011 | 9.3593 | 9.1671 | 8.8956 | 8.634 | 8.4076 | 8.1952 | 7.9118 | 7.7208 | 5.9115 | 6.1824 | 6.1876 | 6.3089 | 6.4916 | 6.8065 | 7.1655 | 7.6386 | 8.083 | 8.6877 | 9.2554 | 9.883 | 10.6021 | 11.2872 | 11.9342 | 12.5015 | 13.2024 | 13.8118 | 14.2887 | 14.5622 | 14.7149 | 14.9362 | 15.0093 | 14.9855 | 14.1277 | 13.7287 | 13.6328 | 13.5364 | 13.3685 | 13.3234
PSS | GROSVENOR ST T1 / LINENHALL ST T1 / NORTHGATE TERRACE T1 / STATION VIEW T1 / TOMULAR PLACE T1 | 19.6391 | 22.8407 | 23.016 | 23.3253 | 23.628 | 23.6711 | 23.8385 | 24.1347 | 24.2074 | 24.6605 | 24.9037 | 25.4809 | 26.0425 | 26.6215 | 27.256 | 27.8622 | 28.7744 | 29.5983 | 30.5883 | 31.4396 | 32.3185 | 33.048 | 33.8099 | 34.116 | 34.0516 | 33.9016 | 33.4589 | 32.9257 | 32.1492 | 31.8269 | 19.6391 | 20.9266 | 20.5858 | 20.4914 | 20.4806 | 20.5652 | 20.7806 | 21.2782 | 21.6182 | 22.3714 | 22.9497 | 23.7272 | 24.4326 | 24.9886 | 25.4457 | 25.5747 | 25.9252 | 26.0393 | 26.1958 | 26.0647 | 25.9009 | 25.6339 | 25.4552 | 25.0678 | 24.4954 | 23.9671 | 23.5118 | 23.0091 | 22.3632 | 22.0239 | 19.6391 | 21.7478 | 21.5767 | 21.5813 | 21.6619 | 21.7903 | 22.084 | 22.6278 | 23.0521 | 23.7473 | 24.2683 | 25.0092 | 25.7236 | 26.36 | 26.8502 | 27.2138 | 27.6414 | 27.8018 | 27.9402 | 27.7901 | 27.6735 | 27.4391 | 27.2686 | 26.8578 | 26.346 | 25.9775 | 25.4441 | 24.9254 | 24.3239 | 24.0469 | 19.6391 | 20.0815 | 19.5092 | 19.2079 | 19.1613 | 19.342 | 19.6281 | 20.1933 | 20.6936 | 21.7669 | 22.6546 | 23.5468 | 24.37 | 25.1982 | 25.7181 | 26.1522 | 26.6512 | 26.8722 | 26.8417 | 26.209 | 25.5144 | 24.6635 | 23.7762 | 22.7327 | 21.5151 | 20.416 | 19.2588 | 18.1266 | 16.827 | 15.8024 | 19.6391 | 21.3364 | 21.0228 | 20.9364 | 21.0583 | 21.2035 | 21.5068 | 21.9752 | 22.2243 | 22.9244 | 23.3382 | 23.8858 | 24.3562 | 24.7697 | 25.1873 | 25.4264 | 25.8629 | 26.1048 | 26.3193 | 26.2681 | 26.2134 | 26.046 | 25.9719 | 25.7003 | 25.1036 | 24.6625 | 24.2525 | 23.8272 | 23.2889 | 23.0661
PSS | GWERSYLLT T1 | 6.5368 | 6.0374 | 6.1016 | 6.2295 | 6.3322 | 6.4882 | 6.6512 | 6.8888 | 7.0928 | 7.3608 | 7.5797 | 7.901 | 8.2134 | 8.5585 | 8.9212 | 9.3747 | 9.9314 | 10.4854 | 11.0749 | 11.6399 | 12.169 | 12.6941 | 13.2201 | 13.5931 | 13.81 | 13.9756 | 14.0828 | 14.1536 | 14.1194 | 14.2076 | 6.5368 | 5.8133 | 5.8887 | 6.0497 | 6.2609 | 6.6336 | 7.0606 | 7.6425 | 8.1637 | 8.7232 | 9.2302 | 9.8259 | 10.5247 | 11.1054 | 11.5494 | 11.8806 | 12.346 | 12.6598 | 13.1026 | 13.2452 | 13.3022 | 13.5763 | 13.7788 | 13.8842 | 13.2144 | 12.8223 | 12.7074 | 12.6082 | 12.4665 | 12.4502 | 6.5368 | 5.9766 | 6.0575 | 6.202 | 6.3448 | 6.5002 | 6.7216 | 7.0485 | 7.3787 | 7.6981 | 8.0365 | 8.5533 | 9.1376 | 9.7017 | 10.2359 | 10.7037 | 11.3139 | 11.7888 | 12.168 | 12.3488 | 12.4725 | 12.5936 | 12.7064 | 12.7164 | 12.6209 | 12.559 | 12.4851 | 12.4378 | 12.3342 | 12.3329 | 6.5368 | 5.7424 | 5.754 | 5.8823 | 6.1073 | 6.4375 | 6.7864 | 7.2629 | 7.6959 | 8.2466 | 8.7437 | 9.3631 | 10.0122 | 10.6091 | 11.122 | 11.5959 | 12.0486 | 12.377 | 12.5792 | 12.4723 | 12.3234 | 12.1514 | 11.9548 | 11.6813 | 11.2612 | 10.8773 | 10.4947 | 10.1464 | 9.67 | 9.3171 | 6.5368 | 5.9148 | 5.9517 | 6.1272 | 6.4848 | 6.9873 | 7.5826 | 8.2719 | 8.9933 | 9.9086 | 10.7582 | 11.6185 | 12.5937 | 13.5305 | 14.3574 | 15.0753 | 15.9422 | 16.6986 | 17.2881 | 17.6152 | 17.7617 | 18.0536 | 18.1574 | 18.1791 | 17.1539 | 16.7399 | 16.704 | 16.6836 | 16.5794 | 16.6097
PSS | HALTON RD T1 / MURDISHAW T1 / PERCIVAL LA T4 / RUNCORN CENTRAL T1 | 18.7138 | 20.7739 | 20.6295 | 20.6793 | 20.66 | 20.5114 | 20.474 | 20.5892 | 20.5144 | 20.7707 | 20.9808 | 21.5083 | 21.9911 | 22.5323 | 23.137 | 23.6886 | 24.4701 | 25.0746 | 25.7373 | 26.2752 | 26.8104 | 27.2036 | 27.6527 | 27.8027 | 27.7305 | 27.7712 | 27.5613 | 27.3578 | 27.0566 | 27.0877 | 18.7138 | 17.8912 | 17.3544 | 17.0408 | 16.8667 | 16.9202 | 16.9174 | 17.1478 | 17.2394 | 17.6375 | 17.9379 | 18.3478 | 18.6197 | 18.6854 | 18.7612 | 18.5925 | 18.6332 | 18.5224 | 18.5352 | 18.3891 | 18.1707 | 17.8831 | 17.6896 | 17.3132 | 16.8952 | 16.4388 | 15.9851 | 15.5218 | 15.0223 | 14.6935 | 18.7138 | 19.0642 | 18.6746 | 18.4807 | 18.3544 | 18.3159 | 18.3079 | 18.531 | 18.6922 | 19.0127 | 19.2533 | 19.8161 | 20.4338 | 21.003 | 21.6986 | 22.322 | 22.9743 | 23.4311 | 23.7979 | 23.9882 | 24.0706 | 24.0589 | 24.0774 | 23.8757 | 23.5129 | 23.2002 | 22.7988 | 22.3298 | 21.801 | 21.4737 | 18.7138 | 16.7978 | 16.1098 | 15.6223 | 15.3379 | 15.2882 | 15.2332 | 15.4549 | 15.53 | 15.8435 | 16.0738 | 16.3642 | 16.5134 | 16.4687 | 16.444 | 16.322 | 16.2876 | 16.1529 | 16.018 | 15.6439 | 15.2509 | 14.7801 | 14.3358 | 13.7922 | 13.1424 | 12.4959 | 11.8623 | 11.2205 | 10.486 | 9.8228 | 18.7138 | 18.4979 | 18.0202 | 17.7531 | 17.7839 | 17.9077 | 18.071 | 18.4087 | 18.6006 | 19.1154 | 19.4712 | 19.9869 | 20.4612 | 20.8295 | 21.26 | 21.586 | 21.9623 | 22.1823 | 22.3583 | 22.3768 | 22.2934 | 22.1413 | 22.055 | 21.8462 | 21.4878 | 21.3087 | 21.0742 | 20.8114 | 20.4806 | 20.3406
PSS | HARLECH T1 | 2.4113 | 2.8301 | 2.912 | 3.0502 | 3.1949 | 3.3054 | 3.4406 | 3.61 | 3.7913 | 3.9863 | 4.1359 | 4.3656 | 4.6005 | 4.8705 | 5.1432 | 5.4807 | 5.902 | 6.3794 | 6.9144 | 7.4452 | 7.9481 | 8.4831 | 8.9575 | 9.3174 | 9.5347 | 9.6316 | 9.6516 | 9.6303 | 9.4671 | 9.4082 | 2.4113 | 2.7277 | 2.8522 | 3.0362 | 3.3195 | 3.5344 | 3.8041 | 4.1613 | 4.498 | 4.91 | 5.2873 | 5.6716 | 6.0798 | 6.4442 | 6.6801 | 6.7617 | 6.9552 | 7.0816 | 7.342 | 7.4256 | 7.5333 | 7.6024 | 7.7688 | 7.8669 | 7.9722 | 7.8963 | 7.9216 | 7.952 | 7.9777 | 8.0673 | 2.4113 | 2.7833 | 2.8836 | 3.0039 | 3.1724 | 3.3197 | 3.5548 | 3.8859 | 4.2863 | 4.6645 | 5.0422 | 5.4702 | 5.9274 | 6.3843 | 6.7419 | 6.9996 | 7.3833 | 7.6474 | 7.8367 | 7.8898 | 7.9259 | 7.9468 | 7.9653 | 7.9332 | 7.8602 | 7.8019 | 7.7325 | 7.7196 | 7.6461 | 7.669 | 2.4113 | 2.6635 | 2.7465 | 2.8815 | 3.132 | 3.4158 | 3.7814 | 4.2273 | 4.7409 | 5.4216 | 6.0774 | 6.7732 | 7.5125 | 8.2873 | 8.8625 | 9.3147 | 9.8444 | 10.2621 | 10.5547 | 10.5132 | 10.4718 | 10.3584 | 10.1635 | 9.8638 | 9.4339 | 9.019 | 8.6154 | 8.2412 | 7.7788 | 7.4263 | 2.4113 | 2.7807 | 2.8439 | 2.9725 | 3.2831 | 3.5813 | 3.9602 | 4.3905 | 4.8413 | 5.4139 | 5.8853 | 6.3021 | 6.7147 | 7.1397 | 7.4769 | 7.7031 | 8.0382 | 8.3163 | 8.6011 | 8.7115 | 8.8092 | 8.8605 | 8.9732 | 9.0361 | 8.8177 | 8.6577 | 8.6573 | 8.6864 | 8.6631 | 8.7258
PSS | HARRINGTON ST T1 / PARADISE ST T1 | 5.5338 | 7.068 | 7.6263 | 8.3627 | 9.1693 | 8.9048 | 8.9089 | 8.9226 | 8.8542 | 8.9016 | 8.79 | 8.9776 | 9.1333 | 9.3025 | 9.5041 | 8.7324 | 8.5865 | 8.443 | 8.3812 | 8.3141 | 8.4089 | 8.4486 | 8.5568 | 8.6003 | 8.5728 | 8.6498 | 8.5739 | 8.4749 | 8.3821 | 8.3914 | 5.5338 | 6.0148 | 6.2254 | 6.5886 | 6.9719 | 6.8766 | 6.9816 | 7.2208 | 7.5183 | 7.9945 | 8.2837 | 8.7885 | 9.3445 | 10.0106 | 10.7867 | 10.456 | 11.1722 | 11.8427 | 12.5011 | 13.0696 | 13.6709 | 14.237 | 14.705 | 15.0408 | 15.2633 | 14.8976 | 15.0284 | 15.0874 | 15.1149 | 15.1596 | 5.5338 | 6.178 | 6.3157 | 6.5286 | 6.6386 | 6.722 | 6.7573 | 6.8381 | 6.9625 | 7.2067 | 7.3744 | 7.6302 | 7.8996 | 8.2374 | 8.6172 | 8.7239 | 9.1581 | 9.5571 | 9.9245 | 10.1941 | 10.4856 | 10.7112 | 10.9257 | 11.0126 | 11.0004 | 11.0739 | 11.1094 | 11.0851 | 10.9981 | 10.9553 | 5.5338 | 5.6417 | 5.8152 | 6.1278 | 6.4607 | 6.2743 | 6.3416 | 6.5235 | 6.7677 | 7.1329 | 7.1694 | 7.6126 | 8.0716 | 8.5811 | 9.1837 | 9.0064 | 9.6742 | 10.2824 | 10.8626 | 11.3793 | 11.565 | 11.9619 | 12.2558 | 12.4569 | 12.5652 | 12.3964 | 12.5101 | 12.5935 | 12.64 | 12.68 | 5.5338 | 6.0946 | 6.2687 | 6.5551 | 6.8013 | 6.7922 | 6.8593 | 7.0148 | 7.2191 | 7.5731 | 7.7928 | 8.1641 | 8.5689 | 9.0622 | 9.6346 | 9.5162 | 10.0875 | 10.6181 | 11.1292 | 11.5461 | 11.9916 | 12.387 | 12.7274 | 12.9398 | 13.0459 | 12.9007 | 12.9883 | 13.0121 | 12.9918 | 13.0003
PSS | HARRINGTON ST T2 / HIGHFIELD ST T1 | 5.6685 | 5.8065 | 5.8697 | 5.9735 | 6.0191 | 6.0854 | 6.132 | 6.1998 | 6.1857 | 6.2844 | 6.277 | 6.3562 | 6.4171 | 6.4402 | 6.4953 | 6.513 | 6.5942 | 6.6271 | 6.6501 | 6.6815 | 6.699 | 6.7038 | 6.7451 | 6.7257 | 6.6642 | 6.6385 | 6.5539 | 6.4665 | 6.3601 | 6.3486 | 5.6685 | 5.8122 | 5.7574 | 5.7337 | 5.6572 | 5.6174 | 5.6025 | 5.6784 | 5.6708 | 5.7252 | 5.7659 | 5.952 | 6.1674 | 6.3656 | 6.6388 | 6.9109 | 7.1999 | 7.3786 | 7.5544 | 7.6052 | 7.6101 | 7.5826 | 7.518 | 7.4026 | 7.2336 | 7.1283 | 6.9848 | 6.8458 | 6.6387 | 6.5378 | 5.6685 | 5.8265 | 5.8161 | 5.8515 | 5.8218 | 5.8185 | 5.8179 | 5.8552 | 5.7946 | 5.7953 | 5.7561 | 5.8029 | 5.8584 | 5.855 | 5.9372 | 5.9746 | 6.075 | 6.1101 | 6.1783 | 6.1676 | 6.1775 | 6.165 | 6.1415 | 6.0533 | 5.9419 | 5.8224 | 5.6674 | 5.51 | 5.3276 | 5.2229 | 5.6685 | 5.7641 | 5.6725 | 5.6382 | 5.5949 | 5.6029 | 5.5859 | 5.6366 | 5.581 | 5.6195 | 5.6021 | 5.6831 | 5.7912 | 5.8703 | 6.0025 | 6.0244 | 6.1003 | 6.1163 | 6.0791 | 5.9274 | 5.7585 | 5.5871 | 5.4539 | 5.3132 | 5.1761 | 5.0728 | 4.9607 | 4.8597 | 4.7214 | 4.6518 | 5.6685 | 5.8186 | 5.7863 | 5.7922 | 5.7393 | 5.7181 | 5.7105 | 5.767 | 5.7329 | 5.7609 | 5.7618 | 5.8784 | 6.014 | 6.1115 | 6.2892 | 6.444 | 6.6389 | 6.7458 | 6.868 | 6.8881 | 6.8956 | 6.8757 | 6.8317 | 6.7299 | 6.5896 | 6.4773 | 6.328 | 6.1798 | 5.9851 | 5.8822
PSS | HARRINGTON ST T3 / LIME ST T1 | 3.864 | 4.6723 | 4.628 | 4.6048 | 4.5802 | 4.5325 | 4.4734 | 4.4432 | 4.3522 | 4.3444 | 4.3367 | 4.38 | 4.4142 | 4.4443 | 4.5249 | 4.5249 | 4.5897 | 4.6195 | 4.688 | 4.7129 | 4.743 | 4.7542 | 4.8149 | 4.8159 | 4.7621 | 4.745 | 4.6921 | 4.631 | 4.5597 | 4.5751 | 3.864 | 3.9667 | 3.8143 | 3.6963 | 3.5735 | 3.4782 | 3.3788 | 3.3128 | 3.2116 | 3.1908 | 3.1374 | 3.1239 | 3.0969 | 3.0714 | 3.0463 | 3.0171 | 3.0029 | 2.9702 | 2.9455 | 2.894 | 2.8305 | 2.7648 | 2.72 | 2.6326 | 2.5319 | 2.4188 | 2.3174 | 2.2004 | 2.0847 | 2.003 | 3.864 | 4.2834 | 4.1713 | 4.0967 | 4.0397 | 3.9892 | 3.9331 | 3.8935 | 3.8225 | 3.7921 | 3.7521 | 3.7517 | 3.7411 | 3.7484 | 3.7784 | 3.8002 | 3.8385 | 3.8615 | 3.8791 | 3.8781 | 3.8729 | 3.8484 | 3.8625 | 3.8222 | 3.7497 | 3.7153 | 3.6335 | 3.545 | 3.4526 | 3.4043 | 3.864 | 3.6923 | 3.5107 | 3.3553 | 3.2065 | 3.0709 | 2.9614 | 2.87 | 2.773 | 2.7368 | 2.6852 | 2.6682 | 2.6324 | 2.601 | 2.5978 | 2.5892 | 2.5916 | 2.5769 | 2.5681 | 2.5394 | 2.4855 | 2.4186 | 2.36 | 2.2633 | 2.1387 | 2.0059 | 1.8766 | 1.7313 | 1.5664 | 1.4219 | 3.864 | 4.1187 | 3.9844 | 3.8869 | 3.7954 | 3.7217 | 3.6432 | 3.5884 | 3.4986 | 3.4728 | 3.4252 | 3.4171 | 3.3909 | 3.3769 | 3.3795 | 3.3753 | 3.3866 | 3.3816 | 3.3768 | 3.3525 | 3.318 | 3.2743 | 3.2601 | 3.1981 | 3.1022 | 3.023 | 2.9346 | 2.8412 | 2.7444 | 2.6908
PSS | HARTFORD T1 | 6.5417 | 6.7688 | 6.7637 | 6.8199 | 6.8684 | 6.9233 | 7.0393 | 7.2563 | 7.4762 | 7.7543 | 7.9975 | 8.3763 | 8.7908 | 9.2762 | 9.8191 | 10.4714 | 11.2531 | 12.0632 | 12.9687 | 13.8576 | 14.7202 | 15.5432 | 16.299 | 16.7956 | 17.0582 | 17.247 | 17.2 | 17.0454 | 16.6429 | 16.4049 | 6.5417 | 5.996 | 5.9726 | 6.087 | 6.3714 | 6.8635 | 7.3291 | 7.9467 | 8.5226 | 9.2465 | 9.9361 | 10.6 | 11.2976 | 11.8156 | 12.1348 | 12.3105 | 12.5366 | 12.6066 | 12.8183 | 12.8158 | 12.7252 | 12.7686 | 12.9358 | 13.0742 | 13.216 | 12.8064 | 12.6339 | 12.5057 | 12.361 | 12.2865 | 6.5417 | 6.3248 | 6.254 | 6.2583 | 6.3383 | 6.4897 | 6.7473 | 7.1689 | 7.7119 | 8.2083 | 8.7213 | 9.3938 | 10.1658 | 10.9716 | 11.7348 | 12.4512 | 13.1255 | 13.6061 | 13.8926 | 13.9492 | 13.9348 | 13.8869 | 13.8582 | 13.7092 | 13.4977 | 13.3324 | 13.1031 | 12.8817 | 12.6158 | 12.4636 | 6.5417 | 5.7016 | 5.6247 | 5.6716 | 5.9444 | 6.3857 | 6.8332 | 7.4717 | 8.1496 | 9.0613 | 9.9962 | 11.0085 | 12.1087 | 13.1986 | 14.0736 | 14.9872 | 15.7362 | 16.2569 | 16.5704 | 16.4108 | 16.16 | 15.7886 | 15.2645 | 14.591 | 13.8173 | 13.0795 | 12.2891 | 11.5468 | 10.6231 | 9.8566 | 6.5417 | 6.1539 | 6.0976 | 6.1728 | 6.6263 | 7.2037 | 7.8905 | 8.6574 | 9.462 | 10.4629 | 11.3496 | 12.1704 | 13.1058 | 13.9802 | 14.7137 | 15.3765 | 16.0521 | 16.575 | 16.9929 | 17.1597 | 17.1717 | 17.2874 | 17.4456 | 17.6188 | 17.8199 | 17.569 | 17.5473 | 17.5722 | 17.5402 | 17.6093
PSS | HASKAYNE T1 | 2.1428 | 2.6712 | 2.6778 | 2.7044 | 2.7263 | 2.7593 | 2.8059 | 2.866 | 2.9176 | 3.0044 | 3.0645 | 3.1697 | 3.2785 | 3.4001 | 3.5421 | 3.7237 | 3.9499 | 4.206 | 4.4911 | 4.7833 | 5.081 | 5.3882 | 5.6825 | 5.9025 | 6.0306 | 6.1245 | 6.1529 | 6.156 | 6.053 | 6.0182 | 2.1428 | 2.4376 | 2.4315 | 2.4625 | 2.5227 | 2.6081 | 2.6956 | 2.8156 | 2.923 | 3.0783 | 3.2199 | 3.4101 | 3.6311 | 3.8146 | 3.9618 | 4.0938 | 4.2179 | 4.2928 | 4.4227 | 4.4514 | 4.4378 | 4.4338 | 4.4764 | 4.4839 | 4.4434 | 4.384 | 4.3504 | 4.331 | 4.2946 | 4.3106 | 2.1428 | 2.5487 | 2.5499 | 2.568 | 2.6063 | 2.653 | 2.7287 | 2.8456 | 2.9735 | 3.0928 | 3.2086 | 3.3923 | 3.6241 | 3.8483 | 4.068 | 4.275 | 4.5159 | 4.7107 | 4.8341 | 4.8764 | 4.9097 | 4.8997 | 4.9005 | 4.8735 | 4.8098 | 4.7557 | 4.709 | 4.6538 | 4.5968 | 4.5899 | 2.1428 | 2.3748 | 2.3373 | 2.3514 | 2.4166 | 2.5003 | 2.6004 | 2.7674 | 2.941 | 3.1909 | 3.4701 | 3.8425 | 4.2661 | 4.7442 | 5.1418 | 5.4916 | 5.8322 | 6.0869 | 6.2364 | 6.2073 | 6.1653 | 6.0741 | 5.9432 | 5.7438 | 5.4854 | 5.232 | 4.9771 | 4.741 | 4.4544 | 4.2301 | 2.1428 | 2.488 | 2.4672 | 2.4887 | 2.5832 | 2.7183 | 2.8803 | 3.0666 | 3.2594 | 3.5208 | 3.7369 | 3.9792 | 4.2485 | 4.5046 | 4.7396 | 4.9613 | 5.1873 | 5.3765 | 5.533 | 5.5974 | 5.6129 | 5.6034 | 5.6332 | 5.6443 | 5.4686 | 5.3744 | 5.3579 | 5.3471 | 5.3148 | 5.3427
PSS | HATHERTON T1 | 2.3334 | 2.2666 | 2.2924 | 2.33 | 2.3548 | 2.4064 | 2.4573 | 2.5102 | 2.5392 | 2.6041 | 2.6376 | 2.7208 | 2.7787 | 2.8279 | 2.8755 | 2.9433 | 3.0098 | 3.0831 | 3.1697 | 3.2503 | 3.3049 | 3.3794 | 3.463 | 3.5192 | 3.5625 | 3.5835 | 3.6238 | 3.6492 | 3.6752 | 3.7437 | 2.3334 | 2.2418 | 2.2384 | 2.2755 | 2.2778 | 2.2868 | 2.3159 | 2.3774 | 2.4082 | 2.4591 | 2.4942 | 2.5948 | 2.6878 | 2.7954 | 2.9095 | 2.9967 | 3.1426 | 3.2325 | 3.3429 | 3.3797 | 3.4143 | 3.43 | 3.4661 | 3.4571 | 3.4201 | 3.3649 | 3.3416 | 3.3001 | 3.2488 | 3.2407 | 2.3334 | 2.2669 | 2.3084 | 2.3503 | 2.3829 | 2.4073 | 2.4497 | 2.5111 | 2.536 | 2.5728 | 2.6013 | 2.674 | 2.759 | 2.8248 | 2.8989 | 2.9594 | 3.0821 | 3.1752 | 3.2741 | 3.3125 | 3.3691 | 3.3974 | 3.4251 | 3.4312 | 3.406 | 3.3863 | 3.3653 | 3.345 | 3.3235 | 3.3341 | 2.3334 | 2.2286 | 2.2055 | 2.2214 | 2.2368 | 2.2664 | 2.3017 | 2.3522 | 2.3871 | 2.4388 | 2.4678 | 2.5414 | 2.6361 | 2.6957 | 2.768 | 2.7832 | 2.8452 | 2.8831 | 2.9074 | 2.8745 | 2.8335 | 2.8048 | 2.7848 | 2.7564 | 2.6941 | 2.6481 | 2.6073 | 2.5703 | 2.5196 | 2.5088 | 2.3334 | 2.2481 | 2.2521 | 2.2893 | 2.3149 | 2.3619 | 2.4235 | 2.5116 | 2.5781 | 2.6897 | 2.7811 | 2.9105 | 3.0194 | 3.1414 | 3.2762 | 3.3891 | 3.5543 | 3.6857 | 3.7905 | 3.8398 | 3.8902 | 3.9065 | 3.9454 | 3.944 | 3.7985 | 3.6883 | 3.6456 | 3.5933 | 3.5299 | 3.5052
PSS | HERONS WAY T1 / LACHE T1 / MBNA T1 / SMFS KINGSMEADOW T1 | 10.1012 | 12.4507 | 12.5181 | 12.6607 | 12.7762 | 12.8869 | 13.0216 | 13.253 | 13.3861 | 13.6809 | 13.8707 | 14.2528 | 14.6171 | 14.9984 | 15.4414 | 15.9051 | 16.5037 | 17.0365 | 17.6273 | 18.1756 | 18.652 | 19.0968 | 19.5593 | 19.7941 | 19.8597 | 19.9335 | 19.8352 | 19.6991 | 19.4297 | 19.385 | 10.1012 | 11.8228 | 11.7857 | 11.8827 | 12.0077 | 12.3566 | 12.8011 | 13.4825 | 14.0237 | 14.6608 | 15.2303 | 15.9782 | 16.8879 | 17.6115 | 18.2176 | 18.6968 | 19.3362 | 19.7259 | 20.2829 | 20.4433 | 20.4573 | 20.6733 | 20.9681 | 21.2015 | 21.415 | 20.621 | 20.2748 | 19.9694 | 19.6261 | 19.4365 | 10.1012 | 12.1341 | 12.0465 | 12.079 | 12.0891 | 12.1776 | 12.3237 | 12.6408 | 12.8943 | 13.1852 | 13.4629 | 13.9604 | 14.5128 | 15.0225 | 15.6069 | 16.1397 | 16.7059 | 17.1128 | 17.43 | 17.5211 | 17.5785 | 17.634 | 17.6947 | 17.5616 | 17.3219 | 17.072 | 16.7544 | 16.4228 | 16.0413 | 15.8131 | 10.1012 | 11.5549 | 11.3747 | 11.3742 | 11.4962 | 11.7966 | 12.1147 | 12.6216 | 12.9851 | 13.5545 | 14.0215 | 14.6579 | 15.2963 | 15.8444 | 16.3443 | 16.7694 | 17.1656 | 17.4112 | 17.4957 | 17.1744 | 16.8079 | 16.4143 | 16.0329 | 15.5527 | 14.9684 | 14.4735 | 13.9575 | 13.4638 | 12.8472 | 12.3754 | 10.1012 | 11.9273 | 11.8441 | 11.9298 | 12.1894 | 12.6271 | 13.1978 | 13.9246 | 14.5923 | 15.5011 | 16.3321 | 17.2502 | 18.3822 | 19.4066 | 20.3584 | 21.2103 | 22.1736 | 22.9425 | 23.6214 | 23.9461 | 24.044 | 24.305 | 24.5282 | 24.6771 | 24.976 | 24.2968 | 24.0614 | 23.8484 | 23.5566 | 23.4147
PSS | HOLMES CHAPEL T1 | 5.7701 | 6.3588 | 6.4216 | 6.531 | 6.6273 | 6.7364 | 6.8597 | 7.0472 | 7.2024 | 7.449 | 7.6306 | 7.9071 | 8.2 | 8.5054 | 8.8346 | 9.2308 | 9.7149 | 10.1754 | 10.6666 | 11.1424 | 11.5535 | 11.9542 | 12.3657 | 12.6442 | 12.8141 | 12.9209 | 12.967 | 12.9973 | 12.9582 | 13.0328 | 5.7701 | 6.1703 | 6.2775 | 6.4962 | 6.7463 | 7.0177 | 7.3028 | 7.7151 | 8.0446 | 8.4401 | 8.8108 | 9.2748 | 9.7794 | 10.1907 | 10.5204 | 10.7584 | 11.0978 | 11.2979 | 11.8164 | 12.0607 | 12.2036 | 12.3676 | 12.6342 | 12.7895 | 13.3387 | 13.1411 | 13.1304 | 13.1372 | 13.148 | 13.2484 | 5.7701 | 6.2842 | 6.2918 | 6.3649 | 6.4319 | 6.548 | 6.7502 | 7.0645 | 7.3566 | 7.6902 | 8.0041 | 8.4228 | 8.8903 | 9.317 | 9.744 | 10.122 | 10.5795 | 10.9378 | 11.2293 | 11.3579 | 11.4297 | 11.5272 | 11.619 | 11.6099 | 11.4944 | 11.3591 | 11.1979 | 11.0427 | 10.85 | 10.7464 | 5.7701 | 6.0988 | 6.0973 | 6.2081 | 6.4084 | 6.7501 | 7.1223 | 7.6442 | 8.1388 | 8.7517 | 9.2934 | 9.9182 | 10.5547 | 11.1233 | 11.5697 | 11.8071 | 12.2326 | 12.5903 | 12.8781 | 12.8358 | 12.766 | 12.7049 | 12.641 | 12.4883 | 12.1651 | 11.8624 | 11.5945 | 11.3222 | 10.9756 | 10.7109 | 5.7701 | 6.2631 | 6.2579 | 6.3538 | 6.5916 | 6.9219 | 7.3121 | 7.7815 | 8.1991 | 8.7756 | 9.2644 | 9.7767 | 10.3361 | 10.8594 | 11.3522 | 11.7881 | 12.2517 | 12.6229 | 13.1348 | 13.4201 | 13.5673 | 13.7116 | 13.8846 | 13.9632 | 14.074 | 13.7988 | 13.7387 | 13.7005 | 13.611 | 13.6035
PSS | HOLT LA (WARRINGTON RD) T1 / PRESCOT GRID T1 / RAINHILL LOCAL T1 / WHISTON HOSP T1 | 14.0272 | 15.4468 | 15.5343 | 15.7112 | 15.909 | 15.9103 | 16.0008 | 16.1997 | 16.3315 | 16.6882 | 16.9314 | 17.4613 | 17.9945 | 18.5768 | 19.2519 | 19.8058 | 20.6144 | 21.4104 | 22.2332 | 23.0304 | 23.7263 | 24.4008 | 25.0673 | 25.4585 | 25.6117 | 25.779 | 25.7522 | 25.6538 | 25.409 | 25.4382 | 14.0272 | 13.6703 | 13.625 | 13.776 | 14.0305 | 14.5429 | 15.2454 | 16.19 | 17.0453 | 17.9638 | 18.7829 | 19.7598 | 20.9636 | 21.8865 | 22.5276 | 22.897 | 23.584 | 24.0409 | 24.8094 | 25.037 | 25.0798 | 25.6087 | 26.306 | 26.9177 | 27.5642 | 26.1697 | 25.7315 | 25.351 | 25.0426 | 24.8382 | 14.0272 | 14.4324 | 14.2848 | 14.2504 | 14.2941 | 14.3918 | 14.5461 | 14.9155 | 15.2776 | 15.7054 | 16.1462 | 16.8601 | 17.6448 | 18.4688 | 19.3437 | 20.1509 | 21.0452 | 21.7177 | 22.2442 | 22.4723 | 22.6444 | 22.8408 | 23.0185 | 22.9491 | 22.7313 | 22.5043 | 22.2228 | 21.9026 | 21.5111 | 21.3009 | 14.0272 | 13.1216 | 12.9155 | 12.9093 | 13.0979 | 13.4234 | 13.8479 | 14.523 | 15.0958 | 15.8571 | 16.509 | 17.3715 | 18.2059 | 18.9436 | 19.587 | 20.1038 | 20.6742 | 21.0838 | 21.326 | 21.101 | 20.7567 | 20.4412 | 20.0904 | 19.5779 | 18.8552 | 18.1403 | 17.4901 | 16.8623 | 16.0959 | 15.4494 | 14.0272 | 14.0645 | 13.9245 | 14.0226 | 14.48 | 15.1602 | 16.05 | 17.0989 | 18.2039 | 19.6641 | 21.0489 | 22.4615 | 24.21 | 25.8536 | 27.288 | 28.5121 | 29.9689 | 31.2074 | 32.2733 | 32.8498 | 33.0618 | 33.6248 | 34.1288 | 34.5421 | 35.2792 | 34.1178 | 33.8915 | 33.6848 | 33.4156 | 33.2814
PSS | HOLWAY RD T1 | 4.2071 | 4.4293 | 4.4793 | 4.5734 | 4.6712 | 4.7265 | 4.8115 | 4.9363 | 5.0264 | 5.1816 | 5.2633 | 5.4368 | 5.5964 | 5.7851 | 6.0153 | 6.2486 | 6.5674 | 6.907 | 7.2797 | 7.6644 | 8.0354 | 8.3839 | 8.7099 | 8.8994 | 8.9838 | 9.0221 | 8.9276 | 8.7989 | 8.5322 | 8.3772 | 4.2071 | 4.2849 | 4.3068 | 4.3892 | 4.5131 | 4.7046 | 4.9273 | 5.243 | 5.5162 | 5.8646 | 6.1936 | 6.5479 | 6.9839 | 7.3497 | 7.6348 | 7.845 | 8.0803 | 8.2351 | 8.4125 | 8.452 | 8.4482 | 8.491 | 8.5695 | 8.6127 | 8.6421 | 8.4055 | 8.2982 | 8.2057 | 8.0729 | 8.0111 | 4.2071 | 4.3575 | 4.3686 | 4.4155 | 4.4753 | 4.5614 | 4.6915 | 4.9044 | 5.1226 | 5.3553 | 5.5789 | 5.8711 | 6.1896 | 6.4932 | 6.7853 | 7.0406 | 7.2875 | 7.4454 | 7.5403 | 7.5183 | 7.479 | 7.4265 | 7.3931 | 7.286 | 7.1462 | 7.0316 | 6.8881 | 6.7512 | 6.5796 | 6.4908 | 4.2071 | 4.2031 | 4.1737 | 4.2247 | 4.3527 | 4.5562 | 4.7732 | 5.1094 | 5.409 | 5.8699 | 6.3148 | 6.8151 | 7.3638 | 7.9286 | 8.3967 | 8.8573 | 9.2446 | 9.5095 | 9.6254 | 9.477 | 9.3021 | 9.06 | 8.7568 | 8.3905 | 7.9758 | 7.598 | 7.2086 | 6.8295 | 6.3653 | 6.0115 | 4.2071 | 4.3213 | 4.3301 | 4.4023 | 4.5891 | 4.8207 | 5.1131 | 5.4604 | 5.7857 | 6.2215 | 6.5923 | 6.9499 | 7.3833 | 7.7811 | 8.1255 | 8.4288 | 8.7587 | 9.0103 | 9.2214 | 9.2926 | 9.3024 | 9.3523 | 9.4108 | 9.4494 | 9.5066 | 9.3165 | 9.2433 | 9.1885 | 9.0887 | 9.0678
PSS | HOLYHEAD T1 | 2.667 | 2.9509 | 2.9855 | 3.0339 | 3.0906 | 3.2248 | 3.3635 | 3.5278 | 3.6734 | 3.8614 | 4.0125 | 4.1994 | 4.3839 | 4.589 | 4.7823 | 5.045 | 5.4055 | 5.7652 | 6.1765 | 6.5518 | 6.9176 | 7.3298 | 7.7456 | 8.0937 | 8.3332 | 8.4742 | 8.6739 | 8.8548 | 8.9941 | 9.2062 | 2.667 | 2.702 | 2.6681 | 2.6748 | 2.7036 | 2.7704 | 2.8654 | 3.0102 | 3.1474 | 3.3138 | 3.4387 | 3.6416 | 3.8079 | 3.9783 | 4.1303 | 4.261 | 4.4146 | 4.5185 | 4.6263 | 4.6328 | 4.6614 | 4.7292 | 4.8158 | 4.8644 | 4.6763 | 4.5677 | 4.5551 | 4.5191 | 4.4538 | 4.4746 | 2.667 | 2.8749 | 2.9644 | 3.1005 | 3.2248 | 3.3724 | 3.5377 | 3.7543 | 3.9352 | 4.1175 | 4.2947 | 4.5879 | 4.9186 | 5.2276 | 5.4854 | 5.7132 | 6.1053 | 6.4351 | 6.7296 | 6.8893 | 7.0321 | 7.1156 | 7.1979 | 7.2592 | 7.2388 | 7.2942 | 7.3654 | 7.4714 | 7.574 | 7.7508 | 2.667 | 2.6748 | 2.6784 | 2.7269 | 2.8046 | 2.9159 | 3.0332 | 3.2071 | 3.3738 | 3.6079 | 3.8318 | 4.1245 | 4.4446 | 4.7689 | 5.0221 | 5.2561 | 5.4905 | 5.6694 | 5.7856 | 5.7515 | 5.6906 | 5.6418 | 5.5901 | 5.4789 | 5.2656 | 5.0286 | 4.8473 | 4.6814 | 4.4782 | 4.3455 | 2.667 | 2.8308 | 2.8061 | 2.8864 | 3.0298 | 3.2653 | 3.5129 | 3.8074 | 4.1259 | 4.5598 | 4.9358 | 5.3339 | 5.6455 | 5.9964 | 6.3401 | 6.646 | 7.0349 | 7.4106 | 7.6159 | 7.7337 | 7.8357 | 7.9135 | 8.0557 | 8.1521 | 7.6223 | 7.3062 | 7.2705 | 7.2354 | 7.164 | 7.191
PSS | HOLYWELL T1 | 4.0774 | 4.5802 | 4.6146 | 4.681 | 4.7589 | 4.8709 | 5.0057 | 5.1988 | 5.3913 | 5.6212 | 5.8184 | 6.1022 | 6.3924 | 6.728 | 7.0828 | 7.5539 | 8.1243 | 8.7288 | 9.3999 | 10.0606 | 10.6963 | 11.334 | 11.9565 | 12.4386 | 12.7716 | 13.0001 | 13.1425 | 13.2391 | 13.1971 | 13.2636 | 4.0774 | 4.3256 | 4.4647 | 4.6928 | 5.0026 | 5.3175 | 5.6317 | 6.0382 | 6.4346 | 6.8511 | 7.2615 | 7.7455 | 8.2595 | 8.714 | 9.0531 | 9.2941 | 9.6137 | 9.8041 | 10.2986 | 10.5478 | 10.6744 | 10.8913 | 11.2389 | 11.407 | 11.6019 | 11.4785 | 11.5167 | 11.5969 | 11.6855 | 11.8569 | 4.0774 | 4.4552 | 4.4909 | 4.5883 | 4.6924 | 4.8594 | 5.0915 | 5.4497 | 5.846 | 6.1886 | 6.5619 | 7.0415 | 7.6084 | 8.1937 | 8.7135 | 9.1918 | 9.7923 | 10.2788 | 10.6364 | 10.8102 | 10.8888 | 10.9723 | 11.0746 | 11.0927 | 11.0077 | 10.9245 | 10.8358 | 10.7563 | 10.6575 | 10.6522 | 4.0774 | 4.2628 | 4.3066 | 4.4414 | 4.6996 | 5.0544 | 5.4637 | 6.0237 | 6.6054 | 7.3238 | 8.0363 | 8.8846 | 9.8051 | 10.74 | 11.4903 | 12.0884 | 12.7913 | 13.357 | 13.787 | 13.8274 | 13.8222 | 13.7896 | 13.6902 | 13.4605 | 13.0074 | 12.57 | 12.1768 | 11.788 | 11.2991 | 10.9202 | 4.0774 | 4.399 | 4.4082 | 4.5237 | 4.8213 | 5.2432 | 5.7073 | 6.249 | 6.8269 | 7.5106 | 8.1357 | 8.7542 | 9.4086 | 10.0789 | 10.6733 | 11.2019 | 11.7807 | 12.2699 | 12.8206 | 13.1569 | 13.3147 | 13.4979 | 13.7503 | 13.8204 | 13.4024 | 13.1414 | 13.1447 | 13.1788 | 13.1664 | 13.2475
PSS | HOOTON MAIN T1 | 4.5332 | 4.5829 | 4.6596 | 4.7877 | 4.9028 | 4.9983 | 5.1391 | 5.3424 | 5.534 | 5.77 | 5.9285 | 6.1711 | 6.4538 | 6.7937 | 7.1767 | 7.6448 | 8.2646 | 8.9604 | 9.7276 | 10.5444 | 11.3755 | 12.2179 | 12.9947 | 13.5849 | 14.0015 | 14.2572 | 14.3192 | 14.2776 | 13.9592 | 13.769 | 4.5332 | 4.5415 | 4.6911 | 4.9282 | 5.2453 | 5.5945 | 5.9154 | 6.3696 | 6.7744 | 7.2958 | 7.8038 | 8.407 | 9.093 | 9.722 | 10.2519 | 10.6907 | 11.1387 | 11.4303 | 11.8844 | 12.0883 | 12.2062 | 12.3244 | 12.5813 | 12.7346 | 13.1858 | 13.0766 | 13.0852 | 13.1558 | 13.1689 | 13.3072 | 4.5332 | 4.5571 | 4.6096 | 4.7083 | 4.8061 | 4.956 | 5.2019 | 5.5758 | 6.0235 | 6.389 | 6.7831 | 7.3151 | 7.9895 | 8.6636 | 9.3252 | 9.9283 | 10.6372 | 11.1704 | 11.5124 | 11.586 | 11.5811 | 11.5705 | 11.5777 | 11.4889 | 11.3254 | 11.1648 | 10.9894 | 10.8337 | 10.6293 | 10.5421 | 4.5332 | 4.5113 | 4.5668 | 4.7196 | 5.0104 | 5.4026 | 5.8368 | 6.4274 | 7.0904 | 7.9615 | 8.8864 | 10.0672 | 11.4487 | 12.9365 | 14.2127 | 15.3467 | 16.4527 | 17.2987 | 17.8539 | 17.8701 | 17.7887 | 17.5943 | 17.2529 | 16.7409 | 16.0525 | 15.4133 | 14.7499 | 14.1228 | 13.3322 | 12.7221 | 4.5332 | 4.5705 | 4.6243 | 4.7604 | 5.0827 | 5.4942 | 5.9685 | 6.5347 | 7.1169 | 7.7898 | 8.388 | 9.0183 | 9.759 | 10.4812 | 11.1599 | 11.786 | 12.4322 | 12.93 | 13.4277 | 13.6507 | 13.7531 | 13.8515 | 14.0158 | 14.1449 | 14.2765 | 14.112 | 14.1113 | 14.1778 | 14.1596 | 14.2765
PSS | HUNTS CROSS T1 / KENTON RD T1 / WOODEND AVE T1 / WOOLTON T1 | 17.4205 | 20.3666 | 20.508 | 20.7755 | 21.0608 | 21.1657 | 21.3619 | 21.7287 | 21.9684 | 22.4811 | 22.8297 | 23.5526 | 24.2743 | 25.033 | 25.9308 | 26.7362 | 27.8384 | 28.8733 | 29.9597 | 31.0026 | 31.9194 | 32.7807 | 33.6145 | 34.0817 | 34.2596 | 34.4544 | 34.3606 | 34.1778 | 33.7807 | 33.7394 | 17.4205 | 18.785 | 18.8537 | 19.1907 | 19.6168 | 20.4895 | 21.5776 | 23.0903 | 24.3896 | 25.776 | 27.0075 | 28.4885 | 30.3642 | 31.8527 | 32.9178 | 33.6518 | 34.7989 | 35.5693 | 36.7844 | 37.1695 | 37.2527 | 38.0056 | 38.9739 | 39.8407 | 40.8139 | 38.852 | 38.2361 | 37.6827 | 37.2253 | 36.9173 | 17.4205 | 19.4794 | 19.3485 | 19.3745 | 19.4566 | 19.6223 | 19.8798 | 20.4426 | 20.9722 | 21.568 | 22.1737 | 23.1526 | 24.2786 | 25.3573 | 26.5743 | 27.6805 | 28.8625 | 29.7505 | 30.4132 | 30.6778 | 30.8727 | 31.1035 | 31.33 | 31.2013 | 30.8582 | 30.4747 | 30.0018 | 29.4749 | 28.857 | 28.46 | 17.4205 | 18.2603 | 18.0998 | 18.2193 | 18.5825 | 19.2176 | 19.9358 | 20.9964 | 21.8527 | 22.9913 | 23.9348 | 25.1715 | 26.3878 | 27.4365 | 28.3789 | 29.1827 | 29.9644 | 30.4944 | 30.8013 | 30.4021 | 29.8569 | 29.3314 | 28.7749 | 28.0194 | 27.0125 | 26.0926 | 25.1992 | 24.3377 | 23.2718 | 22.4007 | 17.4205 | 19.134 | 19.0505 | 19.2847 | 19.9645 | 20.9825 | 22.2851 | 23.8514 | 25.4283 | 27.4798 | 29.4265 | 31.429 | 34.0029 | 36.3629 | 38.4437 | 40.2475 | 42.3337 | 44.094 | 45.6417 | 46.4672 | 46.7465 | 47.5322 | 48.2038 | 48.763 | 49.9762 | 48.3714 | 48.0401 | 47.7232 | 47.3277 | 47.1005
PSS | HUYTON HEY RD T1 / WILSON RD T1 | 7.0361 | 7.5722 | 7.614 | 7.7116 | 7.7824 | 7.851 | 7.943 | 8.109 | 8.2343 | 8.4686 | 8.6183 | 8.919 | 9.2096 | 9.5197 | 9.8885 | 10.2894 | 10.822 | 11.3445 | 11.926 | 12.4966 | 13.043 | 13.5488 | 14.0415 | 14.3317 | 14.4657 | 14.5566 | 14.4682 | 14.3346 | 14.0223 | 13.8673 | 7.0361 | 7.1311 | 7.1252 | 7.2366 | 7.3952 | 7.7192 | 8.1111 | 8.6555 | 9.1185 | 9.6826 | 10.199 | 10.7932 | 11.5294 | 12.1127 | 12.5449 | 12.8891 | 13.2955 | 13.5577 | 13.9288 | 14.0105 | 13.9991 | 14.1586 | 14.3985 | 14.6032 | 14.8225 | 14.2834 | 14.0715 | 13.8868 | 13.6974 | 13.5928 | 7.0361 | 7.3307 | 7.2824 | 7.2988 | 7.3166 | 7.4092 | 7.5638 | 7.8429 | 8.1404 | 8.4374 | 8.7374 | 9.1758 | 9.6781 | 10.1742 | 10.6621 | 11.1634 | 11.6218 | 11.9518 | 12.162 | 12.1819 | 12.1786 | 12.1706 | 12.178 | 12.0525 | 11.884 | 11.6969 | 11.4765 | 11.2566 | 10.988 | 10.8329 | 7.0361 | 6.9406 | 6.839 | 6.8739 | 7.0306 | 7.3321 | 7.6517 | 8.1061 | 8.554 | 9.169 | 9.7607 | 10.4744 | 11.2311 | 12.0065 | 12.6431 | 13.2719 | 13.8065 | 14.1739 | 14.3636 | 14.1693 | 13.9154 | 13.5931 | 13.2206 | 12.7446 | 12.1669 | 11.6679 | 11.1295 | 10.6141 | 9.9752 | 9.4718 | 7.0361 | 7.2272 | 7.1853 | 7.266 | 7.5327 | 7.9316 | 8.4426 | 9.0422 | 9.6344 | 10.4112 | 11.1101 | 11.8156 | 12.6964 | 13.5044 | 14.2 | 14.8561 | 15.545 | 16.1097 | 16.5832 | 16.7865 | 16.8365 | 17.0161 | 17.1904 | 17.3375 | 17.6364 | 17.1896 | 17.0726 | 16.9789 | 16.8335 | 16.7886
PSS | IFTON T1 / IFTON T2 | 6.8757 | 6.4422 | 6.4938 | 6.5884 | 6.666 | 6.7626 | 6.869 | 7.0447 | 7.1826 | 7.4031 | 7.5552 | 7.8134 | 8.0891 | 8.3893 | 8.7286 | 9.1372 | 9.6551 | 10.1797 | 10.7543 | 11.333 | 11.8727 | 12.409 | 12.9424 | 13.3356 | 13.5759 | 13.7468 | 13.812 | 13.8158 | 13.6748 | 13.6649 | 6.8757 | 6.1855 | 6.2921 | 6.4876 | 6.733 | 7.0168 | 7.3168 | 7.7595 | 8.119 | 8.5507 | 8.952 | 9.491 | 10.0996 | 10.6302 | 11.0588 | 11.4212 | 11.8415 | 12.116 | 12.6547 | 12.8915 | 13.0084 | 13.2137 | 13.5361 | 13.7382 | 14.2926 | 14.0141 | 13.9546 | 13.9555 | 13.9436 | 14.0369 | 6.8757 | 6.323 | 6.3248 | 6.3769 | 6.4371 | 6.5475 | 6.7235 | 7.0205 | 7.3195 | 7.6308 | 7.9293 | 8.3511 | 8.8536 | 9.3548 | 9.8871 | 10.348 | 10.9072 | 11.3386 | 11.6605 | 11.7849 | 11.8391 | 11.9012 | 11.9805 | 11.9391 | 11.8096 | 11.651 | 11.4808 | 11.3203 | 11.1093 | 11.0054 | 6.8757 | 6.111 | 6.1043 | 6.1987 | 6.3914 | 6.6978 | 7.0544 | 7.5667 | 8.056 | 8.6965 | 9.3188 | 10.1208 | 10.9978 | 11.8738 | 12.6278 | 13.2138 | 13.8821 | 14.4027 | 14.7689 | 14.7352 | 14.6497 | 14.5346 | 14.3759 | 14.0915 | 13.6264 | 13.2029 | 12.7979 | 12.4024 | 11.8959 | 11.5101 | 6.8757 | 6.2786 | 6.2737 | 6.3623 | 6.6055 | 6.9609 | 7.3759 | 7.8896 | 8.3867 | 9.023 | 9.5868 | 10.1983 | 10.9129 | 11.6004 | 12.2536 | 12.8409 | 13.4644 | 13.9684 | 14.5414 | 14.8503 | 14.9852 | 15.1624 | 15.3748 | 15.4929 | 15.7027 | 15.3592 | 15.2867 | 15.2647 | 15.1752 | 15.1891
PSS | ILFORDS T1 / KNUTSFORD T1 / MOBBERLEY T1 / RADBROKE HALL T1 | 13.96 | 14.7045 | 14.8564 | 15.0775 | 15.2117 | 15.4629 | 15.7061 | 16.0523 | 16.2726 | 16.7168 | 16.9955 | 17.4926 | 17.9596 | 18.4293 | 18.9343 | 19.5424 | 20.3441 | 21.1083 | 21.9419 | 22.7305 | 23.4216 | 24.1641 | 24.9732 | 25.5719 | 25.9152 | 26.1735 | 26.4008 | 26.6025 | 26.6786 | 27.0325 | 13.96 | 14.0307 | 14.0199 | 14.1912 | 14.3075 | 14.5813 | 14.9231 | 15.5326 | 15.9727 | 16.5118 | 17.0062 | 17.8008 | 18.7294 | 19.5377 | 20.3017 | 20.9658 | 21.8162 | 22.3935 | 23.2741 | 23.536 | 23.7153 | 23.9553 | 24.3361 | 24.4641 | 24.1862 | 23.7605 | 23.6434 | 23.5225 | 23.3234 | 23.3763 | 13.96 | 14.4102 | 14.4422 | 14.6145 | 14.7088 | 14.9172 | 15.1756 | 15.6112 | 15.9479 | 16.2775 | 16.609 | 17.2739 | 17.9883 | 18.6548 | 19.3403 | 19.9535 | 20.9069 | 21.6677 | 22.3533 | 22.6869 | 22.9471 | 23.184 | 23.4157 | 23.4508 | 23.2852 | 23.1689 | 23.0139 | 22.8726 | 22.6808 | 22.7012 | 13.96 | 13.8082 | 13.6195 | 13.6825 | 13.7781 | 14.1027 | 14.4877 | 15.0595 | 15.5389 | 16.2152 | 16.7847 | 17.6743 | 18.5881 | 19.4685 | 20.2638 | 20.7643 | 21.4895 | 22.0668 | 22.4643 | 22.3134 | 22.1441 | 22.0178 | 21.9057 | 21.6692 | 21.1083 | 20.603 | 20.1731 | 19.7604 | 19.2106 | 18.8227 | 13.96 | 14.2237 | 14.1105 | 14.2553 | 14.4819 | 15.0087 | 15.5908 | 16.3731 | 17.1102 | 18.1246 | 19.0512 | 20.1487 | 21.2846 | 22.4157 | 23.5405 | 24.5538 | 25.7818 | 26.8344 | 27.8009 | 28.1626 | 28.3639 | 28.5408 | 28.812 | 28.8298 | 27.6536 | 26.9495 | 26.7729 | 26.5935 | 26.2872 | 26.2386
PSS | IVY ST (SOUTHPORT) T1 / KENSINGTON ROAD / MARKET ST T1 / SOUTHPORT T1 | 14.6008 | 14.9365 | 15.0841 | 15.3273 | 15.4808 | 15.687 | 15.9109 | 16.2334 | 16.4 | 16.808 | 17.0171 | 17.4231 | 17.8097 | 18.2056 | 18.664 | 19.1878 | 19.9493 | 20.685 | 21.5342 | 22.3164 | 23.1155 | 23.9128 | 24.7435 | 25.2672 | 25.5192 | 25.6618 | 25.6274 | 25.5074 | 25.1659 | 25.1246 | 14.6008 | 14.3686 | 14.205 | 14.1692 | 14.113 | 14.2463 | 14.4046 | 14.8096 | 15.0533 | 15.5342 | 15.9633 | 16.6547 | 17.3958 | 18.0713 | 18.7862 | 19.409 | 20.0936 | 20.499 | 20.8558 | 20.9 | 20.9134 | 20.8164 | 20.7951 | 20.596 | 20.1091 | 19.8273 | 19.5496 | 19.2485 | 18.7921 | 18.6189 | 14.6008 | 14.6776 | 14.6921 | 14.8433 | 14.9059 | 15.1019 | 15.3369 | 15.7383 | 16.0226 | 16.361 | 16.6677 | 17.2676 | 17.9501 | 18.5537 | 19.1718 | 19.7069 | 20.4584 | 21.0057 | 21.4265 | 21.5179 | 21.5831 | 21.5445 | 21.5124 | 21.3228 | 20.9909 | 20.77 | 20.4535 | 20.2079 | 19.8595 | 19.7818 | 14.6008 | 14.1156 | 13.8957 | 13.8614 | 13.9275 | 14.1698 | 14.405 | 14.8347 | 15.1816 | 15.8798 | 16.5321 | 17.4709 | 18.5442 | 19.6439 | 20.6577 | 21.4992 | 22.3248 | 22.8635 | 23.0922 | 22.7571 | 22.3415 | 21.8197 | 21.2417 | 20.5549 | 19.7105 | 18.9485 | 18.1574 | 17.4234 | 16.5349 | 15.8871 | 14.6008 | 14.5339 | 14.4081 | 14.4672 | 14.5916 | 14.9167 | 15.2871 | 15.8303 | 16.2496 | 16.9367 | 17.495 | 18.2254 | 18.934 | 19.6184 | 20.3663 | 21.0335 | 21.8489 | 22.4649 | 22.8552 | 22.9599 | 23.0271 | 22.9846 | 23.0371 | 22.9527 | 22.2267 | 21.7995 | 21.521 | 21.2694 | 20.8733 | 20.7752
PSS | IVY ST T1 / LLYSFAEN RD T1 / OLD MILL T1 | 11.3266 | 13.5228 | 13.5971 | 13.7517 | 13.9202 | 13.9792 | 14.1447 | 14.4456 | 14.6683 | 15.0764 | 15.3984 | 15.9575 | 16.5436 | 17.1975 | 17.936 | 18.7494 | 19.7881 | 20.85 | 22.033 | 23.1603 | 24.2488 | 25.2558 | 26.171 | 26.7168 | 26.9484 | 27.0524 | 26.8462 | 26.5319 | 25.8752 | 25.5527 | 11.3266 | 12.2197 | 12.2237 | 12.4623 | 12.8587 | 13.5386 | 14.3574 | 15.4178 | 16.4222 | 17.5876 | 18.6417 | 19.7372 | 21.0434 | 22.0775 | 22.7186 | 23.065 | 23.6407 | 23.9814 | 24.6085 | 24.7133 | 24.692 | 25.0619 | 25.606 | 26.1018 | 26.647 | 25.4656 | 25.0758 | 24.7631 | 24.4692 | 24.2929 | 11.3266 | 12.7775 | 12.6639 | 12.681 | 12.7912 | 12.9865 | 13.3208 | 13.8987 | 14.5722 | 15.2741 | 15.9635 | 16.8695 | 17.8424 | 18.8389 | 19.7497 | 20.5811 | 21.3855 | 21.9236 | 22.2627 | 22.2904 | 22.2612 | 22.228 | 22.2231 | 22.0136 | 21.6909 | 21.3797 | 21.023 | 20.6581 | 20.2037 | 19.9543 | 11.3266 | 11.6929 | 11.5538 | 11.5626 | 11.8927 | 12.4486 | 13.0986 | 14.0041 | 14.9208 | 16.2083 | 17.4413 | 18.7634 | 20.1248 | 21.4954 | 22.5009 | 23.621 | 24.5128 | 25.0911 | 25.3934 | 24.9846 | 24.5088 | 23.885 | 23.1254 | 22.1643 | 21.0093 | 19.9488 | 18.8244 | 17.791 | 16.5232 | 15.4815 | 11.3266 | 12.5091 | 12.4157 | 12.5699 | 13.1791 | 13.987 | 15.0289 | 16.2053 | 17.4305 | 19.04 | 20.4738 | 21.8052 | 23.4337 | 24.9476 | 26.18 | 27.2248 | 28.4321 | 29.4204 | 30.2914 | 30.6811 | 30.7805 | 31.1751 | 31.5532 | 31.9034 | 32.5862 | 31.6258 | 31.4284 | 31.2787 | 31.0466 | 30.973
PSS | JOHNSTOWN T1 | 6.6096 | 5.7572 | 5.8394 | 5.9789 | 6.0924 | 6.3092 | 6.5226 | 6.7763 | 6.9903 | 7.2799 | 7.4908 | 7.7874 | 8.0583 | 8.3529 | 8.6531 | 9.0692 | 9.6076 | 10.1326 | 10.7279 | 11.307 | 11.8401 | 12.4252 | 13.0128 | 13.4928 | 13.7998 | 14.0006 | 14.1894 | 14.3603 | 14.4376 | 14.6359 | 6.6096 | 5.6153 | 5.6705 | 5.7872 | 5.9274 | 6.1697 | 6.4871 | 6.9359 | 7.33 | 7.762 | 8.1334 | 8.6375 | 9.2657 | 9.8068 | 10.2667 | 10.6648 | 11.1617 | 11.5089 | 11.928 | 11.9308 | 11.9393 | 12.066 | 12.2697 | 12.3591 | 11.7551 | 11.4261 | 11.3193 | 11.2239 | 11.062 | 11.0625 | 6.6096 | 5.7891 | 5.9284 | 6.1489 | 6.3393 | 6.5385 | 6.7731 | 7.117 | 7.4003 | 7.659 | 7.9272 | 8.399 | 8.9307 | 9.4179 | 9.8659 | 10.2444 | 10.8629 | 11.3631 | 11.7857 | 11.9969 | 12.1608 | 12.2895 | 12.4151 | 12.4819 | 12.4072 | 12.41 | 12.4143 | 12.453 | 12.4661 | 12.6039 | 6.6096 | 5.6371 | 5.6688 | 5.8078 | 5.9922 | 6.2556 | 6.5355 | 6.9245 | 7.2591 | 7.7208 | 8.1407 | 8.7197 | 9.3614 | 10.0026 | 10.5449 | 11.0383 | 11.5123 | 11.8542 | 12.0658 | 11.9462 | 11.7951 | 11.6465 | 11.471 | 11.2342 | 10.8228 | 10.4312 | 10.0858 | 9.7717 | 9.3807 | 9.1296 | 6.6096 | 5.7292 | 5.7607 | 5.9541 | 6.2528 | 6.7093 | 7.2239 | 7.8454 | 8.4954 | 9.3371 | 10.1142 | 10.9308 | 11.7938 | 12.6558 | 13.4473 | 14.142 | 15.0244 | 15.8147 | 16.3665 | 16.5009 | 16.559 | 16.6525 | 16.8187 | 16.8793 | 15.7987 | 15.2786 | 15.192 | 15.1129 | 14.9532 | 14.9624
PSS | KELCO T1 / NEWS INTERNATIONAL T1 / NEWS INTERNATIONAL T2 / PALCO T1 / SOUTHDENE T1 | 19.2892 | 15.9974 | 16.1696 | 16.4471 | 16.6172 | 16.7344 | 16.8525 | 17.0469 | 17.0276 | 17.2813 | 17.3019 | 17.5364 | 17.7318 | 17.8681 | 18.0987 | 18.2135 | 18.5022 | 18.6966 | 18.9291 | 19.117 | 19.2949 | 19.4478 | 19.7128 | 19.7202 | 19.6212 | 19.564 | 19.3632 | 19.0882 | 18.7352 | 18.6586 | 19.2892 | 15.8487 | 15.6932 | 15.6313 | 15.4671 | 15.4136 | 15.4108 | 15.6851 | 15.7183 | 15.959 | 16.1288 | 16.6668 | 17.3136 | 17.8967 | 18.644 | 19.3188 | 20.0877 | 20.5703 | 21.0255 | 21.1315 | 21.1927 | 21.0608 | 20.9508 | 20.6356 | 20.2298 | 19.9422 | 19.6094 | 19.2396 | 18.7179 | 18.4706 | 19.2892 | 15.9226 | 15.8871 | 15.96 | 15.8946 | 15.8968 | 15.9051 | 16.0568 | 15.9622 | 16.0133 | 16.008 | 16.2242 | 16.468 | 16.6209 | 16.9077 | 17.1308 | 17.4781 | 17.6894 | 17.8966 | 17.8807 | 17.9003 | 17.8458 | 17.8002 | 17.5578 | 17.2227 | 16.9242 | 16.5011 | 16.0801 | 15.5772 | 15.2924 | 19.2892 | 15.6394 | 15.3627 | 15.2752 | 15.1699 | 15.1976 | 15.227 | 15.3992 | 15.3468 | 15.5724 | 15.65 | 16.0543 | 16.4954 | 16.9263 | 17.4485 | 17.7013 | 18.0594 | 18.2316 | 18.2381 | 17.8569 | 17.4571 | 16.9855 | 16.5755 | 16.1369 | 15.6655 | 15.3034 | 14.9 | 14.517 | 13.9865 | 13.6692 | 19.2892 | 15.8701 | 15.7751 | 15.7808 | 15.698 | 15.6939 | 15.7289 | 15.9618 | 15.94 | 16.1181 | 16.2092 | 16.5859 | 17.0312 | 17.3957 | 17.9109 | 18.3656 | 18.9271 | 19.2784 | 19.6124 | 19.6577 | 19.7019 | 19.6136 | 19.546 | 19.2948 | 18.9413 | 18.6825 | 18.3378 | 17.9826 | 17.5055 | 17.2832
PSS | KINGSLAND 33 T1 / SAFEWAY T1 / WOOLSTON T1 / WOOLSTON T2 | 17.9063 | 17.5469 | 17.5037 | 17.5702 | 17.595 | 17.5606 | 17.5682 | 17.7085 | 17.6661 | 17.8859 | 18.0184 | 18.4136 | 18.7736 | 19.3239 | 19.9584 | 20.5936 | 21.4072 | 22.1621 | 23.0074 | 23.5611 | 24.0229 | 24.4675 | 24.9786 | 25.2145 | 25.1788 | 25.2239 | 25.1139 | 24.9203 | 24.6256 | 24.6226 | 17.9063 | 15.7472 | 15.4656 | 15.3408 | 15.2798 | 15.4476 | 15.6541 | 16.1137 | 16.3926 | 16.8609 | 17.2401 | 17.831 | 18.4874 | 19.0319 | 19.5066 | 19.8688 | 20.3984 | 20.6993 | 21.1624 | 21.1793 | 21.0176 | 21.1223 | 21.3231 | 21.2009 | 20.0594 | 19.2562 | 18.799 | 18.3542 | 17.9217 | 17.6422 | 17.9063 | 16.5533 | 16.2932 | 16.1511 | 16.0765 | 16.0569 | 16.1014 | 16.2955 | 16.3886 | 16.5875 | 16.7182 | 17.1375 | 17.5755 | 18.2136 | 18.9511 | 19.6315 | 20.4293 | 21.0681 | 21.6259 | 21.705 | 21.7913 | 21.8408 | 21.9324 | 21.7953 | 21.4866 | 21.2079 | 20.8505 | 20.4747 | 20.054 | 19.8269 | 17.9063 | 15.0247 | 14.5685 | 14.2815 | 14.1505 | 14.1957 | 14.2647 | 14.5402 | 14.6629 | 15.0162 | 15.2979 | 15.7685 | 16.1982 | 16.643 | 17.0605 | 17.4188 | 17.7694 | 17.9697 | 18.0502 | 17.6644 | 17.2212 | 16.7962 | 16.3579 | 15.792 | 15.1086 | 14.4558 | 13.8273 | 13.2175 | 12.503 | 11.9139 | 17.9063 | 16.0641 | 15.7711 | 15.6639 | 15.7733 | 16.0499 | 16.4274 | 16.9641 | 17.3989 | 18.1401 | 18.7745 | 19.5589 | 20.4802 | 21.5769 | 22.6923 | 23.698 | 24.8775 | 25.8737 | 26.7023 | 26.8957 | 26.8566 | 26.9461 | 27.0669 | 26.7946 | 25.311 | 24.6319 | 24.3084 | 23.9897 | 23.6287 | 23.4308
PSS | KINNERTON T1 | 3.37 | 3.6548 | 3.7199 | 3.7986 | 3.8816 | 4.0744 | 4.2502 | 4.4727 | 4.6639 | 4.9062 | 5.106 | 5.3537 | 5.6 | 5.8281 | 6.068 | 6.3927 | 6.8068 | 7.1877 | 7.6192 | 8.0078 | 8.326 | 8.719 | 9.1352 | 9.5205 | 9.7823 | 9.986 | 10.2817 | 10.5899 | 10.9021 | 11.2904 | 3.37 | 3.5493 | 3.6265 | 3.7516 | 3.8907 | 4.0403 | 4.2164 | 4.4786 | 4.7026 | 4.9219 | 5.1004 | 5.3942 | 5.6992 | 5.9208 | 6.1369 | 6.3016 | 6.5855 | 6.7817 | 7.1091 | 7.2862 | 7.4233 | 7.6144 | 7.8649 | 8.002 | 8.0445 | 7.9328 | 7.9724 | 7.9996 | 8.0236 | 8.1437 | 3.37 | 3.6606 | 3.7989 | 3.9858 | 4.1476 | 4.3292 | 4.5353 | 4.7984 | 5.0259 | 5.213 | 5.4277 | 5.791 | 6.1783 | 6.5578 | 6.8684 | 7.1389 | 7.6532 | 8.1084 | 8.5314 | 8.8076 | 9.0301 | 9.2264 | 9.4167 | 9.5571 | 9.5795 | 9.6395 | 9.7207 | 9.8256 | 9.9442 | 10.1275 | 3.37 | 3.5896 | 3.6595 | 3.785 | 3.9322 | 4.1414 | 4.3678 | 4.667 | 4.9462 | 5.2385 | 5.4728 | 5.785 | 6.0953 | 6.3549 | 6.5532 | 6.6207 | 6.8426 | 7.0514 | 7.2505 | 7.2747 | 7.2879 | 7.3936 | 7.5118 | 7.5753 | 7.4631 | 7.3257 | 7.2838 | 7.236 | 7.179 | 7.1606 | 3.37 | 3.649 | 3.6657 | 3.803 | 3.9987 | 4.3351 | 4.67 | 5.0814 | 5.5235 | 6.0849 | 6.603 | 7.1691 | 7.6684 | 8.1506 | 8.621 | 9.0238 | 9.5604 | 10.0778 | 10.4776 | 10.761 | 10.9521 | 11.1005 | 11.3374 | 11.4574 | 10.8609 | 10.4365 | 10.3918 | 10.3512 | 10.2831 | 10.3038
PSS | KIRKBY CENTRAL T1 / NORTHWOOD T1 / TOWER HILL (BANK LA) T1 / WESTVALE T1 | 17.3566 | 19.4557 | 19.46 | 19.5532 | 19.6304 | 19.5811 | 19.5897 | 19.7347 | 19.7584 | 20.0642 | 20.3107 | 20.8892 | 21.4265 | 22.0362 | 22.7518 | 23.4451 | 24.3918 | 25.2768 | 26.2597 | 27.2322 | 28.0758 | 28.8327 | 29.6058 | 30.0519 | 30.1291 | 30.2719 | 30.0725 | 29.8311 | 29.3567 | 29.2124 | 17.3566 | 17.0307 | 16.8964 | 17.0661 | 17.2605 | 17.8448 | 18.72 | 19.9135 | 20.9539 | 22.1093 | 23.0903 | 24.2492 | 25.8605 | 27.1053 | 27.8803 | 28.378 | 29.2379 | 29.818 | 30.8262 | 31.1077 | 31.0749 | 31.8795 | 32.8988 | 33.8869 | 35.0143 | 32.9702 | 32.3631 | 31.8829 | 31.5378 | 31.2563 | 17.3566 | 18.104 | 17.7459 | 17.6166 | 17.5383 | 17.5665 | 17.681 | 18.0387 | 18.3832 | 18.8164 | 19.2118 | 19.9514 | 20.7353 | 21.5159 | 22.4059 | 23.215 | 24.0694 | 24.6418 | 25.0985 | 25.224 | 25.2686 | 25.3943 | 25.5696 | 25.4587 | 25.159 | 24.8218 | 24.4656 | 24.0272 | 23.5239 | 23.2295 | 17.3566 | 16.2133 | 15.7526 | 15.5853 | 15.6045 | 15.8858 | 16.3099 | 17.0487 | 17.6626 | 18.5728 | 19.3684 | 20.4159 | 21.4827 | 22.4637 | 23.2651 | 24.0842 | 24.8088 | 25.2751 | 25.4957 | 25.1179 | 24.6069 | 24.1409 | 23.5927 | 22.8492 | 21.8475 | 20.9079 | 20.0118 | 19.1737 | 18.1453 | 17.2902 | 17.3566 | 17.5431 | 17.2472 | 17.3307 | 17.7713 | 18.5589 | 19.6508 | 20.9336 | 22.2865 | 24.1339 | 25.8576 | 27.5793 | 29.8633 | 31.952 | 33.7315 | 35.2444 | 37.0533 | 38.5799 | 39.9589 | 40.6909 | 40.8614 | 41.6383 | 42.3145 | 42.9239 | 44.2875 | 42.5397 | 42.1877 | 41.8646 | 41.5004 | 41.2565
PSS | KNOWSLEY T1 / MARLED HEY T1 | 4.3743 | 4.8419 | 4.8724 | 4.9362 | 4.9891 | 5.0003 | 5.0454 | 5.1224 | 5.1594 | 5.2733 | 5.3306 | 5.4725 | 5.6166 | 5.7836 | 5.9718 | 6.1599 | 6.4148 | 6.6793 | 6.9797 | 7.2553 | 7.5633 | 7.8394 | 8.1136 | 8.282 | 8.355 | 8.4064 | 8.3707 | 8.288 | 8.1085 | 8.0234 | 4.3743 | 4.4664 | 4.4175 | 4.4074 | 4.4403 | 4.5238 | 4.5962 | 4.7396 | 4.8602 | 5.0395 | 5.2249 | 5.4696 | 5.7068 | 5.8957 | 6.093 | 6.2159 | 6.3792 | 6.4547 | 6.522 | 6.5243 | 6.4862 | 6.4081 | 6.3739 | 6.2917 | 6.1735 | 6.0898 | 5.9796 | 5.8915 | 5.7464 | 5.6815 | 4.3743 | 4.6158 | 4.5928 | 4.5858 | 4.6023 | 4.6372 | 4.6915 | 4.835 | 4.9462 | 5.0888 | 5.2147 | 5.4448 | 5.7017 | 5.9745 | 6.2646 | 6.5259 | 6.805 | 7.0069 | 7.1302 | 7.166 | 7.1774 | 7.1308 | 7.1112 | 7.0202 | 6.8853 | 6.7887 | 6.6462 | 6.5096 | 6.3456 | 6.2528 | 4.3743 | 4.3243 | 4.246 | 4.2256 | 4.2717 | 4.354 | 4.4531 | 4.6219 | 4.7592 | 5.044 | 5.2942 | 5.6635 | 6.0614 | 6.4702 | 6.8513 | 7.1614 | 7.4742 | 7.6679 | 7.7782 | 7.6859 | 7.5626 | 7.3735 | 7.1563 | 6.8902 | 6.5804 | 6.2926 | 5.9855 | 5.6816 | 5.3245 | 5.0369 | 4.3743 | 4.5454 | 4.5072 | 4.499 | 4.588 | 4.694 | 4.825 | 5.0129 | 5.1613 | 5.3781 | 5.5548 | 5.7917 | 6.0342 | 6.2632 | 6.5065 | 6.7139 | 6.9409 | 7.091 | 7.1911 | 7.211 | 7.202 | 7.1525 | 7.1417 | 7.1068 | 7.0074 | 6.9879 | 6.9272 | 6.8908 | 6.8059 | 6.8008
PSS | LCWW HUNTINGTON T1 / LCWW HUNTINGTON T2 | 5.2143 | 4.6755 | 4.7273 | 4.7961 | 4.8437 | 4.8916 | 4.9382 | 5.0094 | 5.0346 | 5.1321 | 5.1871 | 5.3167 | 5.4301 | 5.5356 | 5.6645 | 5.7792 | 5.9452 | 6.0699 | 6.2145 | 6.3554 | 6.4505 | 6.5371 | 6.6701 | 6.7296 | 6.7488 | 6.7823 | 6.7878 | 6.7813 | 6.7741 | 6.8364 | 5.2143 | 4.5027 | 4.5252 | 4.5945 | 4.6368 | 4.7002 | 4.7894 | 4.9522 | 5.052 | 5.192 | 5.3055 | 5.5073 | 5.7522 | 5.9624 | 6.1575 | 6.3176 | 6.5441 | 6.6878 | 6.9662 | 7.1007 | 7.1719 | 7.2477 | 7.3713 | 7.4251 | 7.6179 | 7.4652 | 7.3955 | 7.3395 | 7.278 | 7.2909 | 5.2143 | 4.5859 | 4.5719 | 4.5878 | 4.6125 | 4.6304 | 4.6788 | 4.7685 | 4.8171 | 4.9098 | 4.9674 | 5.1032 | 5.2568 | 5.3743 | 5.5254 | 5.649 | 5.8454 | 5.9886 | 6.1266 | 6.189 | 6.2291 | 6.276 | 6.3376 | 6.3143 | 6.2515 | 6.1716 | 6.0665 | 5.9583 | 5.8305 | 5.7692 | 5.2143 | 4.4164 | 4.359 | 4.3616 | 4.3788 | 4.4608 | 4.5583 | 4.721 | 4.8226 | 4.9868 | 5.0863 | 5.2716 | 5.4417 | 5.5658 | 5.6846 | 5.7046 | 5.8137 | 5.8984 | 5.9844 | 5.9225 | 5.8547 | 5.8099 | 5.7863 | 5.7324 | 5.6102 | 5.5065 | 5.4299 | 5.3364 | 5.2246 | 5.1482 | 5.2143 | 4.5374 | 4.5159 | 4.5414 | 4.5926 | 4.683 | 4.8039 | 4.9745 | 5.1063 | 5.3191 | 5.4878 | 5.7187 | 5.9908 | 6.2337 | 6.4863 | 6.7047 | 6.97 | 7.1687 | 7.4323 | 7.5823 | 7.6542 | 7.7208 | 7.8047 | 7.8084 | 7.8474 | 7.6617 | 7.5723 | 7.493 | 7.3843 | 7.3405
PSS | LEGACY LOCAL T1 | 2.9281 | 2.7176 | 2.7048 | 2.7013 | 2.7035 | 2.7122 | 2.729 | 2.7794 | 2.8117 | 2.8865 | 2.9512 | 3.0519 | 3.1659 | 3.294 | 3.4324 | 3.6058 | 3.8169 | 4.0311 | 4.2629 | 4.4849 | 4.7042 | 4.9156 | 5.1252 | 5.278 | 5.3664 | 5.4287 | 5.4744 | 5.4935 | 5.4716 | 5.5035 | 2.9281 | 2.284 | 2.2323 | 2.2224 | 2.2426 | 2.3214 | 2.4234 | 2.572 | 2.6981 | 2.8493 | 2.9865 | 3.1621 | 3.3392 | 3.4721 | 3.5481 | 3.605 | 3.6963 | 3.7388 | 3.8309 | 3.8428 | 3.8316 | 3.9039 | 3.9573 | 3.9868 | 3.7344 | 3.5638 | 3.5082 | 3.4554 | 3.4075 | 3.3875 | 2.9281 | 2.4891 | 2.454 | 2.4438 | 2.4539 | 2.4854 | 2.5403 | 2.6266 | 2.7376 | 2.8303 | 2.9174 | 3.0768 | 3.2609 | 3.4643 | 3.6413 | 3.8216 | 4.037 | 4.2066 | 4.331 | 4.3995 | 4.444 | 4.4714 | 4.5026 | 4.5034 | 4.4664 | 4.4516 | 4.4252 | 4.4002 | 4.3853 | 4.3938 | 2.9281 | 2.154 | 2.0755 | 2.0402 | 2.0455 | 2.0879 | 2.1473 | 2.26 | 2.3687 | 2.5263 | 2.6784 | 2.8757 | 3.0851 | 3.2816 | 3.4517 | 3.6268 | 3.7763 | 3.8791 | 3.9462 | 3.9065 | 3.855 | 3.7944 | 3.7164 | 3.5957 | 3.4215 | 3.2455 | 3.0807 | 2.9265 | 2.738 | 2.5976 | 2.9281 | 2.3995 | 2.3465 | 2.3504 | 2.4429 | 2.6064 | 2.8051 | 3.0324 | 3.2864 | 3.6083 | 3.9006 | 4.1982 | 4.5216 | 4.8437 | 5.1119 | 5.3613 | 5.6548 | 5.9152 | 6.1057 | 6.2203 | 6.265 | 6.3621 | 6.3994 | 6.4151 | 6.0198 | 5.8453 | 5.8257 | 5.8036 | 5.7762 | 5.7832
PSS | LEIGHTON HOSPITAL T1 | 3.1895 | 3.7737 | 3.7468 | 3.7359 | 3.7515 | 3.716 | 3.7093 | 3.7422 | 3.724 | 3.7765 | 3.821 | 3.9288 | 4.0202 | 4.1936 | 4.3713 | 4.5831 | 4.851 | 5.1052 | 5.4063 | 5.6028 | 5.755 | 5.9283 | 6.137 | 6.3224 | 6.4184 | 6.5181 | 6.6164 | 6.7271 | 6.8351 | 6.9993 | 3.1895 | 3.2316 | 3.2657 | 3.3745 | 3.3161 | 3.327 | 3.3383 | 3.3692 | 3.3838 | 3.4087 | 3.4164 | 3.4986 | 3.5744 | 3.678 | 3.7491 | 3.7953 | 3.9095 | 3.9931 | 4.3579 | 4.5484 | 4.6488 | 4.7882 | 5.0231 | 5.1611 | 5.6164 | 5.5522 | 5.6094 | 5.7029 | 5.8343 | 6.0017 | 3.1895 | 3.4833 | 3.4429 | 3.412 | 3.4187 | 3.4366 | 3.4753 | 3.5555 | 3.6233 | 3.7138 | 3.7903 | 3.9005 | 4.0035 | 4.2085 | 4.4016 | 4.5499 | 4.8615 | 5.1459 | 5.4257 | 5.5258 | 5.587 | 5.7095 | 5.8271 | 5.9181 | 5.9168 | 5.8783 | 5.8615 | 5.8432 | 5.8192 | 5.8436 | 3.1895 | 3.049 | 2.9797 | 2.9403 | 2.9301 | 2.9595 | 3.0544 | 3.2359 | 3.4141 | 3.6102 | 3.8014 | 4.0777 | 4.3186 | 4.592 | 4.7826 | 4.8086 | 5.0625 | 5.3125 | 5.5826 | 5.673 | 5.754 | 5.9208 | 6.0711 | 6.1596 | 6.0789 | 5.9512 | 5.9211 | 5.8621 | 5.8056 | 5.7514 | 3.1895 | 3.3592 | 3.2899 | 3.277 | 3.3091 | 3.4071 | 3.4895 | 3.6022 | 3.7185 | 3.8999 | 4.0387 | 4.2031 | 4.3524 | 4.6322 | 4.9146 | 5.1589 | 5.4733 | 5.773 | 6.2267 | 6.4156 | 6.4949 | 6.5618 | 6.6802 | 6.7035 | 6.5317 | 6.2747 | 6.2231 | 6.2019 | 6.1685 | 6.1626
PSS | LIVERPOOL RD 33 T1 | 4.8695 | 5.0185 | 5.0465 | 5.1078 | 5.16 | 5.2339 | 5.3209 | 5.4539 | 5.5472 | 5.7235 | 5.8469 | 6.0344 | 6.2225 | 6.4197 | 6.644 | 6.9211 | 7.2799 | 7.6225 | 8.0165 | 8.3754 | 8.7137 | 9.0512 | 9.3805 | 9.5849 | 9.6802 | 9.7292 | 9.7168 | 9.6823 | 9.5783 | 9.5784 | 4.8695 | 4.6579 | 4.6316 | 4.6885 | 4.7673 | 4.9209 | 5.131 | 5.4189 | 5.6764 | 5.9869 | 6.2467 | 6.5557 | 6.9275 | 7.2231 | 7.4273 | 7.5871 | 7.7725 | 7.8916 | 8.0806 | 8.1064 | 8.0774 | 8.1644 | 8.2283 | 8.2275 | 7.8207 | 7.5521 | 7.4345 | 7.3172 | 7.1795 | 7.1328 | 4.8695 | 4.8406 | 4.8573 | 4.9232 | 5.0022 | 5.0895 | 5.2263 | 5.4332 | 5.6171 | 5.8386 | 6.0312 | 6.3224 | 6.6453 | 6.9216 | 7.1773 | 7.3918 | 7.6778 | 7.8686 | 8.0141 | 8.0615 | 8.0801 | 8.1005 | 8.11 | 8.0787 | 7.979 | 7.9091 | 7.8264 | 7.7625 | 7.6785 | 7.6737 | 4.8695 | 4.5333 | 4.4713 | 4.4823 | 4.5776 | 4.7323 | 4.9073 | 5.1734 | 5.4443 | 5.8166 | 6.1435 | 6.514 | 6.8815 | 7.2578 | 7.5281 | 7.798 | 8.0414 | 8.1916 | 8.2648 | 8.1133 | 7.9464 | 7.7551 | 7.5501 | 7.2976 | 6.9481 | 6.6245 | 6.3157 | 6.0204 | 5.6714 | 5.4026 | 4.8695 | 4.7625 | 4.7315 | 4.8027 | 4.9811 | 5.229 | 5.5435 | 5.9036 | 6.2589 | 6.7652 | 7.1953 | 7.6155 | 8.0869 | 8.5231 | 8.9036 | 9.2337 | 9.63 | 9.968 | 10.2285 | 10.3554 | 10.3869 | 10.4969 | 10.5187 | 10.4887 | 9.8893 | 9.5986 | 9.5172 | 9.4369 | 9.3171 | 9.2943
PSS | LLAINGOCH T1 | 3.6272 | 3.7209 | 3.7276 | 3.8109 | 3.8794 | 4.0643 | 4.261 | 4.4983 | 4.7348 | 5.026 | 5.2996 | 5.6236 | 5.9418 | 6.2846 | 6.6047 | 7.0421 | 7.5872 | 8.1295 | 8.7238 | 9.258 | 9.737 | 10.2598 | 10.7839 | 11.2286 | 11.4946 | 11.6583 | 11.9176 | 12.1881 | 12.4045 | 12.7382 | 3.6272 | 3.4417 | 3.4675 | 3.565 | 3.7148 | 3.9493 | 4.3024 | 4.7375 | 5.1333 | 5.5369 | 5.8731 | 6.2409 | 6.6519 | 6.9654 | 7.1345 | 7.2423 | 7.451 | 7.6248 | 7.7285 | 7.6654 | 7.6373 | 7.7993 | 8.024 | 8.1932 | 7.6297 | 7.2778 | 7.2291 | 7.1701 | 7.1076 | 7.1297 | 3.6272 | 3.5084 | 3.4725 | 3.6691 | 3.8644 | 4.1026 | 4.3667 | 4.7077 | 5.0604 | 5.3844 | 5.7138 | 6.1805 | 6.6543 | 7.1115 | 7.4484 | 7.7406 | 8.2363 | 8.6596 | 9.0316 | 9.2717 | 9.4863 | 9.6321 | 9.7956 | 9.9241 | 9.9398 | 10.0358 | 10.1687 | 10.3366 | 10.5173 | 10.7701 | 3.6272 | 3.2153 | 3.1723 | 3.2716 | 3.4544 | 3.7068 | 4.0101 | 4.3645 | 4.7442 | 5.1709 | 5.5421 | 5.8994 | 6.2046 | 6.492 | 6.6487 | 6.8101 | 6.9871 | 7.1184 | 7.2162 | 7.1342 | 7.0345 | 7.0064 | 6.9808 | 6.8801 | 6.6082 | 6.2947 | 6.084 | 5.8881 | 5.6794 | 5.521 | 3.6272 | 3.514 | 3.483 | 3.6322 | 3.9255 | 4.3787 | 4.9182 | 5.5168 | 6.1934 | 7.0789 | 7.9008 | 8.6724 | 9.4182 | 10.1841 | 10.8287 | 11.3824 | 12.117 | 12.8424 | 13.0755 | 13.2161 | 13.3038 | 13.4441 | 13.6661 | 13.7975 | 12.6773 | 12.1007 | 12.0766 | 12.0325 | 11.9501 | 11.9797
PSS | LLANARMON T1 | 1.9336 | 2.1798 | 2.1877 | 2.2136 | 2.2296 | 2.2422 | 2.2682 | 2.3068 | 2.3311 | 2.3894 | 2.4339 | 2.5169 | 2.5979 | 2.6798 | 2.7694 | 2.8628 | 2.9884 | 3.1042 | 3.2244 | 3.3212 | 3.4075 | 3.4923 | 3.5888 | 3.6476 | 3.6926 | 3.7312 | 3.7582 | 3.7925 | 3.8235 | 3.8907 | 1.9336 | 2.0095 | 2.019 | 2.0696 | 2.1149 | 2.166 | 2.2184 | 2.3138 | 2.3673 | 2.4447 | 2.5174 | 2.6075 | 2.711 | 2.787 | 2.8521 | 2.8955 | 2.9617 | 3.0084 | 3.1639 | 3.2479 | 3.3137 | 3.364 | 3.4505 | 3.4952 | 3.6811 | 3.6407 | 3.6379 | 3.6439 | 3.6558 | 3.6957 | 1.9336 | 2.0933 | 2.0777 | 2.0876 | 2.0866 | 2.1183 | 2.1499 | 2.2142 | 2.284 | 2.3528 | 2.4169 | 2.5211 | 2.6236 | 2.7333 | 2.8485 | 2.94 | 3.0832 | 3.1855 | 3.2893 | 3.3483 | 3.3817 | 3.4252 | 3.4722 | 3.4829 | 3.4549 | 3.4226 | 3.3785 | 3.3399 | 3.2911 | 3.2625 | 1.9336 | 1.959 | 1.9362 | 1.9341 | 1.9664 | 2.0221 | 2.1051 | 2.2192 | 2.3315 | 2.4606 | 2.5627 | 2.686 | 2.8047 | 2.8882 | 2.9576 | 2.9517 | 3.0336 | 3.1008 | 3.1822 | 3.1817 | 3.1852 | 3.2093 | 3.2412 | 3.2404 | 3.1879 | 3.1351 | 3.0982 | 3.0593 | 3.0031 | 2.9588 | 1.9336 | 2.0665 | 2.0432 | 2.0557 | 2.089 | 2.166 | 2.2445 | 2.3544 | 2.4479 | 2.5783 | 2.6942 | 2.8221 | 2.9514 | 3.0821 | 3.2115 | 3.3188 | 3.4394 | 3.5382 | 3.7007 | 3.8001 | 3.8587 | 3.9045 | 3.9674 | 3.9849 | 4.0003 | 3.9257 | 3.9042 | 3.8923 | 3.8657 | 3.86
PSS | LLANBEDROG T1 | 2.4861 | 2.6499 | 2.678 | 2.7243 | 2.785 | 2.8532 | 2.9586 | 3.0882 | 3.2079 | 3.3576 | 3.477 | 3.6399 | 3.8145 | 4.0186 | 4.2269 | 4.5243 | 4.8995 | 5.2919 | 5.7479 | 6.1824 | 6.6202 | 7.0637 | 7.4722 | 7.7683 | 7.9627 | 8.0496 | 8.082 | 8.0739 | 7.9494 | 7.9059 | 2.4861 | 2.5084 | 2.5502 | 2.6402 | 2.791 | 2.9504 | 3.1327 | 3.3432 | 3.5556 | 3.8156 | 4.0627 | 4.3406 | 4.6136 | 4.8585 | 5.024 | 5.1527 | 5.2837 | 5.3435 | 5.4763 | 5.4986 | 5.4889 | 5.5091 | 5.5823 | 5.61 | 5.6471 | 5.5922 | 5.5922 | 5.6028 | 5.588 | 5.6432 | 2.4861 | 2.5848 | 2.6288 | 2.701 | 2.7945 | 2.9077 | 3.0822 | 3.3006 | 3.5609 | 3.8166 | 4.0635 | 4.3783 | 4.716 | 5.0562 | 5.3241 | 5.5763 | 5.8788 | 6.0938 | 6.2504 | 6.2757 | 6.2756 | 6.2655 | 6.2667 | 6.2308 | 6.1499 | 6.0986 | 6.0382 | 6.0075 | 5.9565 | 5.9796 | 2.4861 | 2.4727 | 2.4924 | 2.5603 | 2.7177 | 2.9261 | 3.1666 | 3.4872 | 3.8398 | 4.3382 | 4.8249 | 5.3774 | 5.9651 | 6.5963 | 7.0845 | 7.5344 | 7.9792 | 8.3188 | 8.5378 | 8.4825 | 8.4126 | 8.2949 | 8.1139 | 7.8626 | 7.4958 | 7.1451 | 6.802 | 6.479 | 6.0888 | 5.7873 | 2.4861 | 2.5733 | 2.5773 | 2.6448 | 2.8388 | 3.0784 | 3.3639 | 3.6618 | 3.9798 | 4.395 | 4.7357 | 5.0585 | 5.3643 | 5.6785 | 5.9358 | 6.1813 | 6.4465 | 6.6405 | 6.7986 | 6.8539 | 6.8642 | 6.8706 | 6.9243 | 6.9457 | 6.7202 | 6.5673 | 6.5373 | 6.5378 | 6.501 | 6.5405
PSS | LLANBERIS T1 | 4.0882 | 3.9587 | 3.9839 | 4.0462 | 4.0897 | 4.1498 | 4.22 | 4.3377 | 4.4238 | 4.57 | 4.6794 | 4.8485 | 5.0192 | 5.2034 | 5.3913 | 5.6535 | 5.9745 | 6.3089 | 6.6751 | 7.0377 | 7.3712 | 7.6992 | 7.9978 | 8.1991 | 8.2865 | 8.3188 | 8.2783 | 8.2261 | 8.0613 | 8.0073 | 4.0882 | 3.7022 | 3.7138 | 3.7925 | 3.9113 | 4.0583 | 4.2464 | 4.4969 | 4.7222 | 4.9945 | 5.2405 | 5.519 | 5.816 | 6.0581 | 6.2062 | 6.3119 | 6.4412 | 6.4987 | 6.6682 | 6.6985 | 6.6865 | 6.7456 | 6.8611 | 6.8771 | 6.7216 | 6.5564 | 6.4867 | 6.4349 | 6.3761 | 6.3741 | 4.0882 | 3.8268 | 3.8274 | 3.8603 | 3.9299 | 4.011 | 4.1557 | 4.3547 | 4.573 | 4.7975 | 5.0222 | 5.2843 | 5.5567 | 5.8225 | 6.0129 | 6.193 | 6.3884 | 6.5111 | 6.6004 | 6.6012 | 6.5806 | 6.5579 | 6.5471 | 6.487 | 6.3976 | 6.3172 | 6.2288 | 6.151 | 6.0438 | 6.0162 | 4.0882 | 3.6127 | 3.5769 | 3.6099 | 3.7306 | 3.9071 | 4.1242 | 4.4171 | 4.7301 | 5.1786 | 5.584 | 6.0128 | 6.442 | 6.8938 | 7.2073 | 7.4975 | 7.7904 | 7.9941 | 8.1228 | 8.0221 | 7.901 | 7.7401 | 7.5593 | 7.3103 | 6.9667 | 6.6418 | 6.3235 | 6.0248 | 5.6682 | 5.3898 | 4.0882 | 3.7736 | 3.7501 | 3.7925 | 3.9531 | 4.1567 | 4.4215 | 4.7141 | 5.0007 | 5.4049 | 5.7443 | 6.0526 | 6.379 | 6.6854 | 6.9301 | 7.1442 | 7.3887 | 7.5769 | 7.7743 | 7.8639 | 7.8809 | 7.9387 | 8.0221 | 7.987 | 7.6248 | 7.4282 | 7.3629 | 7.3152 | 7.2306 | 7.222
PSS | LLANDDEUSANT T1 | 3.7401 | 4.8988 | 4.9526 | 5.0023 | 5.0642 | 5.1864 | 5.3129 | 5.4718 | 5.6006 | 5.8128 | 5.9816 | 6.2401 | 6.4786 | 6.7328 | 6.9792 | 7.3028 | 7.7175 | 8.1226 | 8.5476 | 8.9439 | 9.2696 | 9.644 | 10.0299 | 10.3768 | 10.5912 | 10.7514 | 10.9702 | 11.2029 | 11.4196 | 11.7392 | 3.7401 | 4.4152 | 4.4439 | 4.5177 | 4.658 | 4.7641 | 4.9207 | 5.1418 | 5.3133 | 5.5076 | 5.6687 | 5.9235 | 6.1606 | 6.3549 | 6.4968 | 6.5286 | 6.6776 | 6.7912 | 7.0498 | 7.1681 | 7.2587 | 7.405 | 7.6306 | 7.7624 | 7.8132 | 7.6515 | 7.6463 | 7.6383 | 7.6617 | 7.757 | 3.7401 | 4.6526 | 4.7553 | 4.8792 | 5.0094 | 5.1528 | 5.3199 | 5.5495 | 5.76 | 5.9661 | 6.1718 | 6.5073 | 6.8691 | 7.2216 | 7.5151 | 7.7572 | 8.2245 | 8.6225 | 9.002 | 9.2375 | 9.4167 | 9.5831 | 9.7604 | 9.8628 | 9.8594 | 9.9023 | 9.9436 | 10.0161 | 10.0786 | 10.2184 | 3.7401 | 4.2412 | 4.2536 | 4.29 | 4.3876 | 4.5316 | 4.7152 | 5.0047 | 5.2675 | 5.5621 | 5.8574 | 6.1756 | 6.452 | 6.6982 | 6.8491 | 6.8901 | 7.0861 | 7.2553 | 7.4296 | 7.4395 | 7.4494 | 7.5112 | 7.5851 | 7.585 | 7.4057 | 7.1749 | 7.0536 | 6.9214 | 6.7868 | 6.6793 | 3.7401 | 4.5874 | 4.5645 | 4.6397 | 4.8274 | 5.1207 | 5.4297 | 5.8008 | 6.1928 | 6.7305 | 7.2105 | 7.7116 | 8.154 | 8.6342 | 9.0692 | 9.3668 | 9.7924 | 10.2235 | 10.5578 | 10.7888 | 10.9259 | 11.0218 | 11.2174 | 11.2988 | 10.7341 | 10.3167 | 10.241 | 10.1844 | 10.1059 | 10.1054
PSS | LLANDDU QUARRY T1 | 3.2349 | 3.3184 | 3.3311 | 3.3595 | 3.3832 | 3.4071 | 3.4306 | 3.4929 | 3.5246 | 3.6071 | 3.6602 | 3.7626 | 3.8718 | 3.9875 | 4.1148 | 4.2738 | 4.4684 | 4.6692 | 4.8897 | 5.0958 | 5.3013 | 5.4889 | 5.6956 | 5.8401 | 5.9183 | 5.9797 | 5.9954 | 5.9986 | 5.9445 | 5.9572 | 3.2349 | 3.0863 | 3.0854 | 3.1271 | 3.1885 | 3.2585 | 3.3278 | 3.4515 | 3.5438 | 3.6679 | 3.7893 | 3.9906 | 4.1781 | 4.3422 | 4.4843 | 4.6033 | 4.7599 | 4.8399 | 5.0287 | 5.1229 | 5.1572 | 5.2233 | 5.3093 | 5.3536 | 5.5518 | 5.4728 | 5.444 | 5.4359 | 5.4251 | 5.4588 | 3.2349 | 3.1917 | 3.1648 | 3.1668 | 3.169 | 3.1995 | 3.2514 | 3.3538 | 3.4488 | 3.564 | 3.6624 | 3.814 | 4.0015 | 4.1725 | 4.3687 | 4.5323 | 4.747 | 4.9116 | 5.0407 | 5.104 | 5.1238 | 5.1504 | 5.1778 | 5.1555 | 5.0925 | 5.0294 | 4.9533 | 4.8766 | 4.7887 | 4.7425 | 3.2349 | 2.9936 | 2.9431 | 2.9386 | 2.9694 | 3.0472 | 3.1512 | 3.3236 | 3.4779 | 3.6983 | 3.9105 | 4.199 | 4.5064 | 4.8019 | 5.0623 | 5.2404 | 5.4767 | 5.6635 | 5.8048 | 5.786 | 5.7491 | 5.7075 | 5.6542 | 5.5559 | 5.3829 | 5.2205 | 5.0705 | 4.9173 | 4.7262 | 4.5816 | 3.2349 | 3.1546 | 3.1167 | 3.1214 | 3.181 | 3.2843 | 3.4067 | 3.5679 | 3.7128 | 3.9165 | 4.0869 | 4.2997 | 4.5217 | 4.7302 | 4.9484 | 5.1378 | 5.3508 | 5.5057 | 5.7094 | 5.8274 | 5.8712 | 5.9242 | 5.9852 | 6.0051 | 6.0294 | 5.921 | 5.8785 | 5.8552 | 5.812 | 5.8084
PSS | LLANDEGFAN T1 | 2.4103 | 2.1845 | 2.1973 | 2.2263 | 2.2552 | 2.285 | 2.3332 | 2.4007 | 2.4696 | 2.5601 | 2.6488 | 2.7794 | 2.9331 | 3.0702 | 3.2233 | 3.3815 | 3.5881 | 3.7735 | 3.9729 | 4.1624 | 4.3044 | 4.4391 | 4.5917 | 4.7183 | 4.8069 | 4.8806 | 4.9538 | 5.036 | 5.1152 | 5.2263 | 2.4103 | 2.0306 | 2.1066 | 2.2356 | 2.3721 | 2.5111 | 2.6622 | 2.8637 | 3.0585 | 3.2304 | 3.3825 | 3.5741 | 3.7781 | 3.9502 | 4.0694 | 4.1278 | 4.2631 | 4.3455 | 4.6505 | 4.8157 | 4.9232 | 5.0949 | 5.3059 | 5.4798 | 5.9083 | 5.7746 | 5.8074 | 5.8595 | 5.9313 | 6.0201 | 2.4103 | 2.1081 | 2.1047 | 2.1212 | 2.1402 | 2.2008 | 2.2699 | 2.4031 | 2.5336 | 2.6839 | 2.8207 | 3.0018 | 3.1999 | 3.385 | 3.5925 | 3.7604 | 3.9908 | 4.1876 | 4.3492 | 4.4539 | 4.5309 | 4.6377 | 4.7179 | 4.7641 | 4.7614 | 4.7204 | 4.6924 | 4.6485 | 4.6039 | 4.5768 | 2.4103 | 1.9876 | 2.0035 | 2.0525 | 2.1462 | 2.2905 | 2.4635 | 2.7076 | 2.9425 | 3.1734 | 3.3742 | 3.6068 | 3.804 | 3.9625 | 4.0755 | 4.079 | 4.2155 | 4.3433 | 4.4941 | 4.5224 | 4.5581 | 4.6349 | 4.7067 | 4.7484 | 4.6913 | 4.6168 | 4.5942 | 4.5495 | 4.4968 | 4.4454 | 2.4103 | 2.0849 | 2.0815 | 2.1257 | 2.2318 | 2.41 | 2.6011 | 2.8341 | 3.08 | 3.384 | 3.6498 | 3.9225 | 4.2278 | 4.5255 | 4.8005 | 5.0272 | 5.2847 | 5.5045 | 5.8173 | 6.0238 | 6.1381 | 6.2887 | 6.4193 | 6.5149 | 6.672 | 6.4837 | 6.4894 | 6.4996 | 6.4941 | 6.4982
PSS | LLANDRINIO T1 | 3.261 | 3.3796 | 3.4128 | 3.4704 | 3.5097 | 3.5768 | 3.6444 | 3.7454 | 3.8394 | 3.9677 | 4.0627 | 4.23 | 4.384 | 4.5463 | 4.7184 | 4.9299 | 5.1917 | 5.4575 | 5.762 | 6.047 | 6.3105 | 6.5736 | 6.8574 | 7.0635 | 7.2064 | 7.3162 | 7.3939 | 7.4662 | 7.479 | 7.5608 | 3.261 | 3.2712 | 3.3635 | 3.4918 | 3.6295 | 3.7638 | 3.8837 | 4.0792 | 4.2435 | 4.4306 | 4.5984 | 4.8547 | 5.1305 | 5.3686 | 5.5842 | 5.7444 | 5.9614 | 6.1064 | 6.439 | 6.6061 | 6.7116 | 6.8328 | 6.9985 | 7.0746 | 7.2704 | 7.2189 | 7.239 | 7.2726 | 7.3137 | 7.4083 | 3.261 | 3.3512 | 3.3822 | 3.4439 | 3.4864 | 3.5635 | 3.6742 | 3.8506 | 4.0006 | 4.1643 | 4.3425 | 4.5705 | 4.842 | 5.1003 | 5.3716 | 5.5987 | 5.9221 | 6.1819 | 6.4006 | 6.5136 | 6.5789 | 6.6539 | 6.7183 | 6.7459 | 6.7011 | 6.638 | 6.5837 | 6.5206 | 6.4511 | 6.4278 | 3.261 | 3.2384 | 3.2437 | 3.3038 | 3.4085 | 3.5656 | 3.7697 | 4.053 | 4.3152 | 4.6269 | 4.9251 | 5.3231 | 5.7413 | 6.1262 | 6.4745 | 6.6659 | 6.9876 | 7.2435 | 7.4558 | 7.4881 | 7.4816 | 7.4878 | 7.4856 | 7.4352 | 7.2469 | 7.0713 | 6.9229 | 6.7835 | 6.5937 | 6.4557 | 3.261 | 3.3371 | 3.3525 | 3.4157 | 3.5351 | 3.7269 | 3.9261 | 4.1835 | 4.4221 | 4.7366 | 5.0113 | 5.3182 | 5.6434 | 5.9605 | 6.2834 | 6.563 | 6.8746 | 7.1385 | 7.4781 | 7.6752 | 7.7869 | 7.8882 | 7.9874 | 8.0146 | 7.8473 | 7.7012 | 7.6799 | 7.669 | 7.6342 | 7.6505
PSS | LLANDUDNO T1 / LLANDUDNO T2 | 6.3281 | 7.2929 | 7.3012 | 7.345 | 7.3978 | 7.4995 | 7.6217 | 7.8101 | 7.9339 | 8.1699 | 8.3678 | 8.6695 | 8.9442 | 9.2543 | 9.5629 | 9.9569 | 10.4484 | 10.9126 | 11.4137 | 11.8441 | 12.2539 | 12.6466 | 13.0558 | 13.3249 | 13.454 | 13.5045 | 13.5884 | 13.6639 | 13.6707 | 13.8537 | 6.3281 | 6.435 | 6.2969 | 6.247 | 6.2491 | 6.3478 | 6.4763 | 6.6711 | 6.8261 | 7.0913 | 7.2985 | 7.543 | 7.7118 | 7.8099 | 7.873 | 7.8477 | 7.9025 | 7.8933 | 7.928 | 7.869 | 7.7975 | 7.7718 | 7.7822 | 7.7086 | 7.437 | 7.2216 | 7.0821 | 6.9169 | 6.7292 | 6.6509 | 6.3281 | 6.8426 | 6.8449 | 6.9298 | 7.0384 | 7.1754 | 7.3536 | 7.6121 | 7.8505 | 8.116 | 8.3665 | 8.7612 | 9.1549 | 9.5525 | 9.8624 | 10.1416 | 10.5257 | 10.815 | 11.0888 | 11.2203 | 11.3383 | 11.3809 | 11.4451 | 11.4309 | 11.3343 | 11.3124 | 11.2572 | 11.2462 | 11.2123 | 11.2863 | 6.3281 | 6.1554 | 6.0297 | 5.9708 | 6.0115 | 6.1393 | 6.2757 | 6.521 | 6.7394 | 7.0735 | 7.35 | 7.6102 | 7.8172 | 7.9718 | 8.017 | 8.0405 | 8.1106 | 8.146 | 8.1408 | 7.9752 | 7.8006 | 7.6254 | 7.447 | 7.2294 | 6.8778 | 6.5157 | 6.1932 | 5.8864 | 5.5526 | 5.2734 | 6.3281 | 6.6717 | 6.5496 | 6.5656 | 6.7153 | 6.9644 | 7.245 | 7.5738 | 7.8927 | 8.4001 | 8.8133 | 9.2316 | 9.5332 | 9.861 | 10.1553 | 10.3978 | 10.7222 | 11.012 | 11.1632 | 11.23 | 11.2659 | 11.274 | 11.3598 | 11.3582 | 10.8159 | 10.4864 | 10.3687 | 10.2547 | 10.0974 | 10.0631
PSS | LLANDYFRYDOG T1 | 3.0155 | 2.7502 | 2.7719 | 2.8119 | 2.8622 | 2.905 | 2.9707 | 3.0677 | 3.1544 | 3.2788 | 3.3828 | 3.5326 | 3.6897 | 3.8635 | 4.0431 | 4.2863 | 4.5815 | 4.8726 | 5.2029 | 5.5131 | 5.8104 | 6.1006 | 6.3768 | 6.5685 | 6.6934 | 6.7535 | 6.7815 | 6.7793 | 6.7136 | 6.7111 | 3.0155 | 2.6095 | 2.6655 | 2.7891 | 2.9462 | 3.0839 | 3.2455 | 3.453 | 3.6343 | 3.8766 | 4.0846 | 4.3309 | 4.5602 | 4.7605 | 4.9058 | 5.0007 | 5.1158 | 5.1826 | 5.4129 | 5.5314 | 5.5879 | 5.6635 | 5.8033 | 5.8899 | 6.2033 | 6.1478 | 6.1543 | 6.1848 | 6.2251 | 6.3024 | 3.0155 | 2.6783 | 2.6759 | 2.7086 | 2.7562 | 2.8256 | 2.9512 | 3.1472 | 3.3374 | 3.5509 | 3.7598 | 4.0208 | 4.2941 | 4.5527 | 4.7859 | 4.9903 | 5.2363 | 5.4276 | 5.5654 | 5.6056 | 5.6268 | 5.6469 | 5.6745 | 5.6558 | 5.5949 | 5.5358 | 5.4642 | 5.3999 | 5.3157 | 5.2775 | 3.0155 | 2.5475 | 2.5547 | 2.6067 | 2.7366 | 2.9261 | 3.1378 | 3.444 | 3.77 | 4.1705 | 4.5547 | 4.9744 | 5.4058 | 5.8248 | 6.1374 | 6.3614 | 6.6679 | 6.9231 | 7.1096 | 7.1037 | 7.066 | 7.0287 | 6.9666 | 6.8349 | 6.6083 | 6.3792 | 6.182 | 5.9789 | 5.7282 | 5.5314 | 3.0155 | 2.6686 | 2.658 | 2.7073 | 2.8586 | 3.0402 | 3.2738 | 3.5343 | 3.7789 | 4.1219 | 4.3958 | 4.6656 | 4.9274 | 5.1849 | 5.4106 | 5.6115 | 5.8124 | 5.9792 | 6.2165 | 6.3526 | 6.4169 | 6.4751 | 6.5622 | 6.604 | 6.6583 | 6.5492 | 6.5292 | 6.5359 | 6.5175 | 6.5349
PSS | LLANDYRNOG T1 | 3.0224 | 2.7964 | 2.8065 | 2.8371 | 2.8521 | 2.8773 | 2.8979 | 2.9523 | 2.9815 | 3.0523 | 3.1119 | 3.2181 | 3.3198 | 3.4246 | 3.5404 | 3.6688 | 3.8157 | 3.9642 | 4.1048 | 4.2431 | 4.3539 | 4.4613 | 4.5721 | 4.6613 | 4.7154 | 4.7499 | 4.7987 | 4.8316 | 4.8686 | 4.9541 | 3.0224 | 2.5929 | 2.606 | 2.6789 | 2.7505 | 2.8178 | 2.8936 | 3.012 | 3.0934 | 3.1952 | 3.29 | 3.4249 | 3.5576 | 3.6753 | 3.7627 | 3.8201 | 3.9287 | 4.0058 | 4.2136 | 4.3328 | 4.3948 | 4.4673 | 4.599 | 4.669 | 4.9327 | 4.8511 | 4.8498 | 4.863 | 4.8859 | 4.9384 | 3.0224 | 2.6877 | 2.673 | 2.6769 | 2.6875 | 2.7155 | 2.7616 | 2.85 | 2.9238 | 3.012 | 3.0952 | 3.215 | 3.3567 | 3.4908 | 3.627 | 3.7519 | 3.9149 | 4.0595 | 4.1898 | 4.2579 | 4.3117 | 4.3673 | 4.4257 | 4.4274 | 4.4043 | 4.3616 | 4.3155 | 4.2548 | 4.1925 | 4.1577 | 3.0224 | 2.5222 | 2.4878 | 2.499 | 2.5267 | 2.6091 | 2.7066 | 2.8715 | 3.0063 | 3.1719 | 3.3038 | 3.4638 | 3.6157 | 3.731 | 3.8193 | 3.8125 | 3.9129 | 4.0073 | 4.1072 | 4.1104 | 4.1086 | 4.1345 | 4.1701 | 4.1759 | 4.1124 | 4.0315 | 3.9948 | 3.9343 | 3.8717 | 3.8165 | 3.0224 | 2.6514 | 2.6211 | 2.6356 | 2.6926 | 2.7902 | 2.9001 | 3.0468 | 3.1725 | 3.3545 | 3.5137 | 3.686 | 3.8746 | 4.062 | 4.2336 | 4.392 | 4.5581 | 4.7084 | 4.9253 | 5.0617 | 5.1336 | 5.1996 | 5.2848 | 5.3057 | 5.357 | 5.2318 | 5.2057 | 5.1841 | 5.1501 | 5.1388
PSS | LLANFAELOG T1 | 2.8495 | 2.9227 | 2.945 | 2.9923 | 3.0205 | 3.0634 | 3.1005 | 3.1595 | 3.1822 | 3.2565 | 3.3041 | 3.3901 | 3.466 | 3.5361 | 3.6014 | 3.705 | 3.8374 | 3.9759 | 4.1229 | 4.2694 | 4.375 | 4.5075 | 4.6572 | 4.7642 | 4.8175 | 4.8581 | 4.8938 | 4.9366 | 4.9539 | 5.03 | 2.8495 | 2.8044 | 2.8443 | 2.9067 | 2.9597 | 2.9863 | 3.0458 | 3.1633 | 3.2328 | 3.3102 | 3.3756 | 3.5146 | 3.6903 | 3.8535 | 3.9881 | 4.1101 | 4.2811 | 4.3902 | 4.6397 | 4.7584 | 4.8299 | 4.9579 | 5.1247 | 5.1845 | 5.2471 | 5.1375 | 5.1394 | 5.1469 | 5.1552 | 5.2185 | 2.8495 | 2.8806 | 2.8868 | 2.9268 | 2.9403 | 2.9856 | 3.0353 | 3.124 | 3.175 | 3.2435 | 3.3123 | 3.4078 | 3.5034 | 3.5883 | 3.6512 | 3.7014 | 3.8304 | 3.9261 | 4.0271 | 4.0766 | 4.1134 | 4.1474 | 4.208 | 4.2195 | 4.1969 | 4.1607 | 4.1327 | 4.1044 | 4.0706 | 4.0806 | 2.8495 | 2.7652 | 2.7423 | 2.755 | 2.779 | 2.8345 | 2.9317 | 3.078 | 3.2027 | 3.3753 | 3.5174 | 3.719 | 3.9245 | 4.1343 | 4.2721 | 4.3409 | 4.4999 | 4.627 | 4.7419 | 4.7276 | 4.7143 | 4.731 | 4.7489 | 4.7341 | 4.6275 | 4.5266 | 4.4646 | 4.3979 | 4.3173 | 4.2698 | 2.8495 | 2.8598 | 2.8471 | 2.8792 | 2.9235 | 3.0137 | 3.1258 | 3.2778 | 3.4038 | 3.5953 | 3.7583 | 3.9454 | 4.1413 | 4.3461 | 4.5308 | 4.6926 | 4.9001 | 5.0767 | 5.3218 | 5.4739 | 5.5581 | 5.6509 | 5.7729 | 5.757 | 5.4983 | 5.2804 | 5.225 | 5.1722 | 5.0977 | 5.0685
PSS | LLANFAIR CAEREINION T1 | 5.4309 | 5.5197 | 5.5688 | 5.6473 | 5.7226 | 5.8835 | 6.0488 | 6.2684 | 6.4781 | 6.7496 | 6.9823 | 7.2959 | 7.621 | 7.9738 | 8.3273 | 8.8067 | 9.3974 | 9.9815 | 10.6198 | 11.2306 | 11.7624 | 12.3223 | 12.8962 | 13.3589 | 13.6421 | 13.8281 | 14.0227 | 14.1994 | 14.3132 | 14.543 | 5.4309 | 5.1227 | 5.2229 | 5.4372 | 5.6986 | 5.9366 | 6.2038 | 6.5783 | 6.8883 | 7.2468 | 7.5891 | 7.9948 | 8.406 | 8.7581 | 9.0151 | 9.1735 | 9.4023 | 9.5409 | 9.9523 | 10.1447 | 10.2505 | 10.4312 | 10.7197 | 10.8651 | 11.1575 | 11.0372 | 11.0869 | 11.1533 | 11.2176 | 11.3905 | 5.4309 | 5.3348 | 5.4205 | 5.5683 | 5.7277 | 5.9196 | 6.1816 | 6.5362 | 6.9236 | 7.2942 | 7.6574 | 8.1544 | 8.6801 | 9.2107 | 9.6465 | 10.0261 | 10.5961 | 11.0576 | 11.4606 | 11.671 | 11.8177 | 11.9695 | 12.1029 | 12.1715 | 12.1296 | 12.0994 | 12.0672 | 12.0595 | 12.057 | 12.1357 | 5.4309 | 5.0343 | 5.0577 | 5.1703 | 5.3734 | 5.6961 | 6.0678 | 6.5933 | 7.1399 | 7.7913 | 8.373 | 9.0342 | 9.6956 | 10.3323 | 10.784 | 11.0561 | 11.529 | 11.9207 | 12.2573 | 12.2697 | 12.2499 | 12.2827 | 12.2758 | 12.1759 | 11.8392 | 11.4711 | 11.2067 | 10.9268 | 10.601 | 10.3465 | 5.4309 | 5.2763 | 5.2643 | 5.3969 | 5.6824 | 6.0938 | 6.5445 | 7.0668 | 7.6078 | 8.315 | 8.929 | 9.5299 | 10.0842 | 10.6788 | 11.209 | 11.664 | 12.1437 | 12.5811 | 13.0309 | 13.307 | 13.453 | 13.5612 | 13.7593 | 13.838 | 13.3879 | 12.9994 | 12.945 | 12.9244 | 12.8627 | 12.8977
PSS | LLANFAIR PG T1 | 3.8996 | 5.259 | 5.2918 | 5.3739 | 5.4445 | 5.5758 | 5.7128 | 5.904 | 6.0577 | 6.2901 | 6.4878 | 6.7614 | 7.0146 | 7.2892 | 7.5616 | 7.9236 | 8.3548 | 8.7813 | 9.2448 | 9.6384 | 9.9982 | 10.381 | 10.7585 | 11.0613 | 11.2135 | 11.3225 | 11.4541 | 11.5846 | 11.6839 | 11.8948 | 3.8996 | 4.7496 | 4.7075 | 4.7406 | 4.8089 | 4.949 | 5.1695 | 5.4611 | 5.7129 | 6.0133 | 6.2733 | 6.572 | 6.8796 | 7.0999 | 7.269 | 7.3457 | 7.473 | 7.5417 | 7.6423 | 7.6024 | 7.5779 | 7.6368 | 7.7304 | 7.7575 | 7.4085 | 7.1524 | 7.0794 | 6.9727 | 6.8489 | 6.8134 | 3.8996 | 5.0195 | 5.0619 | 5.1708 | 5.315 | 5.4649 | 5.6446 | 5.9079 | 6.14 | 6.3979 | 6.6282 | 6.9995 | 7.3862 | 7.7519 | 8.0491 | 8.2926 | 8.6784 | 8.9866 | 9.283 | 9.4393 | 9.576 | 9.6893 | 9.7807 | 9.8148 | 9.7687 | 9.7831 | 9.7819 | 9.8204 | 9.86 | 9.9698 | 3.8996 | 4.6319 | 4.5759 | 4.5935 | 4.6782 | 4.844 | 5.0276 | 5.3052 | 5.5549 | 5.8883 | 6.1466 | 6.4195 | 6.6463 | 6.8214 | 6.9183 | 6.9987 | 7.1126 | 7.1923 | 7.2359 | 7.105 | 6.9862 | 6.8907 | 6.7904 | 6.6444 | 6.3871 | 6.1215 | 5.9034 | 5.7013 | 5.4726 | 5.2978 | 3.8996 | 4.9253 | 4.8723 | 4.9577 | 5.1827 | 5.5117 | 5.8947 | 6.3383 | 6.7957 | 7.4386 | 8.0043 | 8.5539 | 9.0669 | 9.5794 | 10.0436 | 10.418 | 10.8388 | 11.2378 | 11.4408 | 11.5311 | 11.5867 | 11.6261 | 11.7364 | 11.7785 | 11.0714 | 10.6504 | 10.5561 | 10.4694 | 10.3572 | 10.3334
PSS | LLANFAIRFECHAN T1 | 2.2366 | 2.4836 | 2.5099 | 2.5534 | 2.5932 | 2.6441 | 2.7143 | 2.798 | 2.8883 | 3.0025 | 3.1069 | 3.2532 | 3.4104 | 3.5882 | 3.7787 | 4.0316 | 4.325 | 4.6428 | 4.9892 | 5.3306 | 5.6425 | 5.9445 | 6.2168 | 6.3982 | 6.4762 | 6.5019 | 6.4529 | 6.3892 | 6.219 | 6.1274 | 2.2366 | 2.376 | 2.4347 | 2.5555 | 2.7332 | 2.9276 | 3.1605 | 3.4401 | 3.706 | 4.0205 | 4.2892 | 4.5701 | 4.866 | 5.1158 | 5.2385 | 5.3233 | 5.4356 | 5.4825 | 5.6629 | 5.713 | 5.7365 | 5.8294 | 5.9851 | 6.1076 | 6.3723 | 6.2094 | 6.1872 | 6.1931 | 6.1996 | 6.2443 | 2.2366 | 2.4186 | 2.4296 | 2.4661 | 2.5284 | 2.6115 | 2.7471 | 2.9386 | 3.1583 | 3.4054 | 3.6484 | 3.9015 | 4.1828 | 4.4422 | 4.6448 | 4.8133 | 4.9904 | 5.0962 | 5.1638 | 5.1416 | 5.1081 | 5.0848 | 5.0749 | 5.0313 | 4.9621 | 4.8941 | 4.8257 | 4.7575 | 4.6711 | 4.6344 | 2.2366 | 2.3201 | 2.3397 | 2.3942 | 2.5419 | 2.7588 | 3.0149 | 3.341 | 3.7082 | 4.1759 | 4.6235 | 5.0724 | 5.5371 | 6.0108 | 6.3328 | 6.6528 | 6.98 | 7.2176 | 7.3835 | 7.3336 | 7.2625 | 7.1593 | 7.0068 | 6.7929 | 6.5013 | 6.2161 | 5.9399 | 5.672 | 5.3188 | 5.0383 | 2.2366 | 2.4005 | 2.41 | 2.474 | 2.6654 | 2.8922 | 3.1821 | 3.4771 | 3.7766 | 4.1967 | 4.5386 | 4.8333 | 5.1659 | 5.4708 | 5.6951 | 5.8935 | 6.1158 | 6.2779 | 6.4847 | 6.5743 | 6.6044 | 6.6746 | 6.7679 | 6.8381 | 6.9891 | 6.8087 | 6.7893 | 6.7913 | 6.7665 | 6.79
PSS | LLANFROTHEN T1 | 2.6487 | 2.7852 | 2.824 | 2.8896 | 2.954 | 3.0452 | 3.1546 | 3.3098 | 3.4553 | 3.6334 | 3.7672 | 3.9522 | 4.1518 | 4.3939 | 4.6447 | 4.9991 | 5.4473 | 5.9282 | 6.4722 | 7.0124 | 7.5656 | 8.1026 | 8.6085 | 8.9875 | 9.219 | 9.3397 | 9.3613 | 9.3254 | 9.1316 | 9.0236 | 2.6487 | 2.7275 | 2.8063 | 2.9282 | 3.132 | 3.3605 | 3.5988 | 3.9046 | 4.2008 | 4.5557 | 4.8888 | 5.2591 | 5.66 | 6.011 | 6.2655 | 6.4719 | 6.6787 | 6.7857 | 6.9987 | 7.0557 | 7.059 | 7.1175 | 7.2251 | 7.2637 | 7.2134 | 7.1368 | 7.1185 | 7.1276 | 7.1062 | 7.1678 | 2.6487 | 2.7704 | 2.8128 | 2.8985 | 2.9993 | 3.133 | 3.3271 | 3.6 | 3.9277 | 4.2226 | 4.5277 | 4.8915 | 5.3171 | 5.7467 | 6.0997 | 6.4338 | 6.8066 | 7.08 | 7.2485 | 7.2612 | 7.2486 | 7.2193 | 7.2039 | 7.1417 | 7.0453 | 6.9619 | 6.8793 | 6.8201 | 6.7246 | 6.7217 | 2.6487 | 2.7006 | 2.748 | 2.8498 | 3.063 | 3.3348 | 3.6443 | 4.044 | 4.4968 | 5.1232 | 5.7454 | 6.4645 | 7.255 | 8.1193 | 8.799 | 9.4599 | 10.0679 | 10.517 | 10.7941 | 10.7487 | 10.6537 | 10.4926 | 10.2327 | 9.8899 | 9.4195 | 8.9786 | 8.5287 | 8.1124 | 7.5907 | 7.1922 | 2.6487 | 2.7708 | 2.7966 | 2.8874 | 3.1315 | 3.4399 | 3.7947 | 4.188 | 4.5987 | 5.1168 | 5.5547 | 5.9626 | 6.4013 | 6.8379 | 7.202 | 7.5442 | 7.9039 | 8.1881 | 8.4382 | 8.5372 | 8.566 | 8.6167 | 8.6644 | 8.6784 | 8.373 | 8.2218 | 8.2065 | 8.2215 | 8.1856 | 8.2442
PSS | LLANFWROG T1 / RUTHIN T1 | 8.8615 | 9.7513 | 9.7854 | 9.8934 | 9.9753 | 10.0667 | 10.1838 | 10.4056 | 10.5587 | 11.023 | 11.2601 | 11.8388 | 12.4198 | 13.0262 | 13.6562 | 14.4254 | 15.3641 | 16.3241 | 17.349 | 18.1153 | 18.7714 | 19.4739 | 20.1678 | 20.6791 | 20.9728 | 21.1627 | 21.3139 | 21.4174 | 21.391 | 21.5724 | 8.8615 | 9.064 | 9.163 | 9.4279 | 9.759 | 10.104 | 10.4794 | 11.0058 | 11.4453 | 12.0277 | 12.5164 | 13.2147 | 13.9474 | 14.5426 | 15.0291 | 15.3838 | 15.8989 | 16.2288 | 17.023 | 17.2289 | 17.2942 | 17.4644 | 17.814 | 17.9763 | 18.1674 | 17.8482 | 17.8077 | 17.8105 | 17.8439 | 18.0009 | 8.8615 | 9.3678 | 9.3192 | 9.3617 | 9.4283 | 9.5669 | 9.8073 | 10.2086 | 10.6018 | 11.2031 | 11.6233 | 12.3833 | 13.2243 | 14.0683 | 14.8669 | 15.5904 | 16.5563 | 17.3751 | 18.0924 | 18.2934 | 18.4202 | 18.6229 | 18.8289 | 18.8818 | 18.7538 | 18.5389 | 18.3736 | 18.2099 | 17.9944 | 17.9225 | 8.8615 | 8.7796 | 8.7132 | 8.7803 | 8.9915 | 9.3825 | 9.8407 | 10.5351 | 11.2047 | 12.1336 | 12.9033 | 13.9167 | 14.9395 | 15.9051 | 16.6617 | 17.1642 | 17.9166 | 18.5586 | 19.0983 | 19.0543 | 18.9618 | 18.9351 | 18.8445 | 18.6077 | 18.0636 | 17.5194 | 17.0758 | 16.6197 | 16.0593 | 15.6115 | 8.8615 | 9.2814 | 9.2008 | 9.2891 | 9.5962 | 10.0591 | 10.5956 | 11.2424 | 11.8557 | 12.8884 | 13.6301 | 14.6579 | 15.7372 | 16.7956 | 17.8289 | 18.7624 | 19.8266 | 20.7765 | 21.7929 | 22.022 | 22.0323 | 22.0279 | 22.1343 | 22.0828 | 21.2412 | 20.6827 | 20.5649 | 20.4959 | 20.3645 | 20.3478
PSS | LLANFYLLIN T1 / LLANFYLLIN T2 | 5.2825 | 6.3132 | 6.3345 | 6.3941 | 6.4731 | 6.5363 | 6.6434 | 6.8216 | 6.977 | 7.2228 | 7.4317 | 7.7356 | 8.0665 | 8.448 | 8.8692 | 9.4201 | 10.0972 | 10.7997 | 11.6028 | 12.3598 | 13.1205 | 13.8296 | 14.4886 | 14.9412 | 15.1845 | 15.2684 | 15.2193 | 15.0858 | 14.7578 | 14.5793 | 5.2825 | 5.7334 | 5.7819 | 5.9521 | 6.2616 | 6.5693 | 6.9102 | 7.3399 | 7.7459 | 8.2743 | 8.7627 | 9.2517 | 9.7434 | 10.1349 | 10.3426 | 10.467 | 10.6179 | 10.6566 | 10.9573 | 11.0591 | 11.0486 | 11.1195 | 11.3242 | 11.4472 | 11.9325 | 11.7749 | 11.7448 | 11.7854 | 11.8021 | 11.9225 | 5.2825 | 6.0034 | 5.9717 | 5.9929 | 6.1022 | 6.2462 | 6.513 | 6.9246 | 7.3768 | 7.8918 | 8.3674 | 8.9067 | 9.5047 | 10.1066 | 10.5963 | 11.0189 | 11.466 | 11.7638 | 11.9573 | 11.9364 | 11.8872 | 11.8338 | 11.8002 | 11.6825 | 11.5172 | 11.3694 | 11.1935 | 11.0377 | 10.8402 | 10.7616 | 5.2825 | 5.5242 | 5.4748 | 5.5288 | 5.7595 | 6.1299 | 6.5833 | 7.223 | 7.9271 | 8.9071 | 9.8535 | 10.8378 | 11.8849 | 12.9699 | 13.7538 | 14.4708 | 15.218 | 15.7959 | 16.1734 | 16.1072 | 15.9722 | 15.7559 | 15.44 | 14.9659 | 14.2952 | 13.6411 | 12.9968 | 12.3833 | 11.608 | 10.9866 | 5.2825 | 5.9042 | 5.8495 | 5.8982 | 6.2294 | 6.6149 | 7.1032 | 7.6327 | 8.1468 | 8.8822 | 9.4655 | 9.9539 | 10.4683 | 10.9676 | 11.3486 | 11.6893 | 12.035 | 12.2803 | 12.6364 | 12.7872 | 12.8227 | 12.8753 | 12.9931 | 13.0586 | 13.1662 | 12.9386 | 12.8895 | 12.9038 | 12.8543 | 12.916
PSS | LLANGAFFO T1 | 3.7599 | 4.1488 | 4.2108 | 4.258 | 4.3127 | 4.3607 | 4.4283 | 4.5181 | 4.5801 | 4.7097 | 4.7926 | 4.9616 | 5.1195 | 5.2748 | 5.4399 | 5.6349 | 5.8542 | 6.0609 | 6.2721 | 6.4805 | 6.6134 | 6.7685 | 6.958 | 7.0714 | 7.1353 | 7.204 | 7.2579 | 7.3044 | 7.3442 | 7.4533 | 3.7599 | 3.9715 | 4.0612 | 4.1796 | 4.3169 | 4.4402 | 4.6046 | 4.8417 | 5.0403 | 5.2369 | 5.4122 | 5.6738 | 5.9774 | 6.2269 | 6.4231 | 6.5831 | 6.8181 | 6.9686 | 7.3396 | 7.5408 | 7.6412 | 7.8227 | 8.0439 | 8.1907 | 8.6014 | 8.4026 | 8.381 | 8.3762 | 8.3787 | 8.4335 | 3.7599 | 4.0585 | 4.0775 | 4.1116 | 4.1197 | 4.1704 | 4.2608 | 4.3934 | 4.5188 | 4.6527 | 4.7949 | 4.9935 | 5.2178 | 5.4145 | 5.6395 | 5.8305 | 6.0957 | 6.3098 | 6.4965 | 6.6077 | 6.6802 | 6.7904 | 6.8738 | 6.8994 | 6.8563 | 6.7877 | 6.7037 | 6.6103 | 6.5091 | 6.4474 | 3.7599 | 3.8941 | 3.8791 | 3.9215 | 3.983 | 4.1287 | 4.3063 | 4.5695 | 4.7914 | 5.0458 | 5.2441 | 5.5019 | 5.7616 | 5.9457 | 6.0945 | 6.1099 | 6.2711 | 6.4091 | 6.5369 | 6.5239 | 6.5038 | 6.5245 | 6.5572 | 6.5552 | 6.4336 | 6.3336 | 6.267 | 6.182 | 6.0925 | 6.0155 | 3.7599 | 4.0357 | 4.0482 | 4.0973 | 4.202 | 4.3735 | 4.5901 | 4.8481 | 5.104 | 5.4279 | 5.7248 | 6.0548 | 6.4408 | 6.8005 | 7.139 | 7.4435 | 7.7813 | 8.0599 | 8.4318 | 8.6689 | 8.7771 | 8.9389 | 9.0779 | 9.1483 | 9.2943 | 9.0454 | 8.9926 | 8.9505 | 8.8811 | 8.8486
PSS | LLANGEFNI IND EST T1 / LLANGEFNI IND EST T2 | 5.6586 | 5.595 | 5.6524 | 5.7508 | 5.7883 | 5.8492 | 5.9007 | 5.983 | 5.9909 | 6.1035 | 6.1212 | 6.2291 | 6.3198 | 6.3762 | 6.477 | 6.5513 | 6.6693 | 6.7455 | 6.8478 | 6.9335 | 6.9937 | 7.0492 | 7.1484 | 7.1763 | 7.155 | 7.1583 | 7.1289 | 7.079 | 7.0297 | 7.0678 | 5.6586 | 5.5325 | 5.4932 | 5.4998 | 5.4494 | 5.44 | 5.4412 | 5.5481 | 5.5748 | 5.652 | 5.7222 | 5.922 | 6.1751 | 6.3845 | 6.638 | 6.882 | 7.1593 | 7.333 | 7.5712 | 7.6636 | 7.7122 | 7.7111 | 7.7319 | 7.6643 | 7.5931 | 7.4914 | 7.3952 | 7.289 | 7.1473 | 7.0912 | 5.6586 | 5.585 | 5.5695 | 5.6031 | 5.5837 | 5.5854 | 5.5984 | 5.6757 | 5.6558 | 5.6875 | 5.697 | 5.793 | 5.8928 | 5.9638 | 6.0867 | 6.1643 | 6.3148 | 6.4195 | 6.5259 | 6.5581 | 6.5955 | 6.6103 | 6.6426 | 6.5799 | 6.4824 | 6.3937 | 6.261 | 6.1315 | 5.9723 | 5.89 | 5.6586 | 5.4639 | 5.3758 | 5.3532 | 5.3167 | 5.34 | 5.3707 | 5.4671 | 5.4729 | 5.5642 | 5.6023 | 5.7452 | 5.8774 | 5.9959 | 6.1234 | 6.1559 | 6.2608 | 6.3164 | 6.3386 | 6.2205 | 6.0947 | 5.982 | 5.898 | 5.8053 | 5.6668 | 5.5728 | 5.4726 | 5.3713 | 5.2555 | 5.1858 | 5.6586 | 5.5661 | 5.5239 | 5.5353 | 5.5063 | 5.5254 | 5.5557 | 5.6679 | 5.6969 | 5.7961 | 5.8716 | 6.0467 | 6.246 | 6.4128 | 6.6337 | 6.8265 | 7.057 | 7.2169 | 7.41 | 7.4879 | 7.5335 | 7.5334 | 7.5539 | 7.4761 | 7.3077 | 7.1768 | 7.0582 | 6.9362 | 6.7714 | 6.6906
PSS | LLANGEFNI T1 | 3.9517 | 4.1008 | 4.1368 | 4.2036 | 4.2579 | 4.3373 | 4.4232 | 4.5477 | 4.6527 | 4.8027 | 4.9099 | 5.0866 | 5.2663 | 5.4625 | 5.6779 | 5.9506 | 6.2865 | 6.6289 | 7.0037 | 7.3844 | 7.7395 | 8.1012 | 8.4284 | 8.6543 | 8.7896 | 8.87 | 8.8633 | 8.8201 | 8.6823 | 8.6225 | 3.9517 | 3.9496 | 3.9615 | 4.0277 | 4.1245 | 4.3029 | 4.5195 | 4.8181 | 5.0735 | 5.3861 | 5.6864 | 6.0287 | 6.4273 | 6.7732 | 7.0591 | 7.2685 | 7.5375 | 7.6838 | 7.8959 | 7.9371 | 7.9306 | 7.9961 | 8.1096 | 8.1869 | 7.8343 | 7.6309 | 7.5347 | 7.4369 | 7.3197 | 7.2739 | 3.9517 | 4.038 | 4.0481 | 4.1012 | 4.1467 | 4.227 | 4.3389 | 4.5408 | 4.7366 | 4.922 | 5.1214 | 5.4003 | 5.7353 | 6.0646 | 6.3775 | 6.6774 | 7.0088 | 7.24 | 7.4218 | 7.4607 | 7.4878 | 7.4807 | 7.4941 | 7.4358 | 7.329 | 7.2413 | 7.1315 | 7.0375 | 6.9057 | 6.8542 | 3.9517 | 3.8849 | 3.8655 | 3.913 | 4.0291 | 4.2202 | 4.4057 | 4.6922 | 4.9535 | 5.3351 | 5.7029 | 6.1497 | 6.645 | 7.1494 | 7.5775 | 7.9932 | 8.3457 | 8.5964 | 8.7256 | 8.6236 | 8.4828 | 8.2918 | 8.0682 | 7.7869 | 7.4439 | 7.1345 | 6.803 | 6.5003 | 6.1149 | 5.827 | 3.9517 | 4.0084 | 4.0057 | 4.0753 | 4.2548 | 4.5003 | 4.8072 | 5.1728 | 5.5273 | 5.9861 | 6.4013 | 6.8187 | 7.3065 | 7.7773 | 8.1985 | 8.578 | 9.01 | 9.3439 | 9.625 | 9.7365 | 9.7735 | 9.8518 | 9.9518 | 10.0275 | 9.5516 | 9.3637 | 9.3138 | 9.2725 | 9.1866 | 9.1878
PSS | LLANGOLLEN T1 | 4.7808 | 5.6096 | 5.6453 | 5.7132 | 5.7906 | 5.856 | 5.9577 | 6.1175 | 6.2511 | 6.4496 | 6.6233 | 6.8791 | 7.1472 | 7.4433 | 7.7504 | 8.1481 | 8.6347 | 9.1056 | 9.6328 | 10.133 | 10.5809 | 11.0148 | 11.4104 | 11.6814 | 11.8009 | 11.858 | 11.8294 | 11.7732 | 11.6049 | 11.5686 | 4.7808 | 5.2505 | 5.3233 | 5.4844 | 5.7163 | 5.9745 | 6.2742 | 6.6762 | 7.0323 | 7.4492 | 7.83 | 8.2463 | 8.6943 | 9.0473 | 9.2555 | 9.3902 | 9.5949 | 9.7001 | 10.0566 | 10.2032 | 10.2449 | 10.3977 | 10.6422 | 10.8167 | 11.2959 | 11.0264 | 10.9749 | 10.9543 | 10.9467 | 11.0089 | 4.7808 | 5.4226 | 5.4066 | 5.4404 | 5.5098 | 5.63 | 5.8208 | 6.131 | 6.4528 | 6.8129 | 7.1597 | 7.5351 | 7.9539 | 8.3623 | 8.6863 | 8.985 | 9.3178 | 9.5351 | 9.6987 | 9.7253 | 9.725 | 9.7535 | 9.7855 | 9.7292 | 9.6119 | 9.4919 | 9.3454 | 9.2002 | 9.038 | 8.9601 | 4.7808 | 5.1036 | 5.0789 | 5.1427 | 5.3227 | 5.6212 | 5.9832 | 6.4901 | 7.0002 | 7.6662 | 8.2661 | 8.904 | 9.514 | 10.1003 | 10.5048 | 10.8198 | 11.2296 | 11.5403 | 11.7743 | 11.6738 | 11.5642 | 11.4421 | 11.2668 | 11.0146 | 10.595 | 10.2034 | 9.8308 | 9.4677 | 9.0358 | 8.6842 | 4.7808 | 5.3559 | 5.3257 | 5.384 | 5.624 | 5.9462 | 6.3427 | 6.8008 | 7.2389 | 7.8458 | 8.3516 | 8.8029 | 9.3067 | 9.7866 | 10.163 | 10.5036 | 10.8708 | 11.1553 | 11.5443 | 11.745 | 11.8147 | 11.9486 | 12.0967 | 12.1791 | 12.3536 | 12.0317 | 11.9564 | 11.9054 | 11.8196 | 11.805
PSS | LLANIDLOES T1 / LLANIDLOES T2 | 4.3489 | 4.7378 | 4.7683 | 4.8266 | 4.9248 | 5.047 | 5.2318 | 5.4834 | 5.7337 | 6.0321 | 6.3338 | 6.6978 | 7.1141 | 7.6107 | 8.1177 | 8.8504 | 9.7134 | 10.6616 | 11.7365 | 12.7688 | 13.7976 | 14.8006 | 15.7027 | 16.3793 | 16.7748 | 16.9229 | 16.9305 | 16.8692 | 16.5186 | 16.3294 | 4.3489 | 4.229 | 4.349 | 4.5772 | 5.0185 | 5.4499 | 5.9645 | 6.539 | 7.1032 | 7.8228 | 8.4671 | 9.055 | 9.6548 | 10.1376 | 10.3252 | 10.4398 | 10.5585 | 10.5706 | 10.8318 | 10.8721 | 10.8289 | 10.8745 | 11.1129 | 11.2611 | 11.3444 | 11.2392 | 11.2896 | 11.409 | 11.4972 | 11.7011 | 4.3489 | 4.4726 | 4.5206 | 4.6313 | 4.8562 | 5.1023 | 5.5058 | 6.0378 | 6.6777 | 7.3562 | 8.0215 | 8.7586 | 9.5608 | 10.3678 | 10.9416 | 11.4733 | 12.0573 | 12.4535 | 12.7162 | 12.711 | 12.6688 | 12.6068 | 12.5865 | 12.5045 | 12.3622 | 12.288 | 12.2058 | 12.1883 | 12.1031 | 12.1639 | 4.3489 | 4.0528 | 4.086 | 4.2232 | 4.584 | 5.0864 | 5.7165 | 6.521 | 7.4501 | 8.722 | 9.9774 | 11.2451 | 12.6111 | 14.0638 | 15.0974 | 16.1408 | 17.1471 | 17.9341 | 18.4611 | 18.4259 | 18.3225 | 18.1129 | 17.7298 | 17.1495 | 16.3138 | 15.4948 | 14.665 | 13.9046 | 12.908 | 12.0918 | 4.3489 | 4.3904 | 4.3836 | 4.5112 | 5.027 | 5.5875 | 6.2999 | 7.0128 | 7.7508 | 8.7965 | 9.6469 | 10.3232 | 11.0044 | 11.6792 | 12.1511 | 12.6 | 13.0666 | 13.4537 | 13.8444 | 14.0069 | 13.9944 | 13.993 | 14.1247 | 14.2092 | 13.7096 | 13.4541 | 13.4867 | 13.5995 | 13.6179 | 13.7927
PSS | LLANILAR T1 | 2.1084 | 2.4157 | 2.4438 | 2.4924 | 2.5424 | 2.6305 | 2.7322 | 2.8635 | 2.9882 | 3.1348 | 3.2583 | 3.4206 | 3.5752 | 3.7559 | 3.9452 | 4.2024 | 4.5122 | 4.8446 | 5.1946 | 5.5503 | 5.8725 | 6.212 | 6.5611 | 6.8494 | 7.0409 | 7.1752 | 7.3028 | 7.4302 | 7.4907 | 7.6212 | 2.1084 | 2.2835 | 2.333 | 2.4253 | 2.548 | 2.6865 | 2.8326 | 3.0309 | 3.2028 | 3.3934 | 3.5748 | 3.8027 | 4.0386 | 4.2665 | 4.4285 | 4.5365 | 4.68 | 4.7757 | 4.978 | 5.0774 | 5.1507 | 5.2409 | 5.391 | 5.4683 | 5.559 | 5.5089 | 5.5443 | 5.5768 | 5.6062 | 5.6944 | 2.1084 | 2.3817 | 2.4288 | 2.5188 | 2.5983 | 2.7102 | 2.8549 | 3.0487 | 3.2549 | 3.424 | 3.6173 | 3.8878 | 4.1791 | 4.4617 | 4.716 | 4.9439 | 5.2812 | 5.5673 | 5.7935 | 5.9154 | 6.0119 | 6.0787 | 6.1534 | 6.1944 | 6.1731 | 6.1845 | 6.1848 | 6.212 | 6.2316 | 6.3045 | 2.1084 | 2.2778 | 2.3032 | 2.3725 | 2.4888 | 2.66 | 2.8503 | 3.1179 | 3.3887 | 3.7299 | 4.045 | 4.4132 | 4.8164 | 5.2292 | 5.5449 | 5.772 | 6.0765 | 6.3281 | 6.5198 | 6.5314 | 6.5281 | 6.5438 | 6.5319 | 6.4554 | 6.2653 | 6.0662 | 5.9023 | 5.7479 | 5.562 | 5.4224 | 2.1084 | 2.3616 | 2.3592 | 2.4322 | 2.5835 | 2.8193 | 3.075 | 3.3642 | 3.673 | 4.0569 | 4.406 | 4.7553 | 5.0798 | 5.4309 | 5.7474 | 5.9958 | 6.2973 | 6.5786 | 6.8109 | 6.9608 | 7.0593 | 7.119 | 7.2423 | 7.3045 | 7.0224 | 6.8191 | 6.8031 | 6.8033 | 6.7797 | 6.8137
PSS | LLANRWST T1 | 2.9928 | 3.2295 | 3.2436 | 3.2739 | 3.3162 | 3.3486 | 3.4107 | 3.5066 | 3.5983 | 3.7269 | 3.8401 | 4.0085 | 4.1821 | 4.3841 | 4.5958 | 4.8588 | 5.1954 | 5.5412 | 5.9099 | 6.2702 | 6.6162 | 6.9225 | 7.2113 | 7.3958 | 7.4901 | 7.5046 | 7.4705 | 7.4072 | 7.2347 | 7.1622 | 2.9928 | 2.9456 | 2.979 | 3.0737 | 3.2367 | 3.4223 | 3.6342 | 3.9131 | 4.1706 | 4.4818 | 4.7459 | 5.0202 | 5.3271 | 5.5521 | 5.657 | 5.7165 | 5.8119 | 5.8457 | 6.024 | 6.0796 | 6.0662 | 6.1564 | 6.3043 | 6.4194 | 6.6952 | 6.4902 | 6.4364 | 6.4211 | 6.4043 | 6.4256 | 2.9928 | 3.0715 | 3.0446 | 3.0676 | 3.1189 | 3.195 | 3.3283 | 3.5341 | 3.7797 | 4.028 | 4.2683 | 4.5339 | 4.8177 | 5.1044 | 5.3157 | 5.5163 | 5.704 | 5.8329 | 5.9149 | 5.8975 | 5.8748 | 5.8587 | 5.8555 | 5.808 | 5.7285 | 5.6365 | 5.5506 | 5.462 | 5.3571 | 5.3075 | 2.9928 | 2.8433 | 2.8225 | 2.8518 | 2.9868 | 3.1957 | 3.4361 | 3.7709 | 4.1251 | 4.6025 | 5.0441 | 5.4756 | 5.9229 | 6.3644 | 6.6554 | 6.9377 | 7.2259 | 7.4236 | 7.5698 | 7.4928 | 7.3943 | 7.2694 | 7.1042 | 6.8763 | 6.5576 | 6.2537 | 5.9549 | 5.6641 | 5.3249 | 5.0482 | 2.9928 | 3.0151 | 2.9879 | 3.0294 | 3.2108 | 3.4369 | 3.7221 | 4.0342 | 4.3546 | 4.7875 | 5.1392 | 5.4445 | 5.7896 | 6.111 | 6.3436 | 6.5582 | 6.7798 | 6.9562 | 7.1709 | 7.2694 | 7.2855 | 7.3597 | 7.4482 | 7.5116 | 7.6571 | 7.4378 | 7.3961 | 7.3787 | 7.331 | 7.3281
PSS | LLANSANNAN T1 | 2.9435 | 3.1043 | 3.1437 | 3.2031 | 3.2736 | 3.3791 | 3.5186 | 3.6943 | 3.8544 | 4.0457 | 4.2297 | 4.4531 | 4.6676 | 4.9173 | 5.1552 | 5.5 | 5.8891 | 6.3019 | 6.7434 | 7.1524 | 7.5209 | 7.8831 | 8.2413 | 8.5251 | 8.6794 | 8.7497 | 8.8257 | 8.9128 | 8.9285 | 9.0422 | 2.9435 | 2.9101 | 2.9892 | 3.1106 | 3.3015 | 3.4794 | 3.6917 | 3.9511 | 4.1908 | 4.4714 | 4.7131 | 4.97 | 5.2095 | 5.3836 | 5.444 | 5.4651 | 5.526 | 5.5548 | 5.7425 | 5.8118 | 5.856 | 5.9364 | 6.0795 | 6.1536 | 6.2983 | 6.2311 | 6.2485 | 6.276 | 6.3059 | 6.3998 | 2.9435 | 3.0207 | 3.0821 | 3.1888 | 3.3312 | 3.4778 | 3.6886 | 3.9774 | 4.2746 | 4.5867 | 4.8785 | 5.2229 | 5.5625 | 5.899 | 6.112 | 6.3076 | 6.5904 | 6.8027 | 6.9843 | 7.0753 | 7.1339 | 7.185 | 7.242 | 7.265 | 7.2289 | 7.2084 | 7.201 | 7.2066 | 7.214 | 7.2863 | 2.9435 | 2.8622 | 2.9013 | 2.9855 | 3.1681 | 3.4223 | 3.716 | 4.1037 | 4.5053 | 5.0188 | 5.4629 | 5.8862 | 6.263 | 6.646 | 6.8349 | 6.9564 | 7.1996 | 7.4025 | 7.5645 | 7.5175 | 7.4663 | 7.4332 | 7.384 | 7.2722 | 7.0163 | 6.7475 | 6.54 | 6.3307 | 6.094 | 5.9096 | 2.9435 | 2.9935 | 2.9956 | 3.079 | 3.2982 | 3.584 | 3.9066 | 4.2699 | 4.634 | 5.1375 | 5.5449 | 5.9042 | 6.2074 | 6.5239 | 6.7295 | 6.9185 | 7.1415 | 7.3534 | 7.5734 | 7.7082 | 7.7798 | 7.8263 | 7.9378 | 7.9841 | 7.6792 | 7.4261 | 7.3869 | 7.3584 | 7.3103 | 7.3276
PSS | LLANSILIN T1 | 4.1047 | 4.0461 | 4.0767 | 4.1252 | 4.194 | 4.303 | 4.4373 | 4.6172 | 4.7801 | 4.9888 | 5.1709 | 5.4145 | 5.6674 | 5.9459 | 6.2338 | 6.6116 | 7.0907 | 7.5646 | 8.0963 | 8.6065 | 9.0592 | 9.5468 | 10.0264 | 10.396 | 10.6488 | 10.7813 | 10.9375 | 11.0767 | 11.1297 | 11.2896 | 4.1047 | 3.6983 | 3.7591 | 3.8882 | 4.0841 | 4.2655 | 4.4735 | 4.7346 | 4.9669 | 5.2425 | 5.4992 | 5.7941 | 6.0799 | 6.34 | 6.4638 | 6.5378 | 6.6701 | 6.739 | 7.0037 | 7.1328 | 7.2014 | 7.3001 | 7.5001 | 7.6031 | 7.8165 | 7.7366 | 7.7693 | 7.8238 | 7.8646 | 8.0028 | 4.1047 | 3.8775 | 3.9261 | 4.0353 | 4.1514 | 4.3075 | 4.5264 | 4.8187 | 5.1261 | 5.4234 | 5.7203 | 6.1338 | 6.5486 | 6.9637 | 7.2972 | 7.586 | 8.0179 | 8.373 | 8.651 | 8.793 | 8.8954 | 8.9855 | 9.0784 | 9.118 | 9.0714 | 9.0608 | 9.05 | 9.0653 | 9.0737 | 9.1539 | 4.1047 | 3.6146 | 3.6246 | 3.7014 | 3.8706 | 4.1151 | 4.4041 | 4.806 | 5.2298 | 5.7559 | 6.2417 | 6.7841 | 7.3231 | 7.8446 | 8.2161 | 8.4834 | 8.8649 | 9.1843 | 9.4406 | 9.4282 | 9.4057 | 9.4114 | 9.3705 | 9.2565 | 8.9476 | 8.6267 | 8.3662 | 8.113 | 7.8171 | 7.5837 | 4.1047 | 3.8262 | 3.8027 | 3.8854 | 4.1097 | 4.4306 | 4.7897 | 5.1857 | 5.5955 | 6.1449 | 6.6097 | 7.0598 | 7.4516 | 7.8821 | 8.2068 | 8.4889 | 8.8325 | 9.1473 | 9.4505 | 9.6509 | 9.7621 | 9.8378 | 9.9977 | 10.0741 | 9.7383 | 9.4524 | 9.417 | 9.4135 | 9.3667 | 9.4109
PSS | LLYNCLYS T1 | 4.0267 | 4.3378 | 4.4064 | 4.4984 | 4.5761 | 4.7903 | 4.9854 | 5.2225 | 5.4313 | 5.694 | 5.8975 | 6.1569 | 6.4238 | 6.6897 | 6.9541 | 7.3264 | 7.802 | 8.2801 | 8.8009 | 9.2961 | 9.7319 | 10.2349 | 10.777 | 11.2357 | 11.571 | 11.7949 | 12.0822 | 12.3882 | 12.629 | 12.974 | 4.0267 | 4.2139 | 4.294 | 4.4371 | 4.5854 | 4.7601 | 4.9495 | 5.215 | 5.4423 | 5.6863 | 5.9047 | 6.2431 | 6.5444 | 6.8394 | 7.1255 | 7.3651 | 7.6945 | 7.9175 | 8.3013 | 8.5174 | 8.6769 | 8.8562 | 9.1272 | 9.278 | 9.3791 | 9.2939 | 9.3462 | 9.3917 | 9.4117 | 9.5498 | 4.0267 | 4.3491 | 4.4827 | 4.6681 | 4.8326 | 5.0224 | 5.2565 | 5.5518 | 5.8284 | 6.053 | 6.2922 | 6.6927 | 7.1466 | 7.573 | 7.945 | 8.2743 | 8.8616 | 9.3869 | 9.8476 | 10.1157 | 10.3292 | 10.5122 | 10.6858 | 10.8154 | 10.8156 | 10.85 | 10.9036 | 11.0067 | 11.0899 | 11.2686 | 4.0267 | 4.2394 | 4.3009 | 4.4298 | 4.5943 | 4.8348 | 5.0995 | 5.4469 | 5.78 | 6.1678 | 6.5207 | 7.006 | 7.5168 | 8.0124 | 8.4224 | 8.6765 | 9.087 | 9.43 | 9.7039 | 9.7402 | 9.7528 | 9.822 | 9.8862 | 9.885 | 9.6577 | 9.4293 | 9.2828 | 9.1418 | 8.9617 | 8.8527 | 4.0267 | 4.2652 | 4.2775 | 4.4179 | 4.6194 | 4.9813 | 5.352 | 5.7925 | 6.2673 | 6.8724 | 7.4278 | 8.0263 | 8.4967 | 9.0259 | 9.5567 | 10.026 | 10.6145 | 11.1786 | 11.6375 | 11.9457 | 12.1574 | 12.3051 | 12.5594 | 12.6993 | 12.1218 | 11.7031 | 11.6557 | 11.6341 | 11.5542 | 11.5872
PSS | LORD ST T1 / MARSHSIDE T1 / MULLARDS BALMORAL DV T1 / SOUTHPORT T2 | 18.7298 | 22.0566 | 22.046 | 22.1692 | 22.3252 | 22.4655 | 22.7338 | 23.2536 | 23.7767 | 24.5441 | 25.1982 | 26.2698 | 27.4542 | 28.8607 | 30.4528 | 32.3478 | 34.6742 | 37.1453 | 39.8521 | 42.6775 | 45.3909 | 47.9784 | 50.3605 | 52.0226 | 52.9352 | 53.596 | 53.4525 | 53.0561 | 51.7916 | 51.0261 | 18.7298 | 19.3877 | 19.5239 | 20.083 | 20.9598 | 22.6155 | 24.4494 | 26.7581 | 28.9601 | 31.4296 | 33.7296 | 36.1058 | 39.0614 | 41.4403 | 42.9076 | 43.9913 | 45.3235 | 46.111 | 47.5349 | 47.8367 | 47.6854 | 48.6473 | 50.0811 | 51.4794 | 53.063 | 50.5321 | 49.7941 | 49.2849 | 48.9081 | 48.6665 | 18.7298 | 20.5918 | 20.3072 | 20.2941 | 20.4784 | 20.865 | 21.4861 | 22.5896 | 24.0615 | 25.3482 | 26.7385 | 28.7042 | 31.0194 | 33.413 | 35.8034 | 38.113 | 40.3355 | 41.9782 | 42.9824 | 43.2058 | 43.184 | 43.1748 | 43.2855 | 42.9432 | 42.3626 | 41.773 | 41.1557 | 40.4925 | 39.6848 | 39.2421 | 18.7298 | 18.5022 | 18.3181 | 18.5225 | 19.2952 | 20.5659 | 21.9776 | 23.961 | 26.0021 | 28.75 | 31.6078 | 35.0035 | 38.7817 | 42.6623 | 45.8827 | 49.3029 | 52.062 | 54.044 | 55.1859 | 54.7479 | 54.0052 | 52.9137 | 51.3852 | 49.3116 | 46.7582 | 44.3757 | 41.8508 | 39.5281 | 36.6367 | 34.247 | 18.7298 | 20.0377 | 19.8956 | 20.2652 | 21.6463 | 23.5921 | 25.9814 | 28.6432 | 31.5948 | 35.1844 | 38.5558 | 41.7516 | 45.8125 | 49.617 | 52.8073 | 55.7141 | 58.8235 | 61.4024 | 63.5516 | 64.5737 | 64.7649 | 65.7693 | 66.784 | 67.8476 | 69.794 | 67.7685 | 67.5707 | 67.5215 | 67.3379 | 67.4191
PSS | LOSTOCK T1 | 4.432 | 4.8083 | 4.8628 | 4.9432 | 5.0336 | 5.1088 | 5.2051 | 5.3561 | 5.4914 | 5.6785 | 5.8216 | 6.0676 | 6.3094 | 6.5619 | 6.8431 | 7.1593 | 7.5489 | 7.9256 | 8.3337 | 8.7413 | 9.0732 | 9.4284 | 9.7909 | 10.0668 | 10.2549 | 10.3913 | 10.5073 | 10.6149 | 10.6635 | 10.8045 | 4.432 | 4.5404 | 4.6295 | 4.8168 | 5.0171 | 5.2471 | 5.4971 | 5.8636 | 6.1608 | 6.5073 | 6.8092 | 7.2042 | 7.6337 | 7.9961 | 8.2897 | 8.4803 | 8.7904 | 8.9945 | 9.4469 | 9.6763 | 9.8141 | 10.0356 | 10.3598 | 10.5859 | 10.5758 | 10.3587 | 10.3503 | 10.3593 | 10.3782 | 10.4707 | 4.432 | 4.6454 | 4.6737 | 4.7469 | 4.8055 | 4.9245 | 5.0686 | 5.3058 | 5.5408 | 5.7676 | 6.017 | 6.3711 | 6.7571 | 7.1566 | 7.5442 | 7.8867 | 8.3453 | 8.7294 | 9.0325 | 9.204 | 9.3283 | 9.4553 | 9.5783 | 9.6017 | 9.5573 | 9.4948 | 9.418 | 9.3457 | 9.2498 | 9.2207 | 4.432 | 4.4512 | 4.4737 | 4.5569 | 4.7194 | 4.9561 | 5.247 | 5.6441 | 6.0191 | 6.459 | 6.8384 | 7.3221 | 7.7975 | 8.2375 | 8.6022 | 8.8204 | 9.1633 | 9.4641 | 9.7104 | 9.731 | 9.7318 | 9.7498 | 9.7493 | 9.6857 | 9.4534 | 9.2269 | 9.0463 | 8.8693 | 8.6345 | 8.4434 | 4.432 | 4.6283 | 4.6273 | 4.73 | 4.9327 | 5.25 | 5.5946 | 6.0242 | 6.4447 | 6.9933 | 7.4943 | 8.0248 | 8.5976 | 9.172 | 9.7019 | 10.1566 | 10.6855 | 11.1481 | 11.6351 | 11.9486 | 12.116 | 12.3147 | 12.5406 | 12.6757 | 12.1871 | 11.9066 | 11.8789 | 11.8703 | 11.8163 | 11.8325
PSS | LOSTOCK TRIANGLE T1 | 2.3499 | 2.5805 | 2.6235 | 2.6889 | 2.7136 | 2.8796 | 3.0187 | 3.1644 | 3.302 | 3.4619 | 3.5875 | 3.7313 | 3.8714 | 4.0078 | 4.1203 | 4.3038 | 4.5604 | 4.8025 | 5.0603 | 5.3027 | 5.5101 | 5.784 | 6.0788 | 6.3441 | 6.5377 | 6.6645 | 6.8828 | 7.1106 | 7.3427 | 7.6352 | 2.3499 | 2.4888 | 2.4711 | 2.4756 | 2.4607 | 2.5035 | 2.5476 | 2.6303 | 2.7057 | 2.7804 | 2.8472 | 2.98 | 3.1258 | 3.2623 | 3.4253 | 3.5783 | 3.7847 | 3.9505 | 4.1039 | 4.1697 | 4.2832 | 4.3976 | 4.5471 | 4.6261 | 4.4705 | 4.3791 | 4.3901 | 4.3746 | 4.316 | 4.3382 | 2.3499 | 2.5949 | 2.702 | 2.8444 | 2.9408 | 3.0559 | 3.1878 | 3.3219 | 3.4407 | 3.5085 | 3.5992 | 3.8052 | 4.0089 | 4.2103 | 4.3654 | 4.5056 | 4.8393 | 5.1301 | 5.4216 | 5.6101 | 5.7913 | 5.9162 | 6.0373 | 6.1436 | 6.1775 | 6.2679 | 6.3673 | 6.5053 | 6.6335 | 6.8283 | 2.3499 | 2.5077 | 2.5126 | 2.57 | 2.6069 | 2.687 | 2.7527 | 2.8307 | 2.9048 | 2.9893 | 3.0495 | 3.1593 | 3.2882 | 3.4057 | 3.5108 | 3.5753 | 3.6992 | 3.7985 | 3.8751 | 3.8626 | 3.8635 | 3.903 | 3.9529 | 3.9919 | 3.9194 | 3.8289 | 3.7971 | 3.7759 | 3.7443 | 3.7442 | 2.3499 | 2.4878 | 2.4796 | 2.5618 | 2.6228 | 2.8068 | 2.9789 | 3.1824 | 3.4283 | 3.75 | 4.0674 | 4.4118 | 4.6726 | 4.9887 | 5.3082 | 5.5916 | 5.9958 | 6.3958 | 6.6212 | 6.7842 | 6.9488 | 7.0687 | 7.2558 | 7.3696 | 6.859 | 6.5346 | 6.4982 | 6.4575 | 6.373 | 6.3762
PSS | LOWER BEBINGTON T1 / NEW FERRY T1 / SPITAL T1 / UNILEVER RESEARCH T1 | 13.8837 | 15.6073 | 15.898 | 16.339 | 16.7835 | 16.9804 | 17.3136 | 17.7941 | 18.228 | 18.8475 | 19.267 | 20.0285 | 20.8148 | 21.6681 | 22.6271 | 23.4714 | 24.7129 | 25.9649 | 27.3078 | 28.6551 | 29.9564 | 31.1737 | 32.3247 | 33.0905 | 33.4999 | 33.8078 | 33.7779 | 33.6459 | 33.1715 | 33.0201 | 13.8837 | 14.7645 | 15.0386 | 15.5889 | 16.2934 | 17.2875 | 18.4686 | 20.0591 | 21.5272 | 23.1664 | 24.5961 | 26.241 | 28.2287 | 29.8832 | 31.1447 | 31.8285 | 33.0575 | 33.9294 | 35.1608 | 35.6288 | 35.8931 | 36.6795 | 37.6205 | 38.4666 | 39.2836 | 37.7511 | 37.3789 | 37.0585 | 36.7403 | 36.5946 | 13.8837 | 15.0757 | 15.1447 | 15.3818 | 15.6187 | 15.9651 | 16.4258 | 17.2119 | 18.0879 | 18.9355 | 19.8129 | 21.0365 | 22.427 | 23.7944 | 25.1782 | 26.3607 | 27.6799 | 28.707 | 29.4389 | 29.7311 | 29.922 | 30.1071 | 30.2885 | 30.1603 | 29.8481 | 29.5375 | 29.1766 | 28.8087 | 28.3169 | 28.064 | 13.8837 | 14.4179 | 14.4915 | 14.8217 | 15.4578 | 16.3445 | 17.2912 | 18.5775 | 19.8086 | 21.3925 | 22.8176 | 24.5369 | 26.3243 | 28.0565 | 29.5172 | 30.8228 | 32.0905 | 33.0279 | 33.5985 | 33.34 | 32.9584 | 32.4539 | 31.7996 | 30.9335 | 29.7896 | 28.7526 | 27.6927 | 26.6991 | 25.4292 | 24.4254 | 13.8837 | 14.9582 | 15.0665 | 15.5058 | 16.4327 | 17.6115 | 19.0589 | 20.7576 | 22.5315 | 24.7617 | 26.7996 | 28.8342 | 31.3158 | 33.6414 | 35.6976 | 37.3385 | 39.3659 | 41.1009 | 42.5669 | 43.3551 | 43.723 | 44.4638 | 45.1432 | 45.7388 | 46.5901 | 45.3026 | 45.1524 | 45.0366 | 44.7861 | 44.7446
PSS | LUGSDALE T1 / PILK SULLIVAN T1 / PILK SULLIVAN T2 / USAC T1 | 15.3248 | 14.7332 | 14.8682 | 15.0795 | 15.2669 | 15.3915 | 15.5021 | 15.683 | 15.6504 | 15.8558 | 15.8789 | 16.0776 | 16.2312 | 16.3363 | 16.4775 | 16.5764 | 16.8041 | 16.8773 | 17.0199 | 17.1172 | 17.1795 | 17.1952 | 17.3416 | 17.3029 | 17.1534 | 17.0799 | 16.8889 | 16.6512 | 16.3966 | 16.3734 | 15.3248 | 14.5637 | 14.4303 | 14.379 | 14.2621 | 14.1776 | 14.1615 | 14.3764 | 14.3528 | 14.5149 | 14.593 | 14.9865 | 15.4642 | 15.8948 | 16.4832 | 17.0111 | 17.6114 | 17.9746 | 18.2955 | 18.3343 | 18.253 | 18.0577 | 17.8506 | 17.4619 | 17.0033 | 16.6754 | 16.312 | 15.8991 | 15.3877 | 15.1408 | 15.3248 | 14.668 | 14.657 | 14.7293 | 14.7599 | 14.7715 | 14.7999 | 14.9612 | 14.8434 | 14.8693 | 14.8139 | 14.9671 | 15.1388 | 15.1711 | 15.3708 | 15.497 | 15.7251 | 15.8317 | 15.9856 | 15.9496 | 15.9363 | 15.8489 | 15.8094 | 15.5656 | 15.2439 | 14.9398 | 14.545 | 14.1236 | 13.6803 | 13.417 | 15.3248 | 14.412 | 14.2043 | 14.1179 | 14.066 | 14.0532 | 14.0457 | 14.1853 | 14.064 | 14.1632 | 14.1188 | 14.3098 | 14.5244 | 14.6672 | 14.9268 | 14.9112 | 15.0092 | 14.9883 | 14.8556 | 14.455 | 14.0109 | 13.5344 | 13.1765 | 12.7859 | 12.3887 | 12.0988 | 11.7829 | 11.4756 | 11.1001 | 10.9022 | 15.3248 | 14.5922 | 14.5196 | 14.5302 | 14.4964 | 14.466 | 14.4826 | 14.6767 | 14.6096 | 14.7152 | 14.7347 | 15.0133 | 15.3448 | 15.5835 | 15.9836 | 16.3193 | 16.7379 | 16.9766 | 17.215 | 17.2172 | 17.1693 | 17.0269 | 16.9033 | 16.5913 | 16.2023 | 15.8974 | 15.5284 | 15.1221 | 14.6531 | 14.4073
PSS | LYMM T1 / WHITELEGGS LA T1 | 8.4148 | 9.0081 | 9.0656 | 9.1855 | 9.2916 | 9.5268 | 9.7771 | 10.1531 | 10.4957 | 10.9483 | 11.34 | 11.8622 | 12.4066 | 12.9851 | 13.5792 | 14.3348 | 15.2511 | 16.1457 | 17.0915 | 17.9922 | 18.8014 | 19.6275 | 20.457 | 21.0819 | 21.4661 | 21.7577 | 22.0395 | 22.2842 | 22.4279 | 22.7586 | 8.4148 | 8.193 | 8.1897 | 8.3265 | 8.5653 | 9.0549 | 9.6149 | 10.3677 | 11.0491 | 11.7885 | 12.4571 | 13.2144 | 14.0202 | 14.6298 | 15.0751 | 15.3806 | 15.8483 | 16.1375 | 16.6154 | 16.7577 | 16.6762 | 16.8232 | 17.0721 | 17.2034 | 16.3508 | 15.8111 | 15.6532 | 15.4849 | 15.2821 | 15.2325 | 8.4148 | 8.6268 | 8.7061 | 8.8934 | 9.0905 | 9.358 | 9.7255 | 10.2377 | 10.7671 | 11.2538 | 11.7701 | 12.579 | 13.457 | 14.313 | 15.1067 | 15.8391 | 16.7714 | 17.5312 | 18.1597 | 18.5103 | 18.7853 | 19.0035 | 19.2039 | 19.2767 | 19.1704 | 19.1621 | 19.1225 | 19.1204 | 19.0985 | 19.2147 | 8.4148 | 7.997 | 7.9531 | 8.0735 | 8.3341 | 8.7941 | 9.269 | 9.9114 | 10.5194 | 11.2632 | 11.9234 | 12.656 | 13.368 | 13.9717 | 14.435 | 14.8859 | 15.3043 | 15.6186 | 15.824 | 15.6488 | 15.4299 | 15.2475 | 15.028 | 14.6963 | 14.1525 | 13.6021 | 13.1241 | 12.6703 | 12.1166 | 11.6791 | 8.4148 | 8.4696 | 8.4214 | 8.6126 | 9.0999 | 9.8524 | 10.7156 | 11.7037 | 12.7594 | 14.1123 | 15.3586 | 16.6079 | 17.8911 | 19.1467 | 20.2747 | 21.2727 | 22.4508 | 23.5088 | 24.267 | 24.7312 | 24.7739 | 24.9021 | 25.1064 | 25.1969 | 23.7133 | 23.0642 | 23.0134 | 22.9575 | 22.8128 | 22.8521
PSS | MACHYNLLETH T1 | 2.6512 | 2.8006 | 2.852 | 2.9061 | 2.9896 | 3.1061 | 3.2492 | 3.4227 | 3.5876 | 3.7871 | 3.9698 | 4.1844 | 4.4118 | 4.6786 | 4.9456 | 5.3362 | 5.8191 | 6.3608 | 6.9705 | 7.5588 | 8.1285 | 8.7232 | 9.2673 | 9.7119 | 9.9818 | 10.1062 | 10.1979 | 10.27 | 10.1862 | 10.2119 | 2.6512 | 2.5405 | 2.6397 | 2.7742 | 2.9963 | 3.1879 | 3.4596 | 3.782 | 4.1028 | 4.4559 | 4.7717 | 5.1141 | 5.5125 | 5.848 | 6.0373 | 6.2002 | 6.3669 | 6.4814 | 6.7415 | 6.7489 | 6.7579 | 6.8603 | 7.0559 | 7.182 | 7.106 | 6.9481 | 6.9637 | 7.0076 | 7.0366 | 7.1437 | 2.6512 | 2.6953 | 2.7889 | 2.9061 | 3.0691 | 3.2359 | 3.4837 | 3.8057 | 4.1472 | 4.4843 | 4.8137 | 5.2074 | 5.6391 | 6.0686 | 6.3589 | 6.6285 | 7.018 | 7.2971 | 7.5242 | 7.595 | 7.6255 | 7.6544 | 7.6947 | 7.7041 | 7.6664 | 7.6488 | 7.6577 | 7.7086 | 7.7346 | 7.856 | 2.6512 | 2.5288 | 2.5892 | 2.6925 | 2.9114 | 3.1659 | 3.4894 | 3.9213 | 4.4032 | 5.0462 | 5.673 | 6.3666 | 7.0991 | 7.8854 | 8.4543 | 8.9792 | 9.5336 | 9.961 | 10.2615 | 10.2068 | 10.1632 | 10.0734 | 9.915 | 9.65 | 9.2172 | 8.7763 | 8.3717 | 7.9994 | 7.5753 | 7.2417 | 2.6512 | 2.6584 | 2.6799 | 2.789 | 3.0571 | 3.3935 | 3.7936 | 4.228 | 4.7032 | 5.3442 | 5.8902 | 6.3702 | 6.8656 | 7.3836 | 7.7907 | 8.1704 | 8.6114 | 9.0118 | 9.3686 | 9.4589 | 9.4891 | 9.5396 | 9.6619 | 9.7173 | 9.1401 | 8.7886 | 8.756 | 8.7581 | 8.7147 | 8.765
PSS | MAELOR CREAMERY T1 | 3.6454 | 4.3395 | 4.3622 | 4.4108 | 4.4448 | 4.4713 | 4.5086 | 4.5568 | 4.5497 | 4.6156 | 4.6364 | 4.7162 | 4.7831 | 4.8396 | 4.9093 | 4.97 | 5.0796 | 5.1484 | 5.2404 | 5.3043 | 5.3505 | 5.4042 | 5.4921 | 5.5089 | 5.4974 | 5.5038 | 5.4814 | 5.4462 | 5.4221 | 5.4561 | 3.6454 | 4.1594 | 4.1159 | 4.1113 | 4.0856 | 4.0687 | 4.0628 | 4.1285 | 4.1255 | 4.1797 | 4.2108 | 4.3228 | 4.4536 | 4.5664 | 4.7044 | 4.8287 | 4.9697 | 5.069 | 5.1899 | 5.2211 | 5.2288 | 5.199 | 5.1905 | 5.1271 | 5.0734 | 4.9786 | 4.8925 | 4.8038 | 4.6998 | 4.6607 | 3.6454 | 4.2545 | 4.2295 | 4.2433 | 4.2435 | 4.2585 | 4.2637 | 4.3156 | 4.3014 | 4.3271 | 4.3482 | 4.42 | 4.4921 | 4.5376 | 4.6247 | 4.6819 | 4.7994 | 4.872 | 4.9514 | 4.9744 | 4.9979 | 4.9999 | 5.0188 | 4.9715 | 4.8977 | 4.8305 | 4.7378 | 4.6378 | 4.5247 | 4.4693 | 3.6454 | 4.0623 | 3.9878 | 3.9498 | 3.9204 | 3.928 | 3.9351 | 3.9973 | 4.0029 | 4.0592 | 4.0844 | 4.1679 | 4.2457 | 4.3059 | 4.3826 | 4.3751 | 4.427 | 4.449 | 4.4526 | 4.3629 | 4.2732 | 4.1818 | 4.1212 | 4.0415 | 3.9272 | 3.8299 | 3.7423 | 3.6495 | 3.5441 | 3.4763 | 3.6454 | 4.2098 | 4.1654 | 4.1628 | 4.1573 | 4.1799 | 4.1998 | 4.278 | 4.2887 | 4.3707 | 4.4286 | 4.5451 | 4.6661 | 4.7705 | 4.9096 | 5.024 | 5.1684 | 5.2717 | 5.388 | 5.4252 | 5.4435 | 5.4214 | 5.4211 | 5.3577 | 5.2218 | 5.1107 | 5.0198 | 4.9199 | 4.8016 | 4.7442
PSS | MAENTWROG T1 | 1.6706 | 1.7612 | 1.7936 | 1.8645 | 1.917 | 1.9761 | 2.0377 | 2.1218 | 2.208 | 2.3089 | 2.3835 | 2.489 | 2.612 | 2.741 | 2.8746 | 3.0595 | 3.3132 | 3.5679 | 3.881 | 4.1976 | 4.5168 | 4.8524 | 5.1594 | 5.3955 | 5.5547 | 5.6408 | 5.6708 | 5.6595 | 5.5569 | 5.5041 | 1.6706 | 1.7414 | 1.7862 | 1.8792 | 1.9883 | 2.1014 | 2.2285 | 2.4091 | 2.5663 | 2.7725 | 2.9699 | 3.1873 | 3.4546 | 3.6904 | 3.8838 | 4.021 | 4.1764 | 4.2898 | 4.4404 | 4.4964 | 4.5275 | 4.5579 | 4.638 | 4.683 | 4.6729 | 4.6292 | 4.6224 | 4.6399 | 4.6344 | 4.6721 | 1.6706 | 1.7625 | 1.8024 | 1.8625 | 1.9262 | 1.9873 | 2.0935 | 2.2627 | 2.4364 | 2.5852 | 2.7614 | 2.9887 | 3.2424 | 3.5009 | 3.7225 | 3.9214 | 4.1723 | 4.3552 | 4.4807 | 4.5137 | 4.5256 | 4.5259 | 4.5258 | 4.5038 | 4.4446 | 4.4131 | 4.3699 | 4.3398 | 4.282 | 4.2857 | 1.6706 | 1.7042 | 1.724 | 1.8166 | 1.9305 | 2.0664 | 2.2265 | 2.4494 | 2.7044 | 3.0398 | 3.3906 | 3.8345 | 4.3345 | 4.8717 | 5.3223 | 5.7243 | 6.1085 | 6.4109 | 6.6069 | 6.5789 | 6.5488 | 6.4651 | 6.3233 | 6.1283 | 5.8638 | 5.6087 | 5.3534 | 5.1203 | 4.8161 | 4.5908 | 1.6706 | 1.7702 | 1.7925 | 1.8664 | 2.0109 | 2.1755 | 2.3767 | 2.62 | 2.8596 | 3.1639 | 3.426 | 3.6859 | 3.9711 | 4.2537 | 4.4994 | 4.7068 | 4.9483 | 5.1436 | 5.3082 | 5.3885 | 5.4118 | 5.428 | 5.4749 | 5.5109 | 5.3412 | 5.2589 | 5.2534 | 5.2702 | 5.2503 | 5.2911
PSS | MAES-Y-CLAWDD T1 | 4.2749 | 4.6807 | 4.7073 | 4.7619 | 4.8045 | 4.831 | 4.8637 | 4.9224 | 5.1053 | 5.3875 | 5.5853 | 5.8692 | 6.1386 | 6.4176 | 6.7321 | 7.117 | 7.6181 | 8.1618 | 8.7824 | 9.3952 | 10.0158 | 10.7104 | 11.3978 | 11.9834 | 12.3835 | 12.6536 | 12.9265 | 13.1586 | 13.2746 | 13.513 | 4.2749 | 4.5527 | 4.4731 | 4.4647 | 4.4501 | 4.5068 | 4.549 | 4.6787 | 4.8176 | 5.0501 | 5.2645 | 5.5925 | 5.9336 | 6.2502 | 6.5881 | 6.902 | 7.2214 | 7.4452 | 7.6137 | 7.6492 | 7.6934 | 7.7681 | 7.9173 | 7.9676 | 7.7089 | 7.597 | 7.569 | 7.5165 | 7.4004 | 7.4467 | 4.2749 | 4.559 | 4.5264 | 4.5381 | 4.5279 | 4.5557 | 4.6057 | 4.72 | 4.9951 | 5.2526 | 5.5145 | 5.9124 | 6.3737 | 6.8354 | 7.2676 | 7.6784 | 8.2486 | 8.7434 | 9.1387 | 9.3748 | 9.5555 | 9.5869 | 9.6384 | 9.6588 | 9.6122 | 9.6917 | 9.745 | 9.8546 | 9.9574 | 10.1765 | 4.2749 | 4.3373 | 4.2387 | 4.208 | 4.2239 | 4.2733 | 4.3454 | 4.4954 | 4.7209 | 5.1161 | 5.5327 | 6.1032 | 6.7909 | 7.5366 | 8.1995 | 8.8196 | 9.394 | 9.8077 | 10.0617 | 10.0406 | 9.9688 | 9.8558 | 9.6983 | 9.4516 | 9.0508 | 8.6436 | 8.2587 | 7.9337 | 7.5199 | 7.2429 | 4.2749 | 4.5959 | 4.5296 | 4.57 | 4.6547 | 4.8054 | 4.9539 | 5.152 | 5.5049 | 5.9679 | 6.4183 | 6.9708 | 7.4919 | 8.0345 | 8.6105 | 9.1425 | 9.7739 | 10.3487 | 10.6754 | 10.8785 | 11.0673 | 11.2085 | 11.4583 | 11.6274 | 11.0567 | 10.7078 | 10.6701 | 10.6286 | 10.523 | 10.6009
PSS | MANOD T1 | 1.1957 | 1.3535 | 1.4044 | 1.4566 | 1.5095 | 1.5876 | 1.6631 | 1.7658 | 1.8732 | 1.9872 | 2.0941 | 2.2203 | 2.3455 | 2.4834 | 2.6172 | 2.815 | 3.0372 | 3.2632 | 3.5283 | 3.7603 | 3.9857 | 4.2025 | 4.4014 | 4.5342 | 4.6117 | 4.6306 | 4.6317 | 4.6422 | 4.6088 | 4.6184 | 1.1957 | 1.3309 | 1.4055 | 1.4769 | 1.6069 | 1.735 | 1.901 | 2.1104 | 2.2983 | 2.5123 | 2.6994 | 2.8854 | 3.062 | 3.2153 | 3.274 | 3.3058 | 3.3584 | 3.3955 | 3.5015 | 3.5361 | 3.5412 | 3.5807 | 3.6596 | 3.696 | 3.6496 | 3.5698 | 3.5683 | 3.5627 | 3.5573 | 3.5809 | 1.1957 | 1.3495 | 1.396 | 1.4829 | 1.5743 | 1.6691 | 1.8066 | 1.9779 | 2.1838 | 2.3748 | 2.5667 | 2.7899 | 2.9736 | 3.1735 | 3.2716 | 3.3686 | 3.494 | 3.5575 | 3.6339 | 3.6504 | 3.6696 | 3.6765 | 3.6876 | 3.6864 | 3.6589 | 3.6496 | 3.6359 | 3.6461 | 3.655 | 3.6906 | 1.1957 | 1.3357 | 1.3771 | 1.4406 | 1.573 | 1.744 | 1.9473 | 2.1996 | 2.4716 | 2.7944 | 3.0873 | 3.353 | 3.5808 | 3.8132 | 3.9319 | 4.038 | 4.1831 | 4.2799 | 4.3503 | 4.2921 | 4.2254 | 4.1691 | 4.0896 | 3.9794 | 3.8018 | 3.6271 | 3.4732 | 3.3281 | 3.1554 | 3.0251 | 1.1957 | 1.3482 | 1.3789 | 1.4471 | 1.6009 | 1.7792 | 1.9995 | 2.2364 | 2.4805 | 2.7989 | 3.0712 | 3.3102 | 3.5143 | 3.731 | 3.8723 | 4.0026 | 4.1645 | 4.3053 | 4.4473 | 4.5278 | 4.5491 | 4.567 | 4.6168 | 4.6295 | 4.3805 | 4.2401 | 4.223 | 4.2109 | 4.1861 | 4.1947
PSS | MANOR PK T1 / NORTON CHAINS T1 | 8.4309 | 9.1281 | 9.7186 | 10.4553 | 11.2164 | 11.0896 | 11.1854 | 11.2927 | 11.2896 | 11.4362 | 11.3838 | 11.638 | 11.8537 | 12.0681 | 12.3184 | 11.7457 | 11.7345 | 11.6768 | 11.6471 | 11.6466 | 11.7823 | 11.8382 | 11.9743 | 12.0459 | 12.0093 | 12.075 | 11.9695 | 11.8593 | 11.7278 | 11.7417 | 8.4309 | 8.6863 | 9.1973 | 9.8314 | 10.4646 | 10.4867 | 10.7572 | 11.3019 | 11.8955 | 12.7291 | 13.2249 | 14.1344 | 15.1811 | 16.318 | 17.6405 | 17.404 | 18.6524 | 19.7855 | 20.8657 | 21.7613 | 22.7029 | 23.5339 | 24.2163 | 24.6921 | 24.9828 | 24.5363 | 24.7071 | 24.8078 | 24.8072 | 24.863 | 8.4309 | 8.9053 | 9.4322 | 10.0755 | 10.7338 | 10.9399 | 11.1618 | 11.553 | 11.9962 | 12.6843 | 13.1329 | 13.7958 | 14.5816 | 15.4241 | 16.432 | 16.4609 | 17.4994 | 18.4455 | 19.3235 | 20.0252 | 20.5333 | 21.0766 | 21.5515 | 21.7736 | 21.8183 | 21.9449 | 22.0531 | 22.0665 | 21.9731 | 21.8925 | 8.4309 | 8.2429 | 8.5299 | 8.9123 | 9.35 | 9.3476 | 9.5148 | 9.8812 | 10.1773 | 10.698 | 10.8829 | 11.4499 | 12.0446 | 12.6597 | 13.3758 | 13.309 | 14.0482 | 14.7176 | 15.3223 | 15.7615 | 16.1391 | 16.4729 | 16.7125 | 16.905 | 16.9778 | 17.0158 | 17.1315 | 17.2414 | 17.2803 | 17.3459 | 8.4309 | 8.799 | 9.3228 | 9.9661 | 10.6495 | 10.802 | 11.0939 | 11.6027 | 12.1623 | 12.98 | 13.4969 | 14.3166 | 15.2719 | 16.3069 | 17.5072 | 17.4426 | 18.6204 | 19.6943 | 20.6981 | 21.5146 | 22.2455 | 22.9477 | 23.5387 | 23.9097 | 24.0823 | 23.9314 | 24.0937 | 24.1735 | 24.1451 | 24.1531
PSS | MERE T1 | 4.2861 | 4.1539 | 3.979 | 3.7725 | 3.5106 | 3.7233 | 3.9788 | 4.4764 | 4.974 | 5.4716 | 5.9693 | 6.4669 | 6.9645 | 7.4621 | 7.9597 | 8.4573 | 8.9549 | 9.4526 | 9.9502 | 10.4478 | 10.9454 | 11.443 | 11.9406 | 12.4383 | 12.9359 | 13.4335 | 13.9311 | 14.4287 | 14.9263 | 18.4096 | 4.2861 | 4.0095 | 3.9548 | 3.9678 | 4.0575 | 4.651 | 5.2206 | 5.5744 | 5.9282 | 6.2819 | 6.6357 | 6.9895 | 7.3432 | 7.697 | 8.0508 | 8.4045 | 8.7583 | 9.112 | 9.4658 | 9.8196 | 10.1733 | 10.5271 | 10.8809 | 11.2346 | 11.5884 | 11.9422 | 12.2959 | 12.6497 | 13.0035 | 15.4798 | 4.2861 | 4.0917 | 3.9159 | 3.7732 | 3.571 | 3.8697 | 4.2986 | 4.6326 | 4.9665 | 5.3005 | 5.6344 | 5.9684 | 6.3023 | 6.6362 | 6.9702 | 7.3041 | 7.6381 | 7.972 | 8.306 | 8.6399 | 8.9739 | 9.3078 | 9.6417 | 9.9757 | 10.3096 | 10.6436 | 10.9775 | 11.3115 | 11.6454 | 13.983 | 4.2861 | 3.9767 | 3.8481 | 3.7843 | 3.8527 | 4.4883 | 5.193 | 5.5657 | 5.9385 | 6.3112 | 6.684 | 7.0567 | 7.4295 | 7.8022 | 8.175 | 8.5477 | 8.9205 | 9.2932 | 9.666 | 10.0387 | 10.4114 | 10.7842 | 11.1569 | 11.5297 | 11.9024 | 12.2752 | 12.6479 | 13.0207 | 13.3934 | 16.0027 | 4.2861 | 4.0931 | 3.9036 | 3.8096 | 3.9589 | 4.6638 | 5.4679 | 5.9028 | 6.3378 | 6.7727 | 7.2077 | 7.6426 | 8.0776 | 8.5125 | 8.9474 | 9.3824 | 9.8173 | 10.2523 | 10.6872 | 11.1222 | 11.5571 | 11.992 | 12.427 | 12.8619 | 13.2969 | 13.7318 | 14.1668 | 14.6017 | 15.0366 | 18.0812
PSS | MIDDLEWICH T1 | 4.2325 | 5.8239 | 6.6073 | 7.4174 | 7.9282 | 8.0062 | 8.1096 | 8.2231 | 8.3366 | 8.4501 | 8.5636 | 8.6771 | 8.7907 | 8.9042 | 9.0177 | 9.1312 | 9.2447 | 9.3582 | 9.4717 | 9.5852 | 9.6987 | 10.5973 | 11.0925 | 11.4599 | 11.6693 | 11.7988 | 11.7793 | 11.7283 | 11.5104 | 11.4014 | 4.2325 | 5.6562 | 6.462 | 7.3572 | 8.0038 | 8.2671 | 8.5564 | 8.6555 | 8.7547 | 8.8539 | 8.953 | 9.0522 | 9.1514 | 9.2505 | 9.3497 | 9.6314 | 9.9712 | 10.1768 | 10.5567 | 10.7161 | 10.7926 | 10.9255 | 11.171 | 11.3306 | 11.6986 | 11.4686 | 11.4185 | 11.4073 | 11.37 | 11.4322 | 4.2325 | 5.7108 | 6.437 | 7.217 | 7.6943 | 7.7996 | 7.9979 | 8.0289 | 8.06 | 8.091 | 8.1221 | 8.1531 | 8.1842 | 8.2152 | 8.2463 | 8.7259 | 9.1723 | 9.4986 | 9.7276 | 9.7695 | 9.7712 | 9.7744 | 9.7951 | 9.7176 | 9.6011 | 9.4642 | 9.3047 | 9.1724 | 8.9853 | 8.8982 | 4.2325 | 5.5676 | 6.2814 | 7.113 | 7.7427 | 8.0325 | 8.3694 | 8.4183 | 8.4672 | 8.5161 | 8.5651 | 8.614 | 9.6409 | 10.536 | 11.273 | 11.9062 | 12.5605 | 13.062 | 13.3963 | 13.3585 | 13.2565 | 13.1021 | 12.8734 | 12.5351 | 12.0516 | 11.6052 | 11.1594 | 10.7362 | 10.1976 | 9.7882 | 4.2325 | 5.6959 | 6.4221 | 7.2362 | 7.9007 | 8.2173 | 8.6199 | 8.7473 | 8.8747 | 9.0022 | 9.1296 | 9.257 | 9.3845 | 9.5119 | 10.1456 | 10.5885 | 11.0767 | 11.4563 | 11.8711 | 12.0708 | 12.1536 | 12.2645 | 12.4215 | 12.515 | 12.6818 | 12.4232 | 12.3695 | 12.361 | 12.2873 | 12.3155
PSS | MIDPOINT POCHIN WAY T1 | 1.5824 | 1.4773 | 1.4939 | 1.5215 | 1.5372 | 1.5533 | 1.5785 | 1.5931 | 1.6116 | 1.6434 | 1.6554 | 1.6743 | 1.7017 | 1.7235 | 1.7517 | 1.7788 | 1.8098 | 1.8399 | 1.8632 | 1.8916 | 1.9148 | 1.9362 | 1.9586 | 1.9711 | 1.9757 | 1.9701 | 1.969 | 1.9557 | 1.9496 | 1.9651 | 1.5824 | 1.4676 | 1.4491 | 1.4504 | 1.4395 | 1.429 | 1.4364 | 1.4693 | 1.4802 | 1.4984 | 1.5213 | 1.5715 | 1.6366 | 1.6832 | 1.7553 | 1.8281 | 1.8999 | 1.9435 | 1.9953 | 2.012 | 2.0169 | 2.0197 | 2.04 | 2.0142 | 1.9644 | 1.9399 | 1.9096 | 1.8745 | 1.8235 | 1.8013 | 1.5824 | 1.4724 | 1.4701 | 1.4917 | 1.4809 | 1.4874 | 1.4938 | 1.5196 | 1.5176 | 1.5277 | 1.5336 | 1.5596 | 1.5976 | 1.6106 | 1.6472 | 1.669 | 1.7166 | 1.753 | 1.7919 | 1.8032 | 1.8131 | 1.8138 | 1.8208 | 1.808 | 1.7801 | 1.7614 | 1.7328 | 1.6967 | 1.6632 | 1.6477 | 1.5824 | 1.4494 | 1.4265 | 1.4275 | 1.421 | 1.4327 | 1.4394 | 1.4567 | 1.4522 | 1.4769 | 1.4817 | 1.5038 | 1.536 | 1.5579 | 1.5885 | 1.6025 | 1.6184 | 1.6339 | 1.6219 | 1.5867 | 1.5529 | 1.518 | 1.5074 | 1.4737 | 1.4433 | 1.4129 | 1.3826 | 1.3558 | 1.3222 | 1.3032 | 1.5824 | 1.4708 | 1.4577 | 1.4711 | 1.4655 | 1.472 | 1.4884 | 1.5262 | 1.5404 | 1.5726 | 1.6013 | 1.6507 | 1.7117 | 1.7521 | 1.8163 | 1.8756 | 1.9452 | 1.9933 | 2.0416 | 2.0562 | 2.065 | 2.0661 | 2.0826 | 2.0644 | 2.0031 | 1.9682 | 1.9388 | 1.9023 | 1.8566 | 1.8365
PSS | MILFORD T1 | 4.3209 | 4.4366 | 4.473 | 4.5387 | 4.5993 | 4.7076 | 4.8312 | 5.002 | 5.1473 | 5.354 | 5.5142 | 5.7325 | 5.9624 | 6.2132 | 6.4683 | 6.8185 | 7.2753 | 7.7379 | 8.2593 | 8.755 | 9.2467 | 9.7552 | 10.227 | 10.5915 | 10.7986 | 10.9073 | 10.9738 | 10.9973 | 10.9009 | 10.9153 | 4.3209 | 4.1019 | 4.0502 | 4.0648 | 4.1422 | 4.2793 | 4.4329 | 4.6469 | 4.8578 | 5.1435 | 5.3972 | 5.6966 | 5.988 | 6.2236 | 6.4341 | 6.584 | 6.7437 | 6.8221 | 6.8989 | 6.8832 | 6.8596 | 6.8508 | 6.8744 | 6.8561 | 6.6738 | 6.5799 | 6.5129 | 6.4483 | 6.3214 | 6.3027 | 4.3209 | 4.2819 | 4.319 | 4.4374 | 4.5377 | 4.6685 | 4.8704 | 5.1155 | 5.396 | 5.6714 | 5.9267 | 6.3049 | 6.7278 | 7.1166 | 7.4579 | 7.7555 | 8.1493 | 8.4509 | 8.6647 | 8.7464 | 8.7978 | 8.7822 | 8.791 | 8.7624 | 8.6591 | 8.6193 | 8.5665 | 8.5568 | 8.5121 | 8.5709 | 4.3209 | 4.0095 | 3.9532 | 3.9828 | 4.0944 | 4.2824 | 4.4713 | 4.7535 | 5.0479 | 5.5056 | 5.9431 | 6.4477 | 6.9998 | 7.5872 | 8.04 | 8.466 | 8.8588 | 9.1324 | 9.2749 | 9.1696 | 9.0415 | 8.8471 | 8.6142 | 8.3039 | 7.896 | 7.5012 | 7.1083 | 6.7529 | 6.3142 | 5.9839 | 4.3209 | 4.2102 | 4.164 | 4.2297 | 4.4014 | 4.6404 | 4.9252 | 5.2367 | 5.572 | 6.0358 | 6.4088 | 6.7944 | 7.1406 | 7.4762 | 7.8038 | 8.0908 | 8.4345 | 8.7267 | 8.8768 | 8.938 | 8.9776 | 8.9852 | 9.0593 | 9.1049 | 8.7247 | 8.5203 | 8.4622 | 8.4272 | 8.3315 | 8.3535
PSS | MINFFORDD T1 / PARC BRYN CEGIN T1 / PARC BRYN CEGIN T2 | 3.7244 | 4.4166 | 4.4506 | 4.5149 | 4.5742 | 4.6224 | 4.6823 | 4.7813 | 4.8366 | 4.9608 | 5.0402 | 5.1851 | 5.3297 | 5.4814 | 5.6468 | 5.8589 | 6.1232 | 6.3794 | 6.6679 | 6.9444 | 7.2079 | 7.4425 | 7.6891 | 7.8239 | 7.884 | 7.9079 | 7.8613 | 7.8064 | 7.6609 | 7.6126 | 3.7244 | 4.2493 | 4.3045 | 4.4074 | 4.5218 | 4.6867 | 4.9163 | 5.246 | 5.4982 | 5.798 | 6.0456 | 6.3844 | 6.8068 | 7.1506 | 7.407 | 7.6283 | 7.8847 | 8.0592 | 8.3697 | 8.4694 | 8.4994 | 8.6552 | 8.8685 | 9.0433 | 9.3404 | 8.9865 | 8.8777 | 8.8001 | 8.7248 | 8.7083 | 3.7244 | 4.3461 | 4.3355 | 4.3744 | 4.4014 | 4.4551 | 4.5498 | 4.7194 | 4.8519 | 5.0204 | 5.175 | 5.3763 | 5.6244 | 5.8446 | 6.0426 | 6.2227 | 6.4371 | 6.5672 | 6.6745 | 6.6769 | 6.6681 | 6.6799 | 6.7016 | 6.6531 | 6.5511 | 6.4501 | 6.3326 | 6.2329 | 6.0841 | 6.0137 | 3.7244 | 4.1858 | 4.1692 | 4.2043 | 4.3047 | 4.4723 | 4.6684 | 4.9572 | 5.2145 | 5.5714 | 5.8959 | 6.2798 | 6.685 | 7.0877 | 7.4139 | 7.691 | 7.978 | 8.1873 | 8.2954 | 8.1922 | 8.0632 | 7.9186 | 7.7661 | 7.551 | 7.2583 | 6.9884 | 6.7377 | 6.4926 | 6.1851 | 5.9571 | 3.7244 | 4.2934 | 4.2902 | 4.3542 | 4.4894 | 4.6955 | 4.9713 | 5.3076 | 5.6049 | 6.0377 | 6.4096 | 6.7879 | 7.278 | 7.7234 | 8.1033 | 8.446 | 8.8334 | 9.1419 | 9.4771 | 9.6381 | 9.6865 | 9.8238 | 9.9544 | 10.0403 | 10.2626 | 9.909 | 9.8092 | 9.7351 | 9.6186 | 9.5673
PSS | MOCHDRE T1 | 2.8894 | 3.1502 | 3.175 | 3.2242 | 3.2515 | 3.2819 | 3.3099 | 3.3507 | 3.3607 | 3.4229 | 3.4485 | 3.5198 | 3.589 | 3.6555 | 3.7402 | 3.8301 | 3.9752 | 4.1042 | 4.2641 | 4.4142 | 4.56 | 4.717 | 4.8724 | 4.9765 | 5.0236 | 5.0534 | 5.0366 | 5.0109 | 4.9254 | 4.8982 | 2.8894 | 3.0721 | 3.0504 | 3.0736 | 3.0758 | 3.107 | 3.1363 | 3.2212 | 3.2713 | 3.3681 | 3.4518 | 3.6085 | 3.7802 | 3.942 | 4.104 | 4.2734 | 4.4311 | 4.5384 | 4.6563 | 4.6853 | 4.7147 | 4.7071 | 4.7331 | 4.7139 | 4.6919 | 4.6699 | 4.6315 | 4.6057 | 4.5492 | 4.5534 | 2.8894 | 3.123 | 3.1083 | 3.1327 | 3.1233 | 3.1403 | 3.1668 | 3.2352 | 3.2595 | 3.3203 | 3.3728 | 3.4732 | 3.6093 | 3.7327 | 3.8578 | 3.9757 | 4.1405 | 4.2472 | 4.327 | 4.3412 | 4.3437 | 4.3387 | 4.3445 | 4.3085 | 4.2409 | 4.1816 | 4.107 | 4.0475 | 3.9546 | 3.9188 | 2.8894 | 3.0116 | 2.9639 | 2.9527 | 2.941 | 2.9772 | 3.0372 | 3.1261 | 3.2033 | 3.3554 | 3.4882 | 3.7316 | 3.9989 | 4.2828 | 4.5557 | 4.7824 | 5.0124 | 5.1895 | 5.2865 | 5.2552 | 5.2059 | 5.126 | 5.0399 | 4.9213 | 4.7521 | 4.6145 | 4.4559 | 4.3142 | 4.0955 | 3.9416 | 2.8894 | 3.1032 | 3.0783 | 3.1008 | 3.1309 | 3.19 | 3.2654 | 3.3758 | 3.4452 | 3.5766 | 3.6867 | 3.8335 | 3.9994 | 4.1559 | 4.3142 | 4.4751 | 4.6453 | 4.759 | 4.8671 | 4.888 | 4.904 | 4.892 | 4.9142 | 4.903 | 4.8152 | 4.7652 | 4.722 | 4.6998 | 4.6378 | 4.6435
PSS | MONA T1 | 1.8603 | 2.0716 | 2.116 | 2.1443 | 2.1829 | 2.2218 | 2.2641 | 2.322 | 2.3764 | 2.4565 | 2.5184 | 2.6156 | 2.7203 | 2.8304 | 2.9585 | 3.113 | 3.2983 | 3.4902 | 3.7053 | 3.9247 | 4.1121 | 4.3169 | 4.5217 | 4.6796 | 4.7726 | 4.8455 | 4.8937 | 4.9249 | 4.8933 | 4.9186 | 1.8603 | 1.9643 | 2.0259 | 2.0895 | 2.1912 | 2.2837 | 2.3791 | 2.5242 | 2.625 | 2.7651 | 2.9088 | 3.0658 | 3.2627 | 3.4275 | 3.558 | 3.6487 | 3.7872 | 3.862 | 4.0473 | 4.1487 | 4.2005 | 4.2693 | 4.3898 | 4.4586 | 4.5257 | 4.4661 | 4.4742 | 4.487 | 4.4972 | 4.5444 | 1.8603 | 2.0145 | 2.0477 | 2.0844 | 2.107 | 2.1496 | 2.2231 | 2.3317 | 2.4496 | 2.5553 | 2.6749 | 2.8278 | 3.0265 | 3.2138 | 3.3992 | 3.5756 | 3.7932 | 3.9654 | 4.0968 | 4.1537 | 4.1948 | 4.2263 | 4.2714 | 4.2634 | 4.2301 | 4.1925 | 4.149 | 4.1137 | 4.0614 | 4.0435 | 1.8603 | 1.9213 | 1.9133 | 1.9495 | 2.0163 | 2.1136 | 2.2342 | 2.4162 | 2.598 | 2.8152 | 3.0348 | 3.3504 | 3.6447 | 3.9478 | 4.2043 | 4.3842 | 4.6274 | 4.8061 | 4.9411 | 4.9633 | 4.9531 | 4.9339 | 4.9049 | 4.8267 | 4.6779 | 4.5235 | 4.3949 | 4.269 | 4.0969 | 3.9683 | 1.8603 | 2.004 | 2.0292 | 2.0643 | 2.1595 | 2.2883 | 2.4379 | 2.617 | 2.7864 | 3.0065 | 3.2115 | 3.4115 | 3.6496 | 3.8778 | 4.0905 | 4.2818 | 4.4968 | 4.666 | 4.8651 | 4.9833 | 5.0493 | 5.1075 | 5.1944 | 5.2363 | 5.1039 | 5.0135 | 5.0084 | 5.0156 | 4.9976 | 5.0175
PSS | MONSANTO T1 | 1.585 | 1.7649 | 1.7836 | 1.8383 | 1.8825 | 1.9314 | 2.0025 | 2.0914 | 2.1866 | 2.2952 | 2.3952 | 2.526 | 2.676 | 2.8545 | 3.0513 | 3.3049 | 3.6251 | 3.9838 | 4.386 | 4.7634 | 5.1669 | 5.5561 | 5.8978 | 6.1472 | 6.2872 | 6.3601 | 6.3462 | 6.2898 | 6.1139 | 6.0027 | 1.585 | 1.6914 | 1.77 | 1.8826 | 2.0708 | 2.2597 | 2.4838 | 2.745 | 3.0015 | 3.305 | 3.587 | 3.8633 | 4.1752 | 4.4387 | 4.594 | 4.6997 | 4.8119 | 4.8824 | 5.0345 | 5.0894 | 5.1104 | 5.1749 | 5.314 | 5.4297 | 5.6405 | 5.5564 | 5.5583 | 5.5983 | 5.6188 | 5.6898 | 1.585 | 1.7489 | 1.7802 | 1.8478 | 1.9172 | 2.0099 | 2.1533 | 2.3517 | 2.6036 | 2.8737 | 3.1184 | 3.4057 | 3.7496 | 4.0676 | 4.341 | 4.5554 | 4.8169 | 4.9917 | 5.0962 | 5.1097 | 5.0779 | 5.0551 | 5.051 | 5.0198 | 4.9433 | 4.9044 | 4.8403 | 4.8141 | 4.7455 | 4.7316 | 1.585 | 1.6387 | 1.661 | 1.7392 | 1.8999 | 2.1137 | 2.3521 | 2.6715 | 3.0454 | 3.5264 | 4.0177 | 4.5679 | 5.142 | 5.773 | 6.2669 | 6.7263 | 7.1856 | 7.5175 | 7.7537 | 7.7426 | 7.6947 | 7.6053 | 7.4214 | 7.1772 | 6.8498 | 6.5196 | 6.1962 | 5.8838 | 5.4675 | 5.1366 | 1.585 | 1.7308 | 1.763 | 1.8442 | 2.0583 | 2.2885 | 2.583 | 2.8803 | 3.2003 | 3.6274 | 3.9693 | 4.2655 | 4.6119 | 4.9333 | 5.183 | 5.3937 | 5.6351 | 5.8216 | 6.0039 | 6.0958 | 6.1166 | 6.1731 | 6.2636 | 6.3539 | 6.4401 | 6.338 | 6.3454 | 6.398 | 6.4049 | 6.473
PSS | MORDA T1 | 3.7546 | 4.88 | 4.9432 | 5.0408 | 5.112 | 5.3057 | 5.4876 | 5.7177 | 5.913 | 6.1732 | 6.3805 | 6.6576 | 6.9126 | 7.184 | 7.4594 | 7.8116 | 8.2788 | 8.7521 | 9.2456 | 9.7154 | 10.1355 | 10.6071 | 11.1155 | 11.5272 | 11.8118 | 12.0043 | 12.2627 | 12.5086 | 12.7191 | 13.032 | 3.7546 | 4.6036 | 4.5932 | 4.6434 | 4.7051 | 4.8769 | 5.085 | 5.4034 | 5.6928 | 5.9853 | 6.2418 | 6.6052 | 7.0081 | 7.3597 | 7.6663 | 7.8685 | 8.17 | 8.3834 | 8.5807 | 8.6291 | 8.6829 | 8.7876 | 8.9653 | 9.0403 | 8.644 | 8.416 | 8.3697 | 8.3081 | 8.1804 | 8.184 | 3.7546 | 4.7907 | 4.9152 | 5.0944 | 5.2294 | 5.4128 | 5.6228 | 5.9016 | 6.1237 | 6.3099 | 6.5293 | 6.9399 | 7.3827 | 7.8042 | 8.1806 | 8.5119 | 9.0867 | 9.5675 | 9.996 | 10.2599 | 10.4654 | 10.6268 | 10.7782 | 10.8682 | 10.8493 | 10.906 | 10.9605 | 11.0516 | 11.1431 | 11.3238 | 3.7546 | 4.5866 | 4.5828 | 4.6673 | 4.7787 | 4.9652 | 5.1621 | 5.4213 | 5.6517 | 5.9453 | 6.1965 | 6.55 | 6.9262 | 7.2791 | 7.5808 | 7.8214 | 8.0967 | 8.3073 | 8.4481 | 8.3754 | 8.3136 | 8.258 | 8.2178 | 8.1194 | 7.8651 | 7.6135 | 7.4175 | 7.2487 | 7.0383 | 6.9006 | 3.7546 | 4.7336 | 4.726 | 4.8597 | 5.0657 | 5.4525 | 5.8636 | 6.3619 | 6.8985 | 7.5759 | 8.2222 | 8.9117 | 9.5668 | 10.2514 | 10.8921 | 11.361 | 12.0073 | 12.6187 | 12.9335 | 13.1291 | 13.2547 | 13.3367 | 13.5307 | 13.6327 | 12.7841 | 12.3055 | 12.2274 | 12.1638 | 12.0435 | 12.0459
PSS | MORGANITE CERAMICS T1 / PLYMYARD T2 | 3.6195 | 3.956 | 4.0364 | 4.1598 | 4.2777 | 4.3788 | 4.5219 | 4.7321 | 4.9426 | 5.1837 | 5.3704 | 5.643 | 5.9471 | 6.3079 | 6.716 | 7.1594 | 7.7593 | 8.4212 | 9.1328 | 9.8804 | 10.6296 | 11.3643 | 12.052 | 12.5634 | 12.9168 | 13.1459 | 13.2117 | 13.2039 | 12.9625 | 12.8328 | 3.6195 | 3.7752 | 3.9029 | 4.1122 | 4.4013 | 4.8398 | 5.3153 | 5.9191 | 6.4986 | 7.1473 | 7.7472 | 8.403 | 9.2057 | 9.8928 | 10.4134 | 10.7923 | 11.2624 | 11.5834 | 12.0145 | 12.15 | 12.2256 | 12.4741 | 12.8355 | 13.1696 | 12.5169 | 12.1382 | 12.0557 | 12.007 | 11.9389 | 11.9317 | 3.6195 | 3.8798 | 3.9336 | 4.0335 | 4.1481 | 4.307 | 4.5363 | 4.8864 | 5.3118 | 5.6553 | 6.052 | 6.5957 | 7.2583 | 7.9331 | 8.587 | 9.1971 | 9.8783 | 10.4033 | 10.7411 | 10.8528 | 10.9129 | 10.9373 | 10.9877 | 10.9371 | 10.8128 | 10.7204 | 10.6123 | 10.5102 | 10.3807 | 10.3367 | 3.6195 | 3.7117 | 3.7625 | 3.9287 | 4.201 | 4.5948 | 5.0057 | 5.5458 | 6.0981 | 6.8284 | 7.5968 | 8.5321 | 9.6039 | 10.7309 | 11.7079 | 12.687 | 13.4976 | 14.107 | 14.4669 | 14.4104 | 14.2583 | 14.0235 | 13.6668 | 13.1698 | 12.5562 | 11.9914 | 11.3925 | 10.8363 | 10.1244 | 9.5792 | 3.6195 | 3.8299 | 3.8908 | 4.0638 | 4.4532 | 4.9728 | 5.5911 | 6.2946 | 7.0608 | 7.9692 | 8.832 | 9.6742 | 10.7008 | 11.6866 | 12.5564 | 13.3243 | 14.1917 | 14.9247 | 15.4885 | 15.764 | 15.8886 | 16.121 | 16.391 | 16.6619 | 15.7389 | 15.431 | 15.4537 | 15.5036 | 15.4963 | 15.5814
PSS | MORRISONS T1 | 5.7176 | 4.9595 | 5.008 | 5.096 | 5.1461 | 5.2226 | 5.3014 | 5.3945 | 5.4502 | 5.5946 | 5.6475 | 5.7806 | 5.9181 | 6.0346 | 6.2038 | 6.3841 | 6.6515 | 6.914 | 7.2045 | 7.5122 | 7.8172 | 8.1341 | 8.4416 | 8.6695 | 8.7834 | 8.8695 | 8.8613 | 8.8269 | 8.6962 | 8.6644 | 5.7176 | 4.8643 | 4.8455 | 4.8845 | 4.9052 | 4.9722 | 5.0588 | 5.2102 | 5.3215 | 5.4931 | 5.6597 | 5.9379 | 6.2566 | 6.556 | 6.8698 | 7.1509 | 7.4341 | 7.6352 | 7.8403 | 7.9075 | 7.9362 | 7.9269 | 7.9644 | 7.9216 | 7.8774 | 7.8021 | 7.7409 | 7.6737 | 7.5539 | 7.5393 | 5.7176 | 4.9287 | 4.9291 | 4.9836 | 4.9921 | 5.056 | 5.1214 | 5.271 | 5.3792 | 5.4957 | 5.5962 | 5.8218 | 6.0716 | 6.3006 | 6.5481 | 6.7683 | 7.0721 | 7.2857 | 7.448 | 7.4822 | 7.4987 | 7.4962 | 7.4954 | 7.4299 | 7.3248 | 7.2228 | 7.1027 | 6.9862 | 6.8432 | 6.7898 | 5.7176 | 4.8056 | 4.7579 | 4.7781 | 4.8231 | 4.9224 | 5.0419 | 5.2413 | 5.4059 | 5.6911 | 5.9797 | 6.4126 | 6.9166 | 7.4439 | 7.944 | 8.3328 | 8.7474 | 9.0615 | 9.2223 | 9.1505 | 9.0393 | 8.8841 | 8.7077 | 8.4686 | 8.1467 | 7.8794 | 7.579 | 7.3143 | 6.9633 | 6.7184 | 5.7176 | 4.9139 | 4.8858 | 4.9261 | 4.9848 | 5.1119 | 5.2577 | 5.4669 | 5.6395 | 5.879 | 6.0767 | 6.3614 | 6.6633 | 6.955 | 7.2657 | 7.5505 | 7.8711 | 8.1062 | 8.2971 | 8.3638 | 8.3979 | 8.3947 | 8.4249 | 8.3996 | 8.2167 | 8.0851 | 8.006 | 7.9358 | 7.8142 | 7.7999
PSS | NANT-Y-GAMAR T1 | 4.7515 | 5.7191 | 5.7593 | 5.8599 | 5.9428 | 5.9991 | 6.0894 | 6.2232 | 6.3221 | 6.4899 | 6.6027 | 6.8118 | 7.0233 | 7.2359 | 7.5022 | 7.79 | 8.1496 | 8.4976 | 8.9002 | 9.2851 | 9.6407 | 9.9906 | 10.3121 | 10.5014 | 10.594 | 10.6625 | 10.6089 | 10.505 | 10.3111 | 10.2246 | 4.7515 | 5.4818 | 5.497 | 5.5926 | 5.7188 | 5.956 | 6.2189 | 6.6216 | 6.9475 | 7.3461 | 7.7038 | 8.1463 | 8.6674 | 9.0932 | 9.4345 | 9.7192 | 10.0536 | 10.2596 | 10.5362 | 10.6107 | 10.6208 | 10.7265 | 10.8771 | 10.9804 | 11.0895 | 10.7297 | 10.5702 | 10.4388 | 10.2752 | 10.1932 | 4.7515 | 5.6026 | 5.5807 | 5.6153 | 5.6455 | 5.7285 | 5.8421 | 6.0548 | 6.2491 | 6.46 | 6.668 | 6.9922 | 7.3574 | 7.7016 | 8.0688 | 8.4037 | 8.7667 | 9.0107 | 9.1871 | 9.2072 | 9.2188 | 9.229 | 9.2359 | 9.1446 | 8.9989 | 8.8654 | 8.6887 | 8.5306 | 8.3272 | 8.2074 | 4.7515 | 5.3778 | 5.3248 | 5.3726 | 5.4882 | 5.715 | 5.9348 | 6.2642 | 6.5541 | 6.9713 | 7.3592 | 7.8481 | 8.373 | 8.8777 | 9.3203 | 9.7245 | 10.0908 | 10.3257 | 10.4451 | 10.3116 | 10.1251 | 9.8774 | 9.6106 | 9.2763 | 8.8839 | 8.5443 | 8.1803 | 7.8311 | 7.3944 | 7.0614 | 4.7515 | 5.5448 | 5.5333 | 5.6111 | 5.8147 | 6.1069 | 6.4613 | 6.9026 | 7.3106 | 7.8524 | 8.3368 | 8.8512 | 9.476 | 10.0444 | 10.5564 | 11.0283 | 11.5502 | 11.954 | 12.3012 | 12.4475 | 12.4957 | 12.6233 | 12.737 | 12.8153 | 12.9727 | 12.6806 | 12.5822 | 12.5157 | 12.3928 | 12.3538
PSS | NANTWICH T1 | 5.703 | 6.0923 | 6.1901 | 6.3308 | 6.4558 | 6.5913 | 6.7503 | 6.9428 | 7.1116 | 7.3517 | 7.5381 | 7.8232 | 8.087 | 8.3703 | 8.6585 | 8.9578 | 9.3438 | 9.7107 | 10.095 | 10.4313 | 10.7402 | 11.0459 | 11.396 | 11.64 | 11.7806 | 11.9004 | 12.0244 | 12.1513 | 12.2658 | 12.4903 | 5.703 | 5.7353 | 5.7541 | 5.832 | 5.9558 | 6.1233 | 6.2932 | 6.593 | 6.8554 | 7.1801 | 7.4478 | 7.8285 | 8.1563 | 8.4444 | 8.7552 | 8.8507 | 9.1634 | 9.3893 | 9.6392 | 9.7756 | 9.8774 | 9.9899 | 10.114 | 10.138 | 9.9627 | 9.7873 | 9.741 | 9.643 | 9.5068 | 9.4686 | 5.703 | 5.957 | 6.1003 | 6.3071 | 6.5074 | 6.6565 | 6.8621 | 7.1424 | 7.4226 | 7.7147 | 7.9675 | 8.4074 | 8.8897 | 9.3652 | 9.8052 | 10.0661 | 10.6099 | 11.0629 | 11.4837 | 11.7607 | 11.9403 | 12.1016 | 12.2545 | 12.3106 | 12.2594 | 12.2575 | 12.2462 | 12.2528 | 12.2183 | 12.2728 | 5.703 | 5.5607 | 5.5278 | 5.5818 | 5.6953 | 5.8826 | 6.0479 | 6.3033 | 6.5131 | 6.7854 | 6.9776 | 7.2255 | 7.4173 | 7.5532 | 7.6464 | 7.6291 | 7.7293 | 7.7899 | 7.8591 | 7.757 | 7.6496 | 7.5574 | 7.495 | 7.3872 | 7.199 | 6.9779 | 6.8219 | 6.6725 | 6.476 | 6.3396 | 5.703 | 5.8588 | 5.8938 | 6.0353 | 6.2828 | 6.5568 | 6.8585 | 7.2505 | 7.6427 | 8.1779 | 8.6232 | 9.1602 | 9.6241 | 10.1169 | 10.6154 | 10.9183 | 11.4463 | 11.9207 | 12.2521 | 12.4763 | 12.6182 | 12.7458 | 12.915 | 12.9893 | 12.555 | 12.2972 | 12.2632 | 12.2098 | 12.0952 | 12.0866
PSS | NEVILL ST T1 / OCEAN PLAZA T1 / YORK RD T1 | 10.2003 | 11.2405 | 11.3568 | 11.5723 | 11.7284 | 11.8487 | 11.9851 | 12.1846 | 12.2679 | 12.5218 | 12.5956 | 12.8324 | 13.0603 | 13.264 | 13.5341 | 13.7857 | 14.1853 | 14.5345 | 14.9539 | 15.3308 | 15.7154 | 16.0642 | 16.4537 | 16.5966 | 16.6206 | 16.6014 | 16.417 | 16.1595 | 15.7698 | 15.5923 | 10.2003 | 11.1655 | 11.0794 | 11.0956 | 11.0837 | 11.1693 | 11.298 | 11.5959 | 11.7681 | 12.1079 | 12.412 | 12.9194 | 13.4716 | 13.9804 | 14.5408 | 15.0184 | 15.5381 | 15.8396 | 16.1187 | 16.1503 | 16.1531 | 16.0125 | 15.9211 | 15.6679 | 15.3656 | 15.1549 | 14.9163 | 14.6429 | 14.2546 | 14.0732 | 10.2003 | 11.2137 | 11.2119 | 11.2802 | 11.2998 | 11.3706 | 11.4913 | 11.7574 | 11.8852 | 12.0986 | 12.2535 | 12.5766 | 12.9456 | 13.2249 | 13.5607 | 13.8358 | 14.1745 | 14.3651 | 14.5123 | 14.4648 | 14.418 | 14.3156 | 14.2431 | 14.0091 | 13.7253 | 13.4776 | 13.1204 | 12.7957 | 12.3989 | 12.1829 | 10.2003 | 11.0255 | 10.8783 | 10.8804 | 10.9471 | 11.132 | 11.3098 | 11.626 | 11.8225 | 12.3079 | 12.7007 | 13.291 | 13.9457 | 14.5968 | 15.2355 | 15.6973 | 16.182 | 16.4735 | 16.558 | 16.2482 | 15.9001 | 15.4515 | 14.9842 | 14.46 | 13.9025 | 13.4186 | 12.8831 | 12.3768 | 11.7387 | 11.3048 | 10.2003 | 11.1556 | 11.1045 | 11.1385 | 11.1884 | 11.2918 | 11.4577 | 11.7495 | 11.8786 | 12.1715 | 12.3692 | 12.7215 | 13.1108 | 13.44 | 13.8453 | 14.1998 | 14.6202 | 14.8695 | 15.0918 | 15.0974 | 15.0975 | 15.0026 | 14.9488 | 14.7645 | 14.5096 | 14.337 | 14.0969 | 13.8638 | 13.5366 | 13.4036
PSS | NEW BRIGHTON T1 / SEAVIEW RD T2 / WALLASEY T1 / WALLASEY VILLAGE T1 | 14.9114 | 17.1871 | 17.1845 | 17.2624 | 17.4072 | 17.4593 | 17.6699 | 18.08 | 18.4432 | 18.9828 | 19.4483 | 20.2334 | 21.0505 | 22.0157 | 23.0923 | 24.31 | 25.7857 | 27.2926 | 28.9785 | 30.5636 | 32.1546 | 33.609 | 34.8951 | 35.6749 | 36.0238 | 36.2098 | 35.891 | 35.4903 | 34.5995 | 34.105 | 14.9114 | 14.9799 | 14.7104 | 14.7749 | 15.1616 | 15.8702 | 16.489 | 17.291 | 18.0885 | 19.2566 | 20.3369 | 21.3648 | 22.148 | 22.6535 | 22.9021 | 22.824 | 22.83 | 22.6138 | 22.5583 | 22.3132 | 21.9986 | 21.6381 | 21.4692 | 21.1503 | 20.788 | 20.476 | 20.1057 | 19.7703 | 19.353 | 19.1191 | 14.9114 | 15.9388 | 15.6955 | 15.6715 | 15.856 | 16.1453 | 16.6293 | 17.4358 | 18.469 | 19.5072 | 20.535 | 21.7837 | 23.221 | 24.6414 | 25.9065 | 27.1106 | 28.1639 | 28.8579 | 29.2491 | 29.2966 | 29.1939 | 28.9923 | 28.83 | 28.4027 | 27.895 | 27.5199 | 26.9851 | 26.4954 | 25.9003 | 25.5611 | 14.9114 | 14.0919 | 13.7395 | 13.6789 | 14.0633 | 14.7922 | 15.5083 | 16.6035 | 17.7576 | 19.4882 | 21.1722 | 22.8225 | 24.4945 | 26.1537 | 27.3571 | 28.5816 | 29.6572 | 30.3467 | 30.7126 | 30.3084 | 29.7519 | 28.9113 | 27.8564 | 26.5133 | 24.9769 | 23.5221 | 21.9255 | 20.4159 | 18.6139 | 17.0916 | 14.9114 | 15.3248 | 15.0293 | 15.0203 | 15.6757 | 16.425 | 17.3503 | 18.3662 | 19.363 | 20.7632 | 21.886 | 22.8906 | 23.8358 | 24.6653 | 25.3401 | 25.9379 | 26.4685 | 26.761 | 26.9405 | 26.8707 | 26.7 | 26.4857 | 26.4103 | 26.2964 | 26.0032 | 26.0319 | 25.9418 | 25.9216 | 25.7804 | 25.8809
PSS | NEWHALL T1 / NEWHALL T2 | 3.658 | 3.5981 | 3.6304 | 3.688 | 3.7385 | 3.7763 | 3.8158 | 3.8707 | 3.8859 | 3.9594 | 3.9921 | 4.0635 | 4.1361 | 4.1989 | 4.2797 | 4.3487 | 4.4543 | 4.5339 | 4.6228 | 4.6973 | 4.7525 | 4.8176 | 4.8969 | 4.9288 | 4.9465 | 4.9567 | 4.9481 | 4.9378 | 4.9188 | 4.9616 | 3.658 | 3.5221 | 3.5339 | 3.5535 | 3.5738 | 3.588 | 3.6165 | 3.7166 | 3.7632 | 3.8454 | 3.911 | 4.0535 | 4.2316 | 4.3805 | 4.5547 | 4.6901 | 4.8691 | 5.0053 | 5.1753 | 5.2545 | 5.3143 | 5.3459 | 5.3675 | 5.3564 | 5.3222 | 5.243 | 5.2034 | 5.1423 | 5.0675 | 5.0471 | 3.658 | 3.5669 | 3.5834 | 3.6138 | 3.626 | 3.6448 | 3.6672 | 3.7365 | 3.7486 | 3.7917 | 3.8209 | 3.9076 | 4.0086 | 4.0729 | 4.1825 | 4.2596 | 4.3847 | 4.4897 | 4.6007 | 4.632 | 4.6649 | 4.6901 | 4.7294 | 4.7023 | 4.6413 | 4.5734 | 4.5139 | 4.4308 | 4.3402 | 4.2925 | 3.658 | 3.4685 | 3.4182 | 3.4218 | 3.4205 | 3.4617 | 3.5059 | 3.6009 | 3.6342 | 3.742 | 3.793 | 3.9104 | 4.0224 | 4.1059 | 4.2058 | 4.2098 | 4.2933 | 4.3454 | 4.3745 | 4.3123 | 4.2568 | 4.1933 | 4.1558 | 4.1115 | 4.0142 | 3.9438 | 3.8812 | 3.8206 | 3.7414 | 3.6913 | 3.658 | 3.5519 | 3.5506 | 3.567 | 3.5908 | 3.6364 | 3.6863 | 3.7948 | 3.8548 | 3.9676 | 4.0588 | 4.2047 | 4.3741 | 4.5183 | 4.6961 | 4.8394 | 5.0153 | 5.167 | 5.328 | 5.4048 | 5.4608 | 5.4894 | 5.5081 | 5.4724 | 5.3293 | 5.2151 | 5.1619 | 5.0852 | 4.9904 | 4.9475
PSS | NORTH WALES PAPER T1 / NORTH WALES PAPER T2 / WOODFIELD AVE T1 | 12.3263 | 11.6137 | 11.732 | 11.9261 | 12.0659 | 12.1712 | 12.2909 | 12.4471 | 12.4868 | 12.7171 | 12.8009 | 13.0639 | 13.2926 | 13.4953 | 13.7448 | 13.9499 | 14.2645 | 14.4724 | 14.7342 | 14.9463 | 15.093 | 15.214 | 15.4114 | 15.4319 | 15.355 | 15.3324 | 15.1991 | 15.0322 | 14.8606 | 14.8677 | 12.3263 | 11.3116 | 11.2911 | 11.3763 | 11.3832 | 11.5476 | 11.8042 | 12.2908 | 12.6145 | 13.0255 | 13.375 | 13.9432 | 14.6769 | 15.2984 | 15.8715 | 16.3705 | 16.9955 | 17.4498 | 17.9713 | 18.1686 | 18.2592 | 18.4428 | 18.6751 | 18.7715 | 18.8632 | 18.2278 | 17.9272 | 17.6174 | 17.2779 | 17.0871 | 12.3263 | 11.5022 | 11.4613 | 11.5218 | 11.5186 | 11.5452 | 11.5919 | 11.7723 | 11.813 | 11.9571 | 12.0589 | 12.3226 | 12.6214 | 12.8177 | 13.1303 | 13.3717 | 13.7031 | 13.9057 | 14.1233 | 14.1658 | 14.2271 | 14.2733 | 14.3404 | 14.2129 | 14.0065 | 13.7834 | 13.5101 | 13.1956 | 12.8514 | 12.6369 | 12.3263 | 11.1362 | 10.9678 | 10.9513 | 10.9551 | 11.1557 | 11.3282 | 11.6015 | 11.7323 | 12.0053 | 12.1467 | 12.4522 | 12.7277 | 12.9214 | 13.1554 | 13.2556 | 13.4068 | 13.4781 | 13.4345 | 13.128 | 12.8044 | 12.49 | 12.2355 | 11.9284 | 11.5857 | 11.3167 | 11.0433 | 10.7634 | 10.4173 | 10.1939 | 12.3263 | 11.3937 | 11.3513 | 11.4389 | 11.5446 | 11.7686 | 12.0756 | 12.5431 | 12.8966 | 13.4519 | 13.9477 | 14.5696 | 15.3686 | 16.0617 | 16.7558 | 17.3549 | 18.0815 | 18.6543 | 19.1895 | 19.4444 | 19.5587 | 19.7498 | 19.9155 | 19.9369 | 20.0979 | 19.5291 | 19.2763 | 18.9962 | 18.668 | 18.473
PSS | NORTH WEST WATER CAMPUS T1 / NORTH WEST WATER CAMPUS T2 / OMEGA T1 / OMEGA T2 / ORION BOULEVARD T1 | 14.6364 | 14.4975 | 14.5955 | 14.8065 | 15.0175 | 15.2598 | 15.5429 | 15.6146 | 15.6864 | 15.7582 | 15.8299 | 15.9017 | 15.9734 | 16.0452 | 16.117 | 16.1887 | 16.2605 | 16.7473 | 17.0381 | 17.2644 | 17.4338 | 17.5824 | 17.8353 | 17.9092 | 17.839 | 17.829 | 17.7434 | 17.6404 | 17.5183 | 17.6239 | 14.6364 | 13.4688 | 13.3211 | 13.2888 | 13.2749 | 13.3958 | 13.6022 | 13.5607 | 13.5193 | 13.4778 | 13.4364 | 13.3949 | 13.74 | 13.9906 | 14.322 | 14.5811 | 14.9533 | 15.1309 | 15.3525 | 15.3119 | 15.1959 | 15.0811 | 14.9857 | 14.7319 | 14.191 | 13.78 | 13.4312 | 13.0549 | 12.6262 | 12.4003 | 14.6364 | 13.9568 | 13.9516 | 14.0617 | 14.1958 | 14.3786 | 14.6175 | 14.6113 | 14.6051 | 14.599 | 14.5928 | 14.5866 | 14.5804 | 14.5742 | 14.568 | 14.9812 | 15.3269 | 15.5644 | 15.8177 | 15.8911 | 15.9687 | 15.9688 | 16.0016 | 15.8652 | 15.6219 | 15.431 | 15.1606 | 14.8781 | 14.5735 | 14.438 | 14.6364 | 13.0514 | 12.84 | 12.7515 | 12.7473 | 12.8647 | 13.0345 | 12.8821 | 12.7298 | 12.5774 | 12.425 | 12.2727 | 12.4054 | 12.4345 | 12.5212 | 12.441 | 12.4664 | 12.4041 | 12.2833 | 11.9752 | 11.6182 | 11.3004 | 11.0269 | 10.7013 | 10.2974 | 9.939 | 9.5913 | 9.2599 | 8.8878 | 8.6163 | 14.6364 | 13.723 | 13.626 | 13.6755 | 13.8063 | 14.0611 | 14.3898 | 14.4098 | 14.4297 | 14.4497 | 14.4696 | 14.4896 | 15.1888 | 15.5536 | 16.0044 | 16.3853 | 16.8798 | 17.2313 | 17.522 | 17.5567 | 17.5288 | 17.466 | 17.4359 | 17.2423 | 16.59 | 16.1812 | 15.8753 | 15.5429 | 15.1587 | 14.9684
PSS | NWF T1 | 5.6498 | 5.8871 | 5.9805 | 6.0968 | 6.1937 | 6.265 | 6.3326 | 6.4445 | 6.4908 | 6.6229 | 6.6723 | 6.7963 | 6.9255 | 7.0503 | 7.1941 | 7.3279 | 7.5352 | 7.7079 | 7.91 | 8.1024 | 8.2947 | 8.4661 | 8.6702 | 8.7759 | 8.8088 | 8.8546 | 8.8226 | 8.7512 | 8.6243 | 8.607 | 5.6498 | 5.8565 | 5.8783 | 5.9624 | 6.0421 | 6.1173 | 6.216 | 6.4355 | 6.5592 | 6.7699 | 6.9483 | 7.2575 | 7.625 | 7.9564 | 8.3258 | 8.6158 | 8.981 | 9.2196 | 9.5287 | 9.6462 | 9.7207 | 9.7523 | 9.818 | 9.8037 | 9.8292 | 9.6806 | 9.5856 | 9.4823 | 9.3438 | 9.3099 | 5.6498 | 5.8913 | 5.9232 | 6.0184 | 6.0742 | 6.1262 | 6.2116 | 6.3682 | 6.4454 | 6.5752 | 6.6692 | 6.8759 | 7.1159 | 7.3194 | 7.5801 | 7.7451 | 8.0143 | 8.2333 | 8.4091 | 8.4659 | 8.4891 | 8.5083 | 8.5373 | 8.4714 | 8.3568 | 8.2266 | 8.0741 | 7.9237 | 7.742 | 7.6451 | 5.6498 | 5.7985 | 5.7547 | 5.7953 | 5.8532 | 5.9642 | 6.0881 | 6.2803 | 6.4107 | 6.6459 | 6.8394 | 7.1694 | 7.5178 | 7.8619 | 8.2028 | 8.3945 | 8.6646 | 8.8448 | 8.9333 | 8.8205 | 8.6804 | 8.516 | 8.3624 | 8.1753 | 7.9175 | 7.7157 | 7.5141 | 7.3094 | 7.0567 | 6.8858 | 5.6498 | 5.8821 | 5.894 | 5.9738 | 6.073 | 6.1841 | 6.3324 | 6.568 | 6.7115 | 6.9616 | 7.1563 | 7.449 | 7.7896 | 8.105 | 8.463 | 8.7377 | 9.0869 | 9.3568 | 9.6328 | 9.7537 | 9.8171 | 9.8531 | 9.9062 | 9.8791 | 9.8316 | 9.6697 | 9.5655 | 9.4624 | 9.312 | 9.2622
PSS | OPTICAL FIBRES T1 / SHOTWICK T1 / WALBRO T1 | 12.6359 | 12.3948 | 12.5303 | 12.7364 | 12.8743 | 13.0009 | 13.1034 | 13.2322 | 13.2129 | 13.4111 | 13.4078 | 13.5658 | 13.6847 | 13.7582 | 13.8776 | 13.9301 | 14.094 | 14.1425 | 14.2319 | 14.2889 | 14.3042 | 14.316 | 14.4319 | 14.392 | 14.2518 | 14.1986 | 14.009 | 13.8001 | 13.6015 | 13.5767 | 12.6359 | 12.4196 | 12.3203 | 12.2625 | 12.1031 | 12.0179 | 11.983 | 12.1643 | 12.1387 | 12.2685 | 12.3614 | 12.7292 | 13.2024 | 13.6395 | 14.2015 | 14.7787 | 15.3816 | 15.7868 | 16.1188 | 16.2319 | 16.2762 | 16.1637 | 16.0516 | 15.7817 | 15.4291 | 15.1815 | 14.9007 | 14.579 | 14.142 | 13.9271 | 12.6359 | 12.4714 | 12.4472 | 12.5273 | 12.4726 | 12.4717 | 12.449 | 12.5441 | 12.4094 | 12.4061 | 12.3411 | 12.4575 | 12.5801 | 12.5763 | 12.7178 | 12.8311 | 13.028 | 13.1235 | 13.2644 | 13.2344 | 13.2369 | 13.2001 | 13.1808 | 12.9847 | 12.7052 | 12.4773 | 12.1523 | 11.8007 | 11.4211 | 11.1967 | 12.6359 | 12.3083 | 12.1124 | 12.062 | 11.9601 | 11.9716 | 11.963 | 12.0599 | 11.9451 | 12.0305 | 11.9829 | 12.1744 | 12.3785 | 12.5527 | 12.8281 | 12.8725 | 13.035 | 13.067 | 12.988 | 12.6685 | 12.3039 | 11.9333 | 11.6502 | 11.3475 | 11.0354 | 10.8223 | 10.5963 | 10.3567 | 10.0692 | 9.9203 | 12.6359 | 12.4443 | 12.3839 | 12.3966 | 12.2959 | 12.2579 | 12.233 | 12.3754 | 12.2945 | 12.3604 | 12.3759 | 12.6161 | 12.9141 | 13.1292 | 13.4797 | 13.8231 | 14.2229 | 14.4766 | 14.7115 | 14.7521 | 14.778 | 14.7026 | 14.6367 | 14.4085 | 14.092 | 13.8559 | 13.5531 | 13.2168 | 12.8087 | 12.5894
PSS | ORB CL T1 / STONEBRIDGE LA T1 / STONEBRIDGE LA T2 | 8.7219 | 8.832 | 8.9319 | 9.092 | 9.204 | 9.2912 | 9.389 | 9.5468 | 9.6101 | 9.8123 | 9.8875 | 10.0818 | 10.2806 | 10.4658 | 10.7032 | 10.9009 | 11.2331 | 11.5229 | 11.8595 | 12.1585 | 12.4856 | 12.7649 | 13.0836 | 13.2223 | 13.2687 | 13.315 | 13.2182 | 13.0775 | 12.8246 | 12.7336 | 8.7219 | 8.6896 | 8.6217 | 8.6337 | 8.6278 | 8.7234 | 8.8117 | 9.0621 | 9.2114 | 9.4869 | 9.7278 | 10.1355 | 10.5906 | 10.9911 | 11.4423 | 11.8279 | 12.2606 | 12.5208 | 12.7735 | 12.8407 | 12.8528 | 12.7679 | 12.7091 | 12.5496 | 12.321 | 12.1727 | 11.9921 | 11.7903 | 11.4982 | 11.3721 | 8.7219 | 8.7638 | 8.744 | 8.8049 | 8.8032 | 8.8402 | 8.9285 | 9.1222 | 9.2124 | 9.3585 | 9.4855 | 9.756 | 10.087 | 10.3663 | 10.7184 | 11.0287 | 11.3917 | 11.6409 | 11.8315 | 11.8453 | 11.8762 | 11.8296 | 11.8011 | 11.6468 | 11.4361 | 11.2446 | 10.9764 | 10.7192 | 10.4184 | 10.252 | 8.7219 | 8.5461 | 8.4399 | 8.4335 | 8.4813 | 8.6196 | 8.7413 | 8.9837 | 9.1116 | 9.4483 | 9.7082 | 10.166 | 10.6759 | 11.1669 | 11.6848 | 12.0386 | 12.4206 | 12.6553 | 12.7469 | 12.5331 | 12.2889 | 11.9684 | 11.6501 | 11.288 | 10.8751 | 10.539 | 10.1604 | 9.8005 | 9.3513 | 9.0283 | 8.7219 | 8.6948 | 8.6488 | 8.6839 | 8.7442 | 8.8567 | 9.0142 | 9.2827 | 9.4375 | 9.7103 | 9.9222 | 10.2654 | 10.6584 | 11.0014 | 11.4063 | 11.7765 | 12.1839 | 12.4542 | 12.6805 | 12.7246 | 12.7498 | 12.6956 | 12.6694 | 12.5657 | 12.3734 | 12.2772 | 12.1224 | 11.9711 | 11.7464 | 11.6782
PSS | ORFORD T1 / PADGATE T1 | 9.378 | 9.9363 | 11.1913 | 12.7294 | 14.38 | 14.1224 | 14.4694 | 14.8912 | 15.3101 | 15.7819 | 15.9527 | 16.7174 | 17.5117 | 18.3491 | 19.2306 | 18.4353 | 18.8704 | 19.3319 | 19.8896 | 20.4547 | 21.2253 | 21.8519 | 22.5061 | 22.9866 | 23.2707 | 23.6572 | 23.7788 | 23.8355 | 23.8393 | 24.003 | 9.378 | 8.8058 | 9.8867 | 11.2193 | 12.7402 | 13.6602 | 15.1531 | 17.092 | 19.1593 | 21.3508 | 23.0266 | 25.0662 | 27.6073 | 29.968 | 32.0167 | 31.876 | 33.9553 | 35.8006 | 38.0803 | 39.6233 | 41.0177 | 43.1436 | 45.2152 | 47.1721 | 49.0688 | 46.9847 | 47.1424 | 47.31 | 47.5304 | 47.6958 | 9.378 | 8.8454 | 9.169 | 9.6344 | 10.1601 | 10.5456 | 11.0175 | 11.712 | 12.5824 | 13.5304 | 14.4591 | 15.6079 | 16.8769 | 18.2392 | 19.6233 | 20.5085 | 21.9135 | 23.1307 | 24.152 | 24.9067 | 25.6239 | 26.3308 | 26.955 | 27.2644 | 27.3373 | 27.4244 | 27.5127 | 27.4984 | 27.3963 | 27.3119 | 9.378 | 8.6703 | 9.611 | 10.8209 | 12.3341 | 13.0727 | 14.1551 | 15.6702 | 17.2493 | 19.0828 | 20.2247 | 21.928 | 23.5921 | 25.2358 | 26.8292 | 27.3453 | 29.0988 | 30.725 | 32.2715 | 33.3141 | 33.9631 | 34.8681 | 35.5144 | 35.9698 | 36.0654 | 35.6193 | 35.824 | 36.011 | 36.0257 | 36.0175 | 9.378 | 8.7294 | 9.3664 | 10.3191 | 11.7154 | 12.8507 | 14.4174 | 16.2348 | 18.358 | 21.0022 | 23.3631 | 25.7643 | 28.7514 | 31.718 | 34.4062 | 35.6703 | 38.3549 | 40.8423 | 43.0913 | 44.7356 | 45.9268 | 47.6174 | 49.0348 | 50.3024 | 51.9977 | 50.3983 | 50.6276 | 50.8105 | 50.8905 | 50.9366
PSS | OTIS ELEVATOR T1 / ST IVEL FOODS T1 | 5.0215 | 5.0004 | 5.0549 | 5.1398 | 5.2005 | 5.2514 | 5.2887 | 5.3519 | 5.3397 | 5.4153 | 5.4185 | 5.4869 | 5.5395 | 5.5578 | 5.6153 | 5.6274 | 5.6961 | 5.7229 | 5.7615 | 5.7752 | 5.7887 | 5.7912 | 5.8479 | 5.8173 | 5.773 | 5.7371 | 5.6727 | 5.5954 | 5.5003 | 5.4903 | 5.0215 | 5.0053 | 4.9598 | 4.9465 | 4.8871 | 4.8525 | 4.8328 | 4.9106 | 4.9025 | 4.9573 | 4.9862 | 5.1344 | 5.3293 | 5.4985 | 5.7341 | 5.9496 | 6.1895 | 6.3464 | 6.4919 | 6.5196 | 6.5271 | 6.477 | 6.4319 | 6.3165 | 6.167 | 6.072 | 5.9558 | 5.818 | 5.6402 | 5.5544 | 5.0215 | 5.0248 | 5.0277 | 5.0438 | 5.0312 | 5.0332 | 5.0332 | 5.0726 | 5.025 | 5.0197 | 5.0006 | 5.0481 | 5.0935 | 5.0991 | 5.1591 | 5.1931 | 5.2748 | 5.3203 | 5.3605 | 5.3575 | 5.3621 | 5.3374 | 5.3201 | 5.2496 | 5.1385 | 5.0395 | 4.908 | 4.7658 | 4.6068 | 4.5162 | 5.0215 | 4.97 | 4.9014 | 4.869 | 4.8411 | 4.8331 | 4.8319 | 4.8778 | 4.8357 | 4.8663 | 4.8511 | 4.9242 | 5.0021 | 5.0656 | 5.1763 | 5.1978 | 5.2566 | 5.2624 | 5.2301 | 5.0951 | 4.9537 | 4.793 | 4.6723 | 4.5542 | 4.4321 | 4.3448 | 4.2434 | 4.152 | 4.034 | 3.9745 | 5.0215 | 5.015 | 4.9937 | 4.9951 | 4.9592 | 4.9429 | 4.933 | 4.9916 | 4.9639 | 4.989 | 4.9942 | 5.0923 | 5.2127 | 5.3002 | 5.4481 | 5.573 | 5.7338 | 5.8351 | 5.9281 | 5.9405 | 5.9466 | 5.9093 | 5.878 | 5.7852 | 5.6547 | 5.5576 | 5.4337 | 5.2936 | 5.1251 | 5.0368
PSS | OVERTON T1 | 3.6718 | 4.1625 | 4.2403 | 4.3495 | 4.5157 | 4.6744 | 4.924 | 5.2369 | 5.579 | 5.9301 | 6.2659 | 6.6542 | 7.0945 | 7.6076 | 8.0974 | 8.8514 | 9.7137 | 10.642 | 11.7218 | 12.7004 | 13.7022 | 14.5849 | 15.3369 | 15.8021 | 15.9965 | 15.9141 | 15.6193 | 15.2924 | 14.6301 | 14.1754 | 3.6718 | 4.012 | 4.1667 | 4.4143 | 4.9103 | 5.383 | 5.9331 | 6.5531 | 7.2002 | 8.0155 | 8.7539 | 9.3482 | 9.8793 | 10.274 | 10.3261 | 10.2658 | 10.1816 | 10.0282 | 10.0342 | 9.9099 | 9.7682 | 9.6831 | 9.6848 | 9.6496 | 9.6668 | 9.561 | 9.5113 | 9.4926 | 9.4374 | 9.4747 | 3.6718 | 4.0804 | 4.1831 | 4.3363 | 4.6316 | 4.9226 | 5.4295 | 6.0896 | 6.9041 | 7.791 | 8.6171 | 9.3579 | 10.0937 | 10.7958 | 11.1626 | 11.4615 | 11.6711 | 11.6812 | 11.6126 | 11.3801 | 11.1432 | 10.9026 | 10.6987 | 10.4574 | 10.2073 | 10.025 | 9.8203 | 9.6756 | 9.4816 | 9.436 | 3.6718 | 3.9363 | 4.0333 | 4.2363 | 4.7439 | 5.4204 | 6.2011 | 7.1429 | 8.2497 | 9.8157 | 11.2462 | 12.4607 | 13.666 | 14.9682 | 15.6757 | 16.4686 | 17.2057 | 17.7093 | 17.9646 | 17.6667 | 17.2965 | 16.7818 | 16.1185 | 15.3041 | 14.3327 | 13.4058 | 12.4407 | 11.5547 | 10.511 | 9.675 | 3.6718 | 4.0413 | 4.0837 | 4.2115 | 4.6632 | 5.1046 | 5.6782 | 6.2585 | 6.8412 | 7.6652 | 8.2893 | 8.7101 | 9.0843 | 9.433 | 9.6037 | 9.7463 | 9.8752 | 9.9346 | 10.0549 | 10.0357 | 9.9738 | 9.924 | 9.9076 | 9.8684 | 9.6192 | 9.4584 | 9.4007 | 9.3824 | 9.3113 | 9.3504
PSS | PANDY T1 / PANDY T2 | 8.7832 | 9.7971 | 9.7893 | 9.8219 | 9.8585 | 9.8562 | 9.8995 | 10.0456 | 10.122 | 10.3379 | 10.5162 | 10.8292 | 11.1719 | 11.5745 | 12.0298 | 12.5465 | 13.192 | 13.8176 | 14.5149 | 15.1921 | 15.8959 | 16.5426 | 17.1737 | 17.5749 | 17.7912 | 17.9619 | 17.9657 | 17.86 | 17.6005 | 17.508 | 8.7832 | 8.5845 | 8.3783 | 8.3192 | 8.3613 | 8.5466 | 8.7251 | 9.0148 | 9.2622 | 9.7011 | 10.0951 | 10.5602 | 10.9498 | 11.2502 | 11.5414 | 11.6444 | 11.8338 | 11.8978 | 11.9981 | 11.9815 | 11.8895 | 11.8065 | 11.7705 | 11.6683 | 11.4852 | 11.3158 | 11.1765 | 11.029 | 10.8361 | 10.7566 | 8.7832 | 9.1261 | 9.0153 | 8.9823 | 9.021 | 9.096 | 9.2475 | 9.5346 | 9.8612 | 10.2174 | 10.5388 | 11.0883 | 11.741 | 12.412 | 13.0837 | 13.6788 | 14.3735 | 14.8974 | 15.2591 | 15.3929 | 15.4512 | 15.4551 | 15.4636 | 15.3351 | 15.1299 | 14.9904 | 14.7767 | 14.5759 | 14.3418 | 14.2169 | 8.7832 | 8.1013 | 7.8097 | 7.6612 | 7.6623 | 7.7906 | 7.9448 | 8.2608 | 8.5788 | 9.1374 | 9.6865 | 10.3747 | 11.1322 | 11.8872 | 12.568 | 13.1492 | 13.7065 | 14.0967 | 14.3011 | 14.1812 | 13.9836 | 13.6839 | 13.2995 | 12.7865 | 12.193 | 11.6014 | 10.9727 | 10.3864 | 9.6406 | 9.0156 | 8.7832 | 8.8654 | 8.6903 | 8.6412 | 8.8377 | 9.095 | 9.4298 | 9.8408 | 10.2284 | 10.8046 | 11.2698 | 11.8189 | 12.3557 | 12.8709 | 13.3937 | 13.817 | 14.3063 | 14.6672 | 14.9018 | 14.9742 | 14.9693 | 14.9505 | 14.9801 | 14.9826 | 14.7575 | 14.7084 | 14.6758 | 14.6596 | 14.5882 | 14.6473
PSS | PARC CYBI T1 / PARC CYBI T2 | 3.2337 | 3.8997 | 3.8525 | 3.9299 | 3.9947 | 4.0722 | 4.1673 | 4.2774 | 4.3526 | 4.4836 | 4.5681 | 4.7043 | 4.8394 | 4.9797 | 5.1282 | 5.3292 | 5.5857 | 5.8294 | 6.1168 | 6.38 | 6.6426 | 6.9076 | 7.1885 | 7.3958 | 7.513 | 7.5857 | 7.6291 | 7.6508 | 7.621 | 7.66 | 3.2337 | 3.7262 | 3.7485 | 3.8231 | 3.9136 | 4.0006 | 4.0994 | 4.2808 | 4.4021 | 4.5841 | 4.7285 | 4.9757 | 5.2228 | 5.4456 | 5.664 | 5.8318 | 6.0443 | 6.1753 | 6.3685 | 6.4699 | 6.5298 | 6.5813 | 6.6669 | 6.6924 | 6.7272 | 6.6866 | 6.678 | 6.6787 | 6.6408 | 6.689 | 3.2337 | 3.8855 | 3.8152 | 3.8995 | 3.9494 | 4.0304 | 4.1418 | 4.3093 | 4.4558 | 4.6025 | 4.7459 | 4.9608 | 5.2154 | 5.4333 | 5.6669 | 5.8342 | 6.1015 | 6.3207 | 6.506 | 6.5604 | 6.6054 | 6.6405 | 6.6744 | 6.6683 | 6.6099 | 6.5647 | 6.5174 | 6.4712 | 6.4111 | 6.4185 | 3.2337 | 3.6421 | 3.6288 | 3.6673 | 3.7409 | 3.8559 | 4.0019 | 4.2138 | 4.4086 | 4.8426 | 5.0151 | 5.3583 | 5.7518 | 6.1541 | 6.4893 | 6.7437 | 7.055 | 7.2923 | 7.4627 | 7.4326 | 7.3931 | 7.3281 | 7.2567 | 7.1385 | 6.9103 | 6.7071 | 6.5136 | 6.3277 | 6.0744 | 5.8891 | 3.2337 | 3.8287 | 3.7743 | 3.8421 | 3.9653 | 4.1318 | 4.323 | 4.5606 | 4.7659 | 5.0636 | 5.2919 | 5.5611 | 5.8277 | 6.0749 | 6.3383 | 6.5486 | 6.8168 | 7.0411 | 7.2505 | 7.3511 | 7.4139 | 7.4513 | 7.5264 | 7.5502 | 7.3589 | 7.2186 | 7.1799 | 7.1533 | 7.0869 | 7.1031
PSS | PARC MENAI T1 | 1.3829 | 1.939 | 1.9645 | 2.0027 | 2.0307 | 2.0948 | 2.1683 | 2.2413 | 2.301 | 2.4058 | 2.4746 | 2.5536 | 2.6409 | 2.7274 | 2.8073 | 2.9233 | 3.0611 | 3.2015 | 3.3388 | 3.4758 | 3.5944 | 3.7192 | 3.8731 | 4.006 | 4.0841 | 4.149 | 4.25 | 4.3424 | 4.4472 | 4.5827 | 1.3829 | 1.8473 | 1.8303 | 1.8408 | 1.8484 | 1.8691 | 1.9244 | 2.0371 | 2.094 | 2.1752 | 2.2351 | 2.3503 | 2.469 | 2.5402 | 2.6368 | 2.7232 | 2.8292 | 2.8993 | 2.9917 | 3.0126 | 3.0409 | 3.0886 | 3.1344 | 3.1627 | 3.0393 | 2.958 | 2.935 | 2.9016 | 2.856 | 2.8533 | 1.3829 | 1.908 | 1.949 | 2.0257 | 2.0824 | 2.1399 | 2.2057 | 2.2865 | 2.3439 | 2.3967 | 2.4503 | 2.5738 | 2.7315 | 2.8451 | 2.9507 | 3.0506 | 3.2227 | 3.3821 | 3.5486 | 3.6382 | 3.7205 | 3.7768 | 3.837 | 3.878 | 3.8737 | 3.8971 | 3.94 | 3.9687 | 4.009 | 4.0827 | 1.3829 | 1.8363 | 1.8315 | 1.8565 | 1.8807 | 1.9252 | 1.9708 | 2.0385 | 2.0862 | 2.1526 | 2.1923 | 2.2758 | 2.3405 | 2.4036 | 2.4559 | 2.4935 | 2.54 | 2.5876 | 2.608 | 2.5923 | 2.5566 | 2.5538 | 2.5548 | 2.5444 | 2.4871 | 2.4214 | 2.3818 | 2.3554 | 2.3065 | 2.2881 | 1.3829 | 1.8934 | 1.8806 | 1.9294 | 1.985 | 2.0873 | 2.2014 | 2.3563 | 2.4989 | 2.7076 | 2.8975 | 3.1155 | 3.3205 | 3.4874 | 3.6673 | 3.834 | 4.0374 | 4.2372 | 4.3652 | 4.4348 | 4.4911 | 4.5289 | 4.5962 | 4.6356 | 4.3381 | 4.1524 | 4.1209 | 4.0744 | 4.0215 | 4.0099
PSS | PEBLIC MILLS T1 | 1.3901 | 1.4244 | 1.4305 | 1.4435 | 1.464 | 1.6334 | 1.668 | 1.7178 | 1.9177 | 2.1411 | 2.3637 | 2.6018 | 2.8376 | 3.0828 | 3.3022 | 3.6121 | 3.9744 | 4.3608 | 4.7812 | 5.1855 | 5.5452 | 5.9743 | 6.4134 | 6.8229 | 7.1482 | 7.3585 | 7.7043 | 8.0659 | 8.4332 | 8.851 | 1.3901 | 1.4227 | 1.4514 | 1.4937 | 1.5647 | 1.693 | 1.7958 | 1.9461 | 2.1265 | 2.307 | 2.4687 | 2.6657 | 2.8672 | 2.9717 | 3.0605 | 3.1207 | 3.2623 | 3.3717 | 3.5268 | 3.588 | 3.6781 | 3.8524 | 4.0918 | 4.2542 | 4.1246 | 4.0076 | 4.0679 | 4.1035 | 4.1271 | 4.2367 | 1.3901 | 1.3783 | 1.3646 | 1.3812 | 1.3963 | 1.5881 | 1.6401 | 1.7091 | 1.9584 | 2.1947 | 2.4366 | 2.7299 | 3.0552 | 3.385 | 3.6468 | 3.8836 | 4.2842 | 4.6636 | 5.023 | 5.2988 | 5.5486 | 5.6851 | 5.8322 | 5.9702 | 6.0397 | 6.2226 | 6.3981 | 6.615 | 6.8512 | 7.1396 | 1.3901 | 1.2771 | 1.2815 | 1.2999 | 1.3437 | 1.5162 | 1.6078 | 1.7334 | 1.9579 | 2.2011 | 2.4133 | 2.6355 | 2.8507 | 3.0543 | 3.1739 | 3.2805 | 3.4448 | 3.5907 | 3.7394 | 3.785 | 3.8349 | 3.9438 | 4.0555 | 4.1334 | 4.0492 | 3.9182 | 3.8741 | 3.8363 | 3.8079 | 3.8046 | 1.3901 | 1.4421 | 1.4227 | 1.4784 | 1.5812 | 1.8394 | 2.0065 | 2.1909 | 2.559 | 3.0385 | 3.5214 | 4.0075 | 4.4594 | 4.8645 | 5.2581 | 5.605 | 6.0813 | 6.5661 | 6.8722 | 7.1253 | 7.3608 | 7.5578 | 7.8523 | 8.0568 | 7.4637 | 7.0773 | 7.0918 | 7.0939 | 7.066 | 7.14
PSS | PEN-Y-GROES T1 | 2.9101 | 3.788 | 3.8649 | 3.9468 | 4.0294 | 4.1107 | 4.2256 | 4.3704 | 4.5103 | 4.6985 | 4.8362 | 5.047 | 5.2516 | 5.4871 | 5.7268 | 6.0336 | 6.4286 | 6.8112 | 7.4621 | 7.8778 | 8.2671 | 8.6388 | 8.9761 | 9.2117 | 9.3112 | 9.339 | 9.2985 | 9.2202 | 9.0521 | 8.9798 | 2.9101 | 3.7417 | 3.8488 | 4.0176 | 4.2094 | 4.4607 | 4.722 | 5.0709 | 5.3982 | 5.7868 | 6.1282 | 6.5216 | 6.9437 | 7.294 | 7.5287 | 7.7052 | 7.9183 | 8.0536 | 8.4398 | 8.5743 | 8.6424 | 8.7705 | 8.9784 | 9.1166 | 9.436 | 9.2434 | 9.2133 | 9.1992 | 9.1912 | 9.2261 | 2.9101 | 3.7788 | 3.7983 | 3.8567 | 3.9298 | 4.0452 | 4.217 | 4.4855 | 4.7674 | 5.078 | 5.3871 | 5.708 | 6.0637 | 6.3963 | 6.6565 | 6.8838 | 7.1472 | 7.3102 | 7.6545 | 7.6529 | 7.6355 | 7.6478 | 7.6755 | 7.627 | 7.522 | 7.4203 | 7.3095 | 7.1992 | 7.0819 | 7.0225 | 2.9101 | 3.7057 | 3.7239 | 3.8254 | 4.0072 | 4.3195 | 4.6475 | 5.0777 | 5.5209 | 6.1285 | 6.6718 | 7.2342 | 7.8 | 8.3525 | 8.7563 | 9.1036 | 9.4829 | 9.7983 | 10.0959 | 9.9968 | 9.8816 | 9.7489 | 9.5746 | 9.3281 | 8.9599 | 8.628 | 8.3055 | 7.9947 | 7.609 | 7.3103 | 2.9101 | 3.774 | 3.7979 | 3.8842 | 4.0949 | 4.3735 | 4.7063 | 5.0914 | 5.4537 | 5.9568 | 6.3728 | 6.7445 | 7.1606 | 7.5506 | 7.8575 | 8.1391 | 8.4461 | 8.6836 | 9.3003 | 9.4479 | 9.5018 | 9.5942 | 9.7169 | 9.7796 | 9.8619 | 9.6179 | 9.5633 | 9.5276 | 9.4676 | 9.456
PSS | PENMAENMAWR T1 | 2.7353 | 2.9248 | 2.9608 | 3.0149 | 3.0962 | 3.1932 | 3.3176 | 3.4614 | 3.6153 | 3.7921 | 3.9573 | 4.1619 | 4.3859 | 4.646 | 4.9131 | 5.2732 | 5.727 | 6.2034 | 6.7441 | 7.2813 | 7.7908 | 8.3114 | 8.7759 | 9.1248 | 9.3112 | 9.3976 | 9.3948 | 9.372 | 9.1838 | 9.1038 | 2.7353 | 2.7662 | 2.8422 | 2.9854 | 3.2298 | 3.4917 | 3.8058 | 4.1706 | 4.5431 | 4.9454 | 5.3191 | 5.7108 | 6.1233 | 6.4789 | 6.6674 | 6.8152 | 6.9766 | 7.0686 | 7.2756 | 7.3159 | 7.3326 | 7.4652 | 7.6017 | 7.689 | 7.5022 | 7.3342 | 7.3211 | 7.3265 | 7.3171 | 7.3815 | 2.7353 | 2.8463 | 2.8982 | 2.9824 | 3.11 | 3.2482 | 3.4555 | 3.7544 | 4.0788 | 4.4433 | 4.7733 | 5.1633 | 5.5841 | 6.0131 | 6.3066 | 6.5898 | 6.9077 | 7.1341 | 7.264 | 7.2718 | 7.2697 | 7.2452 | 7.2539 | 7.2142 | 7.1345 | 7.0776 | 7.0314 | 6.9988 | 6.9479 | 6.9734 | 2.7353 | 2.7114 | 2.7508 | 2.8503 | 3.0686 | 3.3587 | 3.7 | 4.1362 | 4.6089 | 5.2595 | 5.8883 | 6.5494 | 7.24 | 7.9798 | 8.5176 | 9.0475 | 9.5592 | 9.9341 | 10.1763 | 10.1061 | 10.0071 | 9.8579 | 9.6367 | 9.3191 | 8.8674 | 8.4452 | 8.0115 | 7.6187 | 7.1186 | 6.7458 | 2.7353 | 2.8212 | 2.8408 | 2.9459 | 3.2405 | 3.579 | 3.9927 | 4.4318 | 4.9043 | 5.5357 | 6.0604 | 6.5304 | 7.0166 | 7.5138 | 7.8666 | 8.2007 | 8.5724 | 8.8913 | 9.1563 | 9.2815 | 9.3358 | 9.4448 | 9.5017 | 9.5211 | 9.0238 | 8.7886 | 8.7835 | 8.7945 | 8.7628 | 8.8205
PSS | PENTRAETH T1 | 4.5279 | 4.7678 | 4.8092 | 4.8854 | 4.9632 | 5.0312 | 5.1414 | 5.3207 | 5.4626 | 5.6544 | 5.8013 | 6.0334 | 6.2768 | 6.5437 | 6.8318 | 7.1887 | 7.5917 | 8.0203 | 8.4793 | 8.9405 | 9.3699 | 9.7782 | 10.1381 | 10.3594 | 10.4742 | 10.5295 | 10.4574 | 10.3498 | 10.102 | 9.9739 | 4.5279 | 4.5869 | 4.5901 | 4.6718 | 4.8264 | 5.0726 | 5.3503 | 5.7017 | 6.0565 | 6.4696 | 6.8577 | 7.2577 | 7.6816 | 8.0134 | 8.2524 | 8.4208 | 8.6201 | 8.7192 | 8.8593 | 8.8602 | 8.8319 | 8.8135 | 8.8635 | 8.8512 | 8.8295 | 8.6382 | 8.5155 | 8.4025 | 8.2655 | 8.1964 | 4.5279 | 4.6617 | 4.6612 | 4.713 | 4.7724 | 4.8773 | 5.041 | 5.304 | 5.5945 | 5.9194 | 6.2204 | 6.5944 | 7.0236 | 7.4389 | 7.8329 | 8.1969 | 8.5194 | 8.7482 | 8.8839 | 8.9099 | 8.8926 | 8.86 | 8.8313 | 8.7141 | 8.5622 | 8.4302 | 8.2565 | 8.1044 | 7.9146 | 7.8024 | 4.5279 | 4.4755 | 4.4503 | 4.5126 | 4.6907 | 4.9624 | 5.2441 | 5.6277 | 6.0103 | 6.5528 | 7.0501 | 7.5845 | 8.1352 | 8.6723 | 9.1042 | 9.5147 | 9.8706 | 10.1118 | 10.2288 | 10.0636 | 9.8769 | 9.6061 | 9.2995 | 8.9231 | 8.5123 | 8.1087 | 7.6799 | 7.311 | 6.8223 | 6.4361 | 4.5279 | 4.6445 | 4.6431 | 4.7188 | 4.9757 | 5.2912 | 5.6838 | 6.1186 | 6.5599 | 7.1202 | 7.5865 | 8.0241 | 8.5149 | 8.9667 | 9.351 | 9.7064 | 10.0615 | 10.3341 | 10.5517 | 10.6288 | 10.6396 | 10.6769 | 10.7392 | 10.7675 | 10.7653 | 10.6335 | 10.5758 | 10.5393 | 10.4617 | 10.4611
PSS | PILKINGTONS HO T1 / SOMERFIELD DISTRIBUTION T1 / RAVENHEAD RETAIL PARK T1 | 12.9692 | 14.5879 | 14.5675 | 14.612 | 14.6748 | 14.6509 | 14.6639 | 14.7807 | 14.7854 | 15.0365 | 15.1621 | 15.5433 | 15.9057 | 16.2877 | 16.762 | 17.1959 | 17.7689 | 18.2869 | 18.8332 | 19.326 | 19.773 | 20.1966 | 20.6181 | 20.8298 | 20.8412 | 20.8967 | 20.7751 | 20.6185 | 20.3418 | 20.3073 | 12.9692 | 12.9619 | 12.6608 | 12.5096 | 12.445 | 12.5361 | 12.6203 | 12.8559 | 12.9973 | 13.3276 | 13.6253 | 14.0543 | 14.3807 | 14.5793 | 14.8031 | 14.9 | 15.0936 | 15.1075 | 15.1963 | 15.128 | 14.9881 | 14.7945 | 14.6552 | 14.3917 | 14.06 | 13.76 | 13.4433 | 13.1176 | 12.7327 | 12.504 | 12.9692 | 13.6622 | 13.4356 | 13.3439 | 13.2744 | 13.2895 | 13.354 | 13.5631 | 13.7189 | 13.9763 | 14.2054 | 14.6427 | 15.1495 | 15.6417 | 16.1955 | 16.7448 | 17.2972 | 17.6867 | 17.9913 | 18.0781 | 18.1394 | 18.1233 | 18.1187 | 17.9196 | 17.6182 | 17.3873 | 17.0476 | 16.6933 | 16.2796 | 16.0283 | 12.9692 | 12.3345 | 11.9433 | 11.6948 | 11.6046 | 11.6546 | 11.7055 | 11.9606 | 12.0904 | 12.4493 | 12.7554 | 13.1543 | 13.5331 | 13.8156 | 14.1172 | 14.2693 | 14.4831 | 14.5755 | 14.5705 | 14.2991 | 13.9789 | 13.5921 | 13.1979 | 12.7014 | 12.1456 | 11.6177 | 11.0532 | 10.5149 | 9.8674 | 9.3223 | 12.9692 | 13.2929 | 13.0193 | 12.8887 | 12.9499 | 13.0873 | 13.2877 | 13.5923 | 13.7913 | 14.198 | 14.5211 | 14.9698 | 15.4023 | 15.7735 | 16.188 | 16.5761 | 16.9707 | 17.2067 | 17.3994 | 17.409 | 17.3669 | 17.269 | 17.2102 | 17.0568 | 16.7767 | 16.6688 | 16.4907 | 16.3111 | 16.057 | 15.9695
PSS | PILKINGTONS T1 / PILKINGTONS T2 | 3.0244 | 3.1599 | 3.1782 | 3.2157 | 3.2378 | 3.2649 | 3.2961 | 3.3589 | 3.391 | 3.4672 | 3.5278 | 3.6368 | 3.7263 | 3.8303 | 3.9465 | 4.0803 | 4.2367 | 4.3785 | 4.5422 | 4.6803 | 4.7917 | 4.9068 | 5.029 | 5.0965 | 5.1346 | 5.1489 | 5.1488 | 5.1532 | 5.1297 | 5.1691 | 3.0244 | 2.9739 | 2.983 | 3.0326 | 3.0912 | 3.146 | 3.2256 | 3.3572 | 3.4584 | 3.5734 | 3.6898 | 3.8383 | 4.0089 | 4.1415 | 4.2578 | 4.3479 | 4.4852 | 4.5654 | 4.7457 | 4.8447 | 4.8999 | 4.9615 | 5.0783 | 5.1322 | 5.3219 | 5.2292 | 5.2 | 5.1893 | 5.178 | 5.1999 | 3.0244 | 3.0518 | 3.0287 | 3.0419 | 3.0453 | 3.0688 | 3.1175 | 3.2168 | 3.2907 | 3.3857 | 3.4855 | 3.6093 | 3.7404 | 3.8575 | 3.9874 | 4.0917 | 4.2287 | 4.3296 | 4.422 | 4.4665 | 4.487 | 4.5207 | 4.5637 | 4.546 | 4.4943 | 4.4452 | 4.3781 | 4.3096 | 4.2178 | 4.1747 | 3.0244 | 2.9073 | 2.8591 | 2.8578 | 2.8935 | 2.9774 | 3.0803 | 3.2409 | 3.3807 | 3.568 | 3.7196 | 3.9009 | 4.0676 | 4.2137 | 4.3144 | 4.3371 | 4.4541 | 4.5368 | 4.6144 | 4.5799 | 4.534 | 4.5089 | 4.4977 | 4.4481 | 4.3448 | 4.2415 | 4.1652 | 4.0777 | 3.9727 | 3.8909 | 3.0244 | 3.025 | 2.9945 | 3.0067 | 3.0617 | 3.149 | 3.263 | 3.4197 | 3.5479 | 3.7318 | 3.899 | 4.0651 | 4.251 | 4.4232 | 4.5922 | 4.7405 | 4.9063 | 5.0347 | 5.215 | 5.327 | 5.3793 | 5.4327 | 5.5069 | 5.5182 | 5.5473 | 5.4189 | 5.3713 | 5.3341 | 5.271 | 5.2464
PSS | POINT OF AYR COLLIERY T1 | 5.0374 | 5.0083 | 5.0683 | 5.1557 | 5.2301 | 5.3427 | 5.4669 | 5.621 | 5.7355 | 5.9399 | 6.0676 | 6.2538 | 6.4474 | 6.6484 | 6.8498 | 7.1235 | 7.4768 | 7.8119 | 8.1974 | 8.5624 | 8.9051 | 9.252 | 9.6107 | 9.8676 | 10.0107 | 10.1089 | 10.1598 | 10.189 | 10.1749 | 10.253 | 5.0374 | 4.87 | 4.8816 | 4.9471 | 5.0113 | 5.1302 | 5.2799 | 5.5289 | 5.7097 | 5.96 | 6.172 | 6.4904 | 6.8401 | 7.1537 | 7.4124 | 7.6663 | 7.9225 | 8.0901 | 8.3109 | 8.3752 | 8.4428 | 8.4878 | 8.5974 | 8.6018 | 8.5022 | 8.3684 | 8.3205 | 8.2636 | 8.1678 | 8.173 | 5.0374 | 4.9573 | 4.997 | 5.1076 | 5.1683 | 5.2771 | 5.4268 | 5.6499 | 5.8153 | 6.0126 | 6.1992 | 6.4906 | 6.8013 | 7.0938 | 7.3459 | 7.5711 | 7.916 | 8.1697 | 8.4067 | 8.4873 | 8.5494 | 8.5912 | 8.6465 | 8.6343 | 8.5503 | 8.4968 | 8.435 | 8.384 | 8.3118 | 8.3368 | 5.0374 | 4.8132 | 4.794 | 4.8465 | 4.944 | 5.119 | 5.3083 | 5.5776 | 5.8259 | 6.1979 | 6.5137 | 6.9395 | 7.376 | 7.8108 | 8.172 | 8.4477 | 8.7772 | 9.0127 | 9.1625 | 9.07 | 8.9562 | 8.8343 | 8.7164 | 8.5317 | 8.235 | 7.9626 | 7.7125 | 7.4824 | 7.1875 | 6.9847 | 5.0374 | 4.9371 | 4.9202 | 4.9973 | 5.1221 | 5.3453 | 5.6068 | 5.9373 | 6.2251 | 6.6612 | 7.0273 | 7.4256 | 7.8213 | 8.2187 | 8.5776 | 8.9273 | 9.2959 | 9.6044 | 9.8386 | 9.9429 | 10.0142 | 10.0283 | 10.1181 | 10.12 | 9.7125 | 9.4419 | 9.3528 | 9.269 | 9.1444 | 9.1196
PSS | PORTHMADOG T1 / PORTHMADOG T2 | 4.4924 | 4.8274 | 4.8727 | 4.9551 | 5.0457 | 5.1907 | 5.3617 | 5.5996 | 5.8214 | 6.1116 | 6.3394 | 6.6504 | 6.9654 | 7.3497 | 7.7418 | 8.2809 | 8.963 | 9.6838 | 10.4957 | 11.286 | 12.0613 | 12.8379 | 13.5445 | 14.0765 | 14.3816 | 14.51 | 14.536 | 14.5261 | 14.2832 | 14.2056 | 4.4924 | 4.4788 | 4.5455 | 4.6939 | 4.9579 | 5.2726 | 5.6489 | 6.1225 | 6.563 | 7.1001 | 7.5925 | 8.1002 | 8.6465 | 9.1086 | 9.3743 | 9.5892 | 9.8077 | 9.9303 | 10.1898 | 10.2339 | 10.181 | 10.2116 | 10.3812 | 10.4446 | 10.2402 | 10.0295 | 9.9881 | 9.9893 | 9.9361 | 9.9972 | 4.4924 | 4.6665 | 4.7268 | 4.8571 | 5.0267 | 5.2282 | 5.5454 | 5.9734 | 6.4469 | 6.9286 | 7.3869 | 7.9373 | 8.5455 | 9.1559 | 9.5884 | 9.9927 | 10.4722 | 10.8255 | 11.0626 | 11.0986 | 11.0851 | 11.0686 | 11.0591 | 11.0054 | 10.8762 | 10.7929 | 10.715 | 10.6812 | 10.6021 | 10.6586 | 4.4924 | 4.3987 | 4.4219 | 4.5372 | 4.8106 | 5.1897 | 5.6342 | 6.2246 | 6.88 | 7.7752 | 8.6529 | 9.5676 | 10.5732 | 11.624 | 12.3821 | 13.1534 | 13.8639 | 14.3995 | 14.7217 | 14.6014 | 14.4391 | 14.1955 | 13.8583 | 13.381 | 12.7179 | 12.0791 | 11.4532 | 10.8735 | 10.1675 | 9.6231 | 4.4924 | 4.6112 | 4.6015 | 4.7219 | 5.0668 | 5.5131 | 6.0586 | 6.6541 | 7.2727 | 8.1056 | 8.8095 | 9.4325 | 10.0748 | 10.7214 | 11.2157 | 11.6811 | 12.1937 | 12.646 | 13.0148 | 13.1829 | 13.1597 | 13.1571 | 13.2461 | 13.2658 | 12.6074 | 12.2574 | 12.2142 | 12.2098 | 12.1264 | 12.1813
PSS | PREES T1 | 4.7036 | 5.2808 | 5.2793 | 5.3041 | 5.3261 | 5.403 | 5.4775 | 5.6206 | 5.7119 | 5.8882 | 6.0459 | 6.268 | 6.4979 | 6.7488 | 7.0027 | 7.3587 | 7.7908 | 8.2235 | 8.6932 | 9.1445 | 9.5548 | 9.9938 | 10.4441 | 10.7985 | 11.0362 | 11.1911 | 11.3725 | 11.5192 | 11.6311 | 11.8472 | 4.7036 | 4.5971 | 4.5699 | 4.6229 | 4.7168 | 4.8012 | 4.9229 | 5.1056 | 5.2348 | 5.4364 | 5.5905 | 5.84 | 6.0533 | 6.2442 | 6.3485 | 6.403 | 6.5436 | 6.6045 | 6.8462 | 6.963 | 7.0107 | 7.1237 | 7.3282 | 7.4289 | 7.5815 | 7.4551 | 7.468 | 7.5039 | 7.5272 | 7.6362 | 4.7036 | 4.9279 | 4.9445 | 5 | 5.0734 | 5.192 | 5.3414 | 5.5754 | 5.783 | 5.9982 | 6.2014 | 6.5386 | 6.8941 | 7.2645 | 7.5815 | 7.8539 | 8.3171 | 8.7038 | 9.022 | 9.2054 | 9.3274 | 9.4437 | 9.5606 | 9.6258 | 9.5793 | 9.5898 | 9.5824 | 9.6027 | 9.6179 | 9.7101 | 4.7036 | 4.4059 | 4.3169 | 4.291 | 4.3355 | 4.4491 | 4.6014 | 4.8842 | 5.1617 | 5.5219 | 5.881 | 6.305 | 6.733 | 7.1448 | 7.4602 | 7.6452 | 7.9713 | 8.2404 | 8.4769 | 8.4775 | 8.4665 | 8.5091 | 8.5138 | 8.435 | 8.1812 | 7.8847 | 7.6815 | 7.4716 | 7.2353 | 7.0414 | 4.7036 | 4.8042 | 4.7192 | 4.7439 | 4.8812 | 5.1323 | 5.4048 | 5.7427 | 6.0739 | 6.5613 | 6.9658 | 7.4026 | 7.7739 | 8.1908 | 8.5284 | 8.8162 | 9.1946 | 9.5439 | 9.857 | 10.0589 | 10.1593 | 10.2388 | 10.4065 | 10.4797 | 10.0618 | 9.7324 | 9.6719 | 9.6445 | 9.578 | 9.5985
PSS | PRIMROSE HALL T1 | 3.2347 | 3.1833 | 3.2156 | 3.2734 | 3.3114 | 3.3558 | 3.4023 | 3.4708 | 3.5096 | 3.597 | 3.6381 | 3.726 | 3.8154 | 3.8912 | 4.0026 | 4.1105 | 4.2764 | 4.4187 | 4.578 | 4.7365 | 4.9019 | 5.0473 | 5.214 | 5.2994 | 5.3426 | 5.3738 | 5.3518 | 5.3223 | 5.2277 | 5.2003 | 3.2347 | 3.1365 | 3.1159 | 3.1284 | 3.1325 | 3.1918 | 3.2553 | 3.3694 | 3.4529 | 3.5788 | 3.6907 | 3.8751 | 4.0713 | 4.2421 | 4.42 | 4.5866 | 4.757 | 4.8629 | 4.9685 | 4.9858 | 4.992 | 4.9611 | 4.9515 | 4.8998 | 4.7846 | 4.7252 | 4.6505 | 4.5824 | 4.4799 | 4.4365 | 3.2347 | 3.1665 | 3.165 | 3.1881 | 3.2022 | 3.2312 | 3.273 | 3.3598 | 3.4166 | 3.4905 | 3.5592 | 3.6938 | 3.8527 | 3.9877 | 4.1555 | 4.3058 | 4.4715 | 4.5998 | 4.6893 | 4.7075 | 4.7142 | 4.7085 | 4.6964 | 4.6451 | 4.5656 | 4.5025 | 4.4088 | 4.3179 | 4.218 | 4.1647 | 3.2347 | 3.0869 | 3.056 | 3.0623 | 3.0995 | 3.1668 | 3.2341 | 3.3519 | 3.4382 | 3.5942 | 3.7368 | 3.9485 | 4.1867 | 4.4249 | 4.6701 | 4.8516 | 5.0347 | 5.1484 | 5.2065 | 5.1233 | 5.0383 | 4.901 | 4.7798 | 4.6198 | 4.4381 | 4.293 | 4.1234 | 3.9687 | 3.7726 | 3.6305 | 3.2347 | 3.1579 | 3.1465 | 3.1682 | 3.2201 | 3.3064 | 3.4124 | 3.5528 | 3.6643 | 3.8275 | 3.9596 | 4.1449 | 4.3448 | 4.5275 | 4.7242 | 4.9118 | 5.1085 | 5.2598 | 5.3749 | 5.4067 | 5.4156 | 5.4065 | 5.4055 | 5.3791 | 5.2525 | 5.2011 | 5.1422 | 5.0941 | 5.0183 | 5.0011
PSS | PWLLHELI T1 | 3.5122 | 3.8079 | 3.8289 | 3.8798 | 3.9241 | 3.9659 | 4.0287 | 4.1387 | 4.2274 | 4.3638 | 4.4666 | 4.6259 | 4.8014 | 5.0032 | 5.224 | 5.5096 | 5.8729 | 6.2349 | 6.6615 | 7.0734 | 7.4856 | 7.8555 | 8.1951 | 8.406 | 8.4898 | 8.5199 | 8.4199 | 8.2761 | 8.001 | 7.825 | 3.5122 | 3.5541 | 3.5604 | 3.6208 | 3.7474 | 3.9465 | 4.1921 | 4.5222 | 4.8152 | 5.1809 | 5.5146 | 5.8665 | 6.2693 | 6.5878 | 6.7829 | 6.9271 | 7.0859 | 7.17 | 7.2995 | 7.2908 | 7.2402 | 7.2946 | 7.4082 | 7.5004 | 7.6084 | 7.3183 | 7.1984 | 7.1084 | 7.0067 | 6.9552 | 3.5122 | 3.6741 | 3.6547 | 3.6719 | 3.7141 | 3.7926 | 3.9193 | 4.132 | 4.3751 | 4.6169 | 4.8614 | 5.1526 | 5.4713 | 5.7988 | 6.0619 | 6.2927 | 6.501 | 6.6273 | 6.6782 | 6.6468 | 6.5834 | 6.5215 | 6.4727 | 6.3697 | 6.2499 | 6.1416 | 6.0051 | 5.887 | 5.7416 | 5.6699 | 3.5122 | 3.4477 | 3.4032 | 3.439 | 3.5646 | 3.7702 | 4.0101 | 4.3367 | 4.6767 | 5.1751 | 5.6671 | 6.1809 | 6.7427 | 7.3284 | 7.7743 | 8.2464 | 8.6356 | 8.8869 | 9.0081 | 8.8679 | 8.7015 | 8.4481 | 8.1465 | 7.7891 | 7.3542 | 6.9538 | 6.5263 | 6.13 | 5.6422 | 5.2638 | 3.5122 | 3.6133 | 3.5965 | 3.64 | 3.8301 | 4.0724 | 4.39 | 4.7469 | 5.1038 | 5.5808 | 5.9923 | 6.3623 | 6.8076 | 7.2173 | 7.536 | 7.8204 | 8.1252 | 8.3636 | 8.5539 | 8.6199 | 8.6007 | 8.6628 | 8.733 | 8.7961 | 8.9521 | 8.708 | 8.6328 | 8.5876 | 8.5112 | 8.4978
PSS | RADWAY GREEN T1 | 5.9426 | 6.0223 | 6.0881 | 6.1888 | 6.2773 | 6.3575 | 6.463 | 6.617 | 6.7435 | 6.9414 | 7.0823 | 7.3275 | 7.5738 | 7.8326 | 8.115 | 8.4275 | 8.796 | 9.144 | 9.5034 | 9.8465 | 10.1342 | 10.4133 | 10.6734 | 10.8162 | 10.8717 | 10.9175 | 10.8913 | 10.8195 | 10.6935 | 10.6755 | 5.9426 | 5.83 | 5.8568 | 5.9645 | 6.1147 | 6.393 | 6.7018 | 7.1464 | 7.5118 | 7.9415 | 8.3332 | 8.7839 | 9.3051 | 9.7038 | 10.0292 | 10.243 | 10.5765 | 10.7688 | 11.0828 | 11.1697 | 11.1986 | 11.3041 | 11.4606 | 11.5592 | 11.6604 | 11.2993 | 11.1449 | 10.9966 | 10.83 | 10.7426 | 5.9426 | 5.936 | 5.9361 | 5.9991 | 6.0399 | 6.1356 | 6.2604 | 6.4937 | 6.7359 | 6.9727 | 7.2096 | 7.5798 | 7.9666 | 8.3479 | 8.7716 | 9.1179 | 9.4946 | 9.769 | 9.9851 | 10.0556 | 10.1235 | 10.1685 | 10.2125 | 10.149 | 10.0316 | 9.8949 | 9.7252 | 9.5492 | 9.354 | 9.2167 | 5.9426 | 5.6769 | 5.6303 | 5.7131 | 5.8575 | 6.1168 | 6.3776 | 6.7317 | 7.0306 | 7.4325 | 7.7555 | 8.135 | 8.5052 | 8.7952 | 9.0639 | 9.265 | 9.4674 | 9.5968 | 9.6695 | 9.5004 | 9.3186 | 9.0988 | 8.8963 | 8.6414 | 8.3279 | 8.0648 | 7.7824 | 7.508 | 7.1548 | 6.893 | 5.9426 | 5.8787 | 5.8894 | 5.9885 | 6.2319 | 6.5721 | 6.9767 | 7.4697 | 7.9407 | 8.5343 | 9.07 | 9.6305 | 10.2896 | 10.8933 | 11.4529 | 11.9213 | 12.4634 | 12.8933 | 13.291 | 13.473 | 13.5584 | 13.7103 | 13.8528 | 13.9458 | 14.0841 | 13.7965 | 13.715 | 13.638 | 13.523 | 13.4796
PSS | RAVEN SQUARE T1 | 6.092 | 6.2607 | 6.3242 | 6.4181 | 6.4878 | 6.5715 | 6.662 | 6.8093 | 6.904 | 7.0917 | 7.2186 | 7.4292 | 7.653 | 7.902 | 8.1933 | 8.537 | 8.9969 | 9.4701 | 9.9943 | 10.5183 | 11.0321 | 11.5505 | 12.0491 | 12.3761 | 12.554 | 12.6536 | 12.611 | 12.5323 | 12.2771 | 12.1574 | 6.092 | 5.95 | 5.937 | 6.0012 | 6.1162 | 6.3164 | 6.5668 | 6.9445 | 7.253 | 7.6864 | 8.0507 | 8.5247 | 9.0614 | 9.5336 | 9.9299 | 10.2314 | 10.6007 | 10.8199 | 11.0981 | 11.1459 | 11.1533 | 11.2464 | 11.4215 | 11.434 | 10.9855 | 10.7446 | 10.6235 | 10.5265 | 10.3793 | 10.3385 | 6.092 | 6.1101 | 6.1299 | 6.2005 | 6.2772 | 6.3654 | 6.5219 | 6.7703 | 7.0117 | 7.2673 | 7.5192 | 7.9216 | 8.3635 | 8.8088 | 9.2135 | 9.5694 | 10.0227 | 10.3349 | 10.5678 | 10.6052 | 10.6105 | 10.5875 | 10.6043 | 10.5208 | 10.3678 | 10.2584 | 10.1308 | 10.0138 | 9.853 | 9.8008 | 6.092 | 5.7766 | 5.716 | 5.7428 | 5.8457 | 6.0414 | 6.2682 | 6.6046 | 6.9419 | 7.4753 | 7.9953 | 8.6616 | 9.4038 | 10.1954 | 10.8728 | 11.5231 | 12.1021 | 12.5145 | 12.7313 | 12.6166 | 12.4277 | 12.1698 | 11.8585 | 11.4395 | 10.9155 | 10.4476 | 9.966 | 9.5076 | 8.9065 | 8.4498 | 6.092 | 6.0387 | 6.022 | 6.1013 | 6.3252 | 6.6193 | 7.0008 | 7.4508 | 7.88 | 8.4924 | 9.0088 | 9.5642 | 10.1856 | 10.7941 | 11.3381 | 11.8038 | 12.38 | 12.8282 | 13.1852 | 13.3183 | 13.3647 | 13.4658 | 13.6167 | 13.5953 | 12.9781 | 12.7293 | 12.6591 | 12.613 | 12.4997 | 12.5112
PSS | REFORM ST T1 | 4.9922 | 5.3142 | 5.4149 | 5.5385 | 5.6963 | 5.7476 | 5.8268 | 5.9563 | 6.0349 | 6.1841 | 6.2951 | 6.5046 | 6.6857 | 6.9056 | 7.1264 | 7.3087 | 7.5888 | 7.8718 | 8.2129 | 8.5179 | 8.7985 | 9.0692 | 9.3225 | 9.4777 | 9.5066 | 9.4785 | 9.3918 | 9.3088 | 9.1301 | 9.0916 | 4.9922 | 4.8354 | 4.8072 | 4.8509 | 4.9835 | 5.0656 | 5.2108 | 5.4158 | 5.6238 | 5.9266 | 6.1819 | 6.4744 | 6.7274 | 6.9453 | 7.1197 | 7.075 | 7.206 | 7.2968 | 7.391 | 7.425 | 7.5169 | 7.5622 | 7.62 | 7.6031 | 7.4964 | 7.3098 | 7.2524 | 7.172 | 7.0505 | 7.0062 | 4.9922 | 5.0506 | 5.0672 | 5.1435 | 5.2609 | 5.3593 | 5.5086 | 5.7303 | 5.9531 | 6.2606 | 6.5188 | 6.8074 | 7.1025 | 7.3737 | 7.5647 | 7.6807 | 7.8658 | 7.9681 | 8.0847 | 8.1027 | 8.1348 | 8.1275 | 8.12 | 8.0563 | 7.9572 | 7.899 | 7.833 | 7.7794 | 7.6897 | 7.6797 | 4.9922 | 4.6901 | 4.5614 | 4.5233 | 4.6005 | 4.7087 | 4.8556 | 5.0661 | 5.2887 | 5.6596 | 5.9791 | 6.2584 | 6.4919 | 6.7338 | 6.8374 | 6.9438 | 7.059 | 7.1018 | 7.1074 | 6.9279 | 6.7669 | 6.5603 | 6.3404 | 6.0737 | 5.7435 | 5.4196 | 5.1065 | 4.8149 | 4.4719 | 4.2102 | 4.9922 | 4.9418 | 4.9058 | 4.9551 | 5.1136 | 5.2424 | 5.4218 | 5.6383 | 5.842 | 6.1915 | 6.4504 | 6.7086 | 6.9245 | 7.1394 | 7.3346 | 7.3991 | 7.6025 | 7.7701 | 7.9008 | 7.9654 | 8.0587 | 8.1025 | 8.1728 | 8.1736 | 7.9572 | 7.7679 | 7.709 | 7.638 | 7.5252 | 7.4927
PSS | RHM FOODS LTD T1 | 1.2011 | 1.4402 | 1.4557 | 1.4815 | 1.4975 | 1.5167 | 1.5234 | 1.5394 | 1.5359 | 1.5589 | 1.5597 | 1.5805 | 1.5967 | 1.6057 | 1.6233 | 1.6228 | 1.6467 | 1.6581 | 1.6623 | 1.6738 | 1.6819 | 1.6863 | 1.6912 | 1.6891 | 1.6806 | 1.6652 | 1.6501 | 1.6195 | 1.5988 | 1.5971 | 1.2011 | 1.4404 | 1.4217 | 1.4202 | 1.4038 | 1.3953 | 1.3939 | 1.4079 | 1.4095 | 1.4296 | 1.4325 | 1.4743 | 1.5334 | 1.577 | 1.6474 | 1.7082 | 1.777 | 1.8186 | 1.8655 | 1.8665 | 1.8684 | 1.8545 | 1.8484 | 1.8079 | 1.765 | 1.7352 | 1.7039 | 1.6688 | 1.6188 | 1.5945 | 1.2011 | 1.4391 | 1.4414 | 1.4475 | 1.4493 | 1.4489 | 1.4458 | 1.4613 | 1.4462 | 1.4474 | 1.4414 | 1.4507 | 1.4713 | 1.4783 | 1.4876 | 1.5067 | 1.5339 | 1.5365 | 1.5574 | 1.5546 | 1.5552 | 1.5464 | 1.5466 | 1.5248 | 1.4945 | 1.457 | 1.4229 | 1.3864 | 1.3338 | 1.3079 | 1.2011 | 1.4228 | 1.4072 | 1.3936 | 1.3899 | 1.3928 | 1.3921 | 1.4004 | 1.3945 | 1.3999 | 1.3959 | 1.4219 | 1.4382 | 1.4577 | 1.4875 | 1.4901 | 1.5148 | 1.5163 | 1.4996 | 1.4627 | 1.4266 | 1.377 | 1.3427 | 1.3066 | 1.2689 | 1.2442 | 1.2152 | 1.1886 | 1.1572 | 1.1396 | 1.2011 | 1.4408 | 1.4329 | 1.4356 | 1.4303 | 1.4275 | 1.4278 | 1.4455 | 1.4411 | 1.4544 | 1.4553 | 1.4828 | 1.525 | 1.5523 | 1.5943 | 1.6359 | 1.6852 | 1.7084 | 1.7427 | 1.7422 | 1.7435 | 1.7328 | 1.7298 | 1.6997 | 1.6632 | 1.6316 | 1.6002 | 1.5651 | 1.5143 | 1.4901
PSS | RHOSLAN T1 | 3.2816 | 3.507 | 3.5509 | 3.6161 | 3.6958 | 3.8645 | 4.0442 | 4.2862 | 4.5346 | 4.8164 | 5.059 | 5.3526 | 5.6684 | 6.0421 | 6.4285 | 6.9894 | 7.6782 | 8.4465 | 9.3001 | 10.1608 | 11.0106 | 11.8809 | 12.7092 | 13.383 | 13.825 | 14.073 | 14.2508 | 14.366 | 14.2755 | 14.3064 | 3.2816 | 3.223 | 3.3105 | 3.4692 | 3.7453 | 4.0347 | 4.3456 | 4.7333 | 5.1185 | 5.5717 | 6.0002 | 6.4972 | 6.9915 | 7.432 | 7.7255 | 7.9234 | 8.1417 | 8.2609 | 8.5039 | 8.5746 | 8.6143 | 8.6988 | 8.9304 | 9.062 | 9.1334 | 9.0519 | 9.0956 | 9.1723 | 9.2128 | 9.3657 | 3.2816 | 3.3878 | 3.486 | 3.6464 | 3.8316 | 4.0645 | 4.3793 | 4.7986 | 5.3 | 5.7251 | 6.1711 | 6.7615 | 7.4047 | 8.0794 | 8.6108 | 9.0996 | 9.7378 | 10.2422 | 10.6089 | 10.7419 | 10.8198 | 10.8484 | 10.8938 | 10.905 | 10.8173 | 10.8081 | 10.7964 | 10.8445 | 10.8644 | 11.0058 | 3.2816 | 3.1893 | 3.253 | 3.3934 | 3.6754 | 4.0394 | 4.4654 | 5.0315 | 5.6751 | 6.5172 | 7.4 | 8.3938 | 9.5094 | 10.7088 | 11.6425 | 12.5153 | 13.3791 | 14.0418 | 14.4897 | 14.4963 | 14.4314 | 14.3145 | 14.0718 | 13.7072 | 13.0939 | 12.4831 | 11.8979 | 11.3671 | 10.7107 | 10.2115 | 3.2816 | 3.3654 | 3.3716 | 3.5111 | 3.8695 | 4.3495 | 4.8848 | 5.4666 | 6.1252 | 6.9351 | 7.6451 | 8.3196 | 8.9424 | 9.6044 | 10.1696 | 10.6236 | 11.1439 | 11.6111 | 11.9377 | 12.1007 | 12.192 | 12.2259 | 12.4087 | 12.5368 | 12.0122 | 11.6708 | 11.6493 | 11.6928 | 11.6745 | 11.7859
PSS | RHUDDLAN T1 | 4.1993 | 4.9546 | 4.951 | 4.977 | 5.0034 | 5.0627 | 5.1408 | 5.2758 | 5.3752 | 5.5446 | 5.6928 | 5.919 | 6.1407 | 6.371 | 6.6259 | 6.9386 | 7.3258 | 7.7127 | 8.1231 | 8.5055 | 8.8464 | 9.1989 | 9.5442 | 9.7997 | 9.942 | 10.0424 | 10.1125 | 10.1845 | 10.1866 | 10.3037 | 4.1993 | 4.343 | 4.2748 | 4.2881 | 4.3387 | 4.5065 | 4.6841 | 4.9333 | 5.1589 | 5.4259 | 5.6788 | 5.9614 | 6.2401 | 6.4452 | 6.5766 | 6.6419 | 6.7884 | 6.8536 | 6.9975 | 7.0034 | 6.9421 | 6.9616 | 7.0356 | 7.0546 | 6.7011 | 6.445 | 6.3567 | 6.2501 | 6.1364 | 6.0919 | 4.1993 | 4.633 | 4.6185 | 4.663 | 4.7176 | 4.8132 | 4.9345 | 5.1226 | 5.3084 | 5.5021 | 5.6948 | 6.0136 | 6.3602 | 6.7099 | 7.0297 | 7.3238 | 7.6974 | 8.0208 | 8.26 | 8.3797 | 8.4872 | 8.5418 | 8.6144 | 8.6166 | 8.5623 | 8.5303 | 8.4878 | 8.4727 | 8.433 | 8.466 | 4.1993 | 4.1371 | 4.073 | 4.0432 | 4.1155 | 4.2402 | 4.383 | 4.6107 | 4.8105 | 5.0981 | 5.3573 | 5.6601 | 5.9457 | 6.1903 | 6.3744 | 6.554 | 6.7285 | 6.8409 | 6.9117 | 6.8249 | 6.7139 | 6.5929 | 6.4652 | 6.2791 | 5.9939 | 5.706 | 5.4463 | 5.1994 | 4.9066 | 4.6656 | 4.1993 | 4.5115 | 4.4409 | 4.4842 | 4.6572 | 4.9519 | 5.2772 | 5.6523 | 6.0515 | 6.5908 | 7.0806 | 7.5716 | 8.0586 | 8.5454 | 8.969 | 9.3381 | 9.7901 | 10.2046 | 10.4907 | 10.6418 | 10.6533 | 10.6801 | 10.7594 | 10.7811 | 10.1897 | 9.9035 | 9.8585 | 9.8137 | 9.729 | 9.7316
PSS | RHYD-Y-FOEL T1 | 2.588 | 3.0733 | 3.1305 | 3.1991 | 3.2771 | 3.4327 | 3.5872 | 3.7701 | 3.953 | 4.1359 | 4.3187 | 4.5016 | 4.6845 | 4.8673 | 5.0502 | 5.2331 | 5.416 | 5.867 | 6.267 | 6.6418 | 6.9547 | 7.3113 | 7.658 | 7.9561 | 8.1436 | 8.2439 | 8.4046 | 8.5619 | 8.6877 | 8.8905 | 2.588 | 3.0249 | 3.1058 | 3.2155 | 3.3711 | 3.5335 | 3.7414 | 3.8289 | 3.9165 | 4.004 | 4.3597 | 4.6213 | 4.899 | 5.129 | 5.2454 | 5.3424 | 5.5036 | 5.6089 | 5.8256 | 5.9052 | 5.9638 | 6.0675 | 6.2273 | 6.3103 | 6.2879 | 6.1847 | 6.2024 | 6.2142 | 6.2048 | 6.2799 | 2.588 | 3.099 | 3.2045 | 3.3652 | 3.5137 | 3.6752 | 3.8813 | 4.0097 | 4.138 | 4.2663 | 4.5184 | 4.8423 | 5.1789 | 5.4978 | 5.721 | 5.9156 | 6.2454 | 6.5345 | 6.7977 | 6.9266 | 7.0466 | 7.1434 | 7.2477 | 7.3055 | 7.2965 | 7.3144 | 7.3528 | 7.4135 | 7.4796 | 7.6025 | 2.588 | 3.0532 | 3.1266 | 3.2413 | 3.4141 | 3.6386 | 3.8946 | 3.9542 | 4.0138 | 4.5675 | 4.886 | 5.2262 | 5.5437 | 5.8458 | 6.0312 | 6.1541 | 6.3654 | 6.5305 | 6.6721 | 6.6368 | 6.5889 | 6.5868 | 6.5817 | 6.5339 | 6.3404 | 6.1437 | 6.0082 | 5.8756 | 5.7256 | 5.6216 | 2.588 | 3.0944 | 3.1201 | 3.2417 | 3.4543 | 3.7543 | 4.0902 | 4.2183 | 4.3464 | 5.0336 | 5.4846 | 5.9224 | 6.318 | 6.7269 | 7.0202 | 7.2832 | 7.628 | 7.9665 | 8.2206 | 8.3699 | 8.4684 | 8.5292 | 8.6737 | 8.7369 | 8.2651 | 7.935 | 7.8927 | 7.8598 | 7.7946 | 7.8052
PSS | RHYDLYDAN T2 | 1.3997 | 1.4224 | 1.4336 | 1.4549 | 1.4813 | 1.5588 | 1.6204 | 1.7181 | 1.8129 | 1.9209 | 2.014 | 2.1287 | 2.2475 | 2.3837 | 2.5215 | 2.7234 | 2.9761 | 3.2455 | 3.5305 | 3.8241 | 4.0995 | 4.4048 | 4.6996 | 4.9488 | 5.1226 | 5.2325 | 5.3452 | 5.4384 | 5.4889 | 5.5856 | 1.3997 | 1.2503 | 1.2768 | 1.3266 | 1.4006 | 1.4906 | 1.5821 | 1.6997 | 1.8096 | 1.9426 | 2.0583 | 2.2024 | 2.3156 | 2.4308 | 2.4987 | 2.5596 | 2.6395 | 2.6851 | 2.7756 | 2.8159 | 2.8556 | 2.906 | 3.0064 | 3.0738 | 3.1138 | 3.0865 | 3.1132 | 3.1439 | 3.1644 | 3.2305 | 1.3997 | 1.3634 | 1.399 | 1.4736 | 1.5439 | 1.6373 | 1.7459 | 1.9042 | 2.0596 | 2.1977 | 2.3476 | 2.5395 | 2.7678 | 2.9965 | 3.1789 | 3.3413 | 3.5937 | 3.8131 | 3.9776 | 4.0641 | 4.1334 | 4.1735 | 4.2172 | 4.2611 | 4.2485 | 4.2656 | 4.2955 | 4.353 | 4.3993 | 4.4902 | 1.3997 | 1.2462 | 1.2558 | 1.3015 | 1.391 | 1.498 | 1.6262 | 1.8021 | 2.0022 | 2.2546 | 2.5018 | 2.7914 | 3.108 | 3.4436 | 3.6918 | 3.9134 | 4.1635 | 4.3508 | 4.4995 | 4.5105 | 4.5124 | 4.51 | 4.4843 | 4.4032 | 4.238 | 4.0583 | 3.9122 | 3.7701 | 3.6036 | 3.4799 | 1.3997 | 1.3342 | 1.3274 | 1.3812 | 1.494 | 1.6774 | 1.8643 | 2.0774 | 2.3067 | 2.6091 | 2.869 | 3.1036 | 3.2903 | 3.5132 | 3.7067 | 3.8787 | 4.0959 | 4.3037 | 4.4427 | 4.5355 | 4.6091 | 4.6522 | 4.7509 | 4.8266 | 4.5953 | 4.4356 | 4.4301 | 4.4473 | 4.4345 | 4.4747
PSS | RINGWAY T1 | 2.731 | 2.9023 | 2.9192 | 2.9575 | 2.9709 | 3.075 | 3.1751 | 3.3235 | 3.4735 | 3.6731 | 3.8204 | 4.0214 | 4.2407 | 4.4892 | 4.7523 | 5.1122 | 5.5757 | 6.0677 | 6.6233 | 7.1759 | 7.7136 | 8.2995 | 8.8712 | 9.3327 | 9.639 | 9.8569 | 10.0416 | 10.1641 | 10.1761 | 10.2654 | 2.731 | 2.4971 | 2.4463 | 2.4616 | 2.5289 | 2.6784 | 2.8332 | 3.0574 | 3.2761 | 3.5438 | 3.8042 | 4.1025 | 4.4 | 4.6309 | 4.8093 | 4.9606 | 5.1276 | 5.2182 | 5.2982 | 5.2871 | 5.2866 | 5.3159 | 5.4185 | 5.472 | 5.284 | 5.1959 | 5.195 | 5.1852 | 5.1473 | 5.1817 | 2.731 | 2.7004 | 2.7328 | 2.8076 | 2.8963 | 3.0393 | 3.2149 | 3.4498 | 3.7241 | 3.9441 | 4.1781 | 4.544 | 4.9948 | 5.4555 | 5.8461 | 6.2327 | 6.7357 | 7.1637 | 7.4784 | 7.614 | 7.7197 | 7.7648 | 7.8245 | 7.8547 | 7.8064 | 7.8197 | 7.8478 | 7.8974 | 7.9424 | 8.0633 | 2.731 | 2.418 | 2.3586 | 2.3856 | 2.4819 | 2.6352 | 2.8031 | 3.0429 | 3.3352 | 3.7288 | 4.1581 | 4.6896 | 5.3296 | 5.9907 | 6.5624 | 7.1396 | 7.6433 | 8.0263 | 8.2636 | 8.2686 | 8.2231 | 8.1401 | 7.9826 | 7.7427 | 7.3853 | 7.0214 | 6.6665 | 6.3494 | 5.9395 | 5.6286 | 2.731 | 2.6348 | 2.5861 | 2.6447 | 2.8254 | 3.1311 | 3.4543 | 3.8312 | 4.2632 | 4.7913 | 5.2744 | 5.7633 | 6.2308 | 6.6763 | 7.082 | 7.4654 | 7.9222 | 8.3455 | 8.5601 | 8.6637 | 8.7383 | 8.7857 | 8.9266 | 9.0461 | 8.5721 | 8.3265 | 8.3305 | 8.3459 | 8.3317 | 8.4055
PSS | RIVALS T1 | 1.467 | 1.9318 | 1.9874 | 2.0483 | 2.112 | 2.2255 | 2.3365 | 2.482 | 2.6158 | 2.7715 | 2.9105 | 3.0765 | 3.2417 | 3.4235 | 3.6002 | 3.8244 | 4.1208 | 4.4189 | 4.7415 | 5.0475 | 5.3182 | 5.5979 | 5.8838 | 6.1202 | 6.261 | 6.3421 | 6.4552 | 6.5633 | 6.6503 | 6.7923 | 1.467 | 1.826 | 1.9013 | 1.993 | 2.1045 | 2.2298 | 2.3895 | 2.5923 | 2.7747 | 2.9867 | 3.1484 | 3.3606 | 3.5442 | 3.7114 | 3.7754 | 3.8257 | 3.9068 | 3.9625 | 4.1017 | 4.1561 | 4.1983 | 4.2828 | 4.4064 | 4.4871 | 4.4731 | 4.3939 | 4.4103 | 4.4256 | 4.4251 | 4.4837 | 1.467 | 1.9166 | 1.9874 | 2.1169 | 2.2409 | 2.3776 | 2.5415 | 2.7333 | 2.9516 | 3.1597 | 3.3575 | 3.63 | 3.8899 | 4.1511 | 4.3228 | 4.4587 | 4.7129 | 4.9044 | 5.1025 | 5.1968 | 5.2863 | 5.3501 | 5.4309 | 5.4801 | 5.4708 | 5.4941 | 5.5333 | 5.5943 | 5.6517 | 5.7549 | 1.467 | 1.8428 | 1.8793 | 1.9549 | 2.0931 | 2.2601 | 2.454 | 2.7312 | 2.9929 | 3.3075 | 3.5788 | 3.8684 | 4.1236 | 4.3648 | 4.5089 | 4.5982 | 4.77 | 4.9081 | 5.0104 | 4.9876 | 4.9585 | 4.9486 | 4.9463 | 4.8898 | 4.7262 | 4.5534 | 4.4251 | 4.3125 | 4.1713 | 4.0711 | 1.467 | 1.8968 | 1.9186 | 2.0194 | 2.187 | 2.4245 | 2.6841 | 2.9663 | 3.2744 | 3.6933 | 4.0366 | 4.3769 | 4.6534 | 4.9613 | 5.1621 | 5.3374 | 5.581 | 5.8148 | 5.997 | 6.1064 | 6.182 | 6.2351 | 6.3507 | 6.4135 | 6.0571 | 5.8111 | 5.786 | 5.7704 | 5.7268 | 5.7414
PSS | ROLLS ROYCE T1 / ROLLS ROYCE T2 / ROLLS ROYCE T3 | 12.7281 | 5.8846 | 5.8595 | 5.909 | 5.9287 | 5.8537 | 5.8033 | 6.381 | 6.9586 | 7.5363 | 8.114 | 8.6916 | 9.2693 | 9.847 | 10.4247 | 11.0023 | 11.58 | 12.1577 | 12.7353 | 13.313 | 13.8907 | 14.4684 | 15.046 | 15.6237 | 16.2014 | 16.779 | 17.3567 | 17.9344 | 18.5121 | 22.5558 | 12.7281 | 4.373 | 4.0343 | 3.8502 | 3.6825 | 3.6235 | 3.5725 | 3.8801 | 4.1877 | 4.4953 | 4.8028 | 5.1104 | 5.418 | 5.7256 | 6.0332 | 6.3407 | 6.6483 | 6.9559 | 7.2635 | 7.5711 | 7.8786 | 8.1862 | 8.4938 | 8.8014 | 9.109 | 9.4165 | 9.7241 | 10.0317 | 10.3393 | 12.4923 | 12.7281 | 4.9853 | 4.7852 | 4.682 | 4.6263 | 4.5763 | 4.5551 | 5.0147 | 5.4743 | 5.9339 | 6.3935 | 6.8531 | 7.3127 | 7.7723 | 8.2319 | 8.6915 | 9.1511 | 9.6107 | 10.0703 | 10.53 | 10.9896 | 11.4492 | 11.9088 | 12.3684 | 12.828 | 13.2876 | 13.7472 | 14.2068 | 14.6664 | 17.8837 | 12.7281 | 3.6074 | 3.1628 | 2.8252 | 2.5925 | 2.4545 | 2.3464 | 2.5943 | 2.8422 | 3.0901 | 3.338 | 3.5859 | 3.8338 | 4.0817 | 4.3296 | 4.5775 | 4.8254 | 5.0732 | 5.3211 | 5.569 | 5.8169 | 6.0648 | 6.3127 | 6.5606 | 6.8085 | 7.0564 | 7.3043 | 7.5522 | 7.8001 | 9.5353 | 12.7281 | 4.6959 | 4.4104 | 4.2972 | 4.2882 | 4.3349 | 4.4009 | 4.8398 | 5.2786 | 5.7174 | 6.1563 | 6.5951 | 7.0339 | 7.4728 | 7.9116 | 8.3504 | 8.7893 | 9.2281 | 9.667 | 10.1058 | 10.5446 | 10.9835 | 11.4223 | 11.8611 | 12.3 | 12.7388 | 13.1776 | 13.6165 | 14.0553 | 17.1272
PSS | ROSSETT T1 | 3.4718 | 4.1059 | 4.4527 | 4.791 | 5.2179 | 5.3677 | 5.5549 | 5.8042 | 6.0188 | 6.3032 | 6.5391 | 6.8838 | 7.2247 | 7.5886 | 7.9284 | 8.1776 | 8.5615 | 8.9433 | 9.3758 | 9.8003 | 10.2735 | 10.7565 | 11.2767 | 11.7598 | 12.0963 | 12.3729 | 12.7004 | 13.0255 | 13.3647 | 13.7853 | 3.4718 | 3.9433 | 4.6457 | 5.4225 | 6.3141 | 6.6841 | 7.1729 | 7.8876 | 8.6885 | 9.6568 | 10.325 | 11.2673 | 12.2728 | 13.3762 | 14.5383 | 14.3089 | 15.4741 | 16.5719 | 17.7979 | 18.8244 | 19.9105 | 21.0122 | 22.0369 | 22.834 | 23.4921 | 23.2777 | 23.7188 | 24.1008 | 24.407 | 24.7792 | 3.4718 | 4.498 | 5.4863 | 6.6024 | 7.7788 | 8.1048 | 8.6701 | 9.436 | 10.4113 | 11.5658 | 12.2391 | 13.4291 | 14.7352 | 16.221 | 17.7163 | 17.3988 | 19.0967 | 20.6252 | 22.0443 | 23.2262 | 23.7381 | 24.6461 | 25.4372 | 26.011 | 26.2969 | 26.643 | 27.1341 | 27.5411 | 27.8601 | 28.1384 | 3.4718 | 3.5538 | 3.8209 | 4.1622 | 4.6097 | 4.8658 | 5.2227 | 5.7516 | 6.2825 | 6.9328 | 7.3483 | 7.9833 | 8.6255 | 9.2352 | 9.7601 | 9.5367 | 10.1245 | 10.6947 | 11.256 | 11.6338 | 11.9015 | 12.3155 | 12.656 | 12.9147 | 12.9271 | 12.6871 | 12.7569 | 12.8233 | 12.8545 | 12.8782 | 3.4718 | 4.2722 | 5.0104 | 5.9275 | 7.0243 | 7.5714 | 8.2694 | 9.1795 | 10.3009 | 11.7578 | 12.7733 | 14.0802 | 15.3255 | 16.798 | 18.3318 | 18.2539 | 19.8207 | 21.3311 | 22.6806 | 23.8532 | 24.6718 | 25.6357 | 26.5623 | 27.2322 | 27.0267 | 26.6746 | 27.0356 | 27.3268 | 27.4955 | 27.6856
PSS | ROYAL INSURANCE (NEW QUAY) T1 / ROYAL INSURANCE (NEW QUAY) T2 | 0.43737 | 3.4762 | 3.54 | 3.6242 | 3.6797 | 3.8773 | 4.049 | 4.245 | 4.4048 | 4.6394 | 4.7945 | 4.9957 | 5.1861 | 5.3629 | 5.517 | 5.75 | 6.0616 | 6.3664 | 6.7 | 7.0126 | 7.2945 | 7.6401 | 8.0318 | 8.4003 | 8.644 | 8.8116 | 9.1014 | 9.4144 | 9.7112 | 10.0976 | 0.43737 | 3.5602 | 3.533 | 3.535 | 3.5235 | 3.5529 | 3.6233 | 3.7581 | 3.8543 | 3.9517 | 4.0269 | 4.2177 | 4.4008 | 4.5887 | 4.8086 | 5.0316 | 5.3074 | 5.5191 | 5.7046 | 5.7739 | 5.862 | 5.9931 | 6.151 | 6.2344 | 5.9745 | 5.8343 | 5.8225 | 5.7767 | 5.6816 | 5.7128 | 0.43737 | 3.4749 | 3.6219 | 3.8183 | 3.9716 | 4.142 | 4.3186 | 4.5162 | 4.6594 | 4.7643 | 4.8758 | 5.1561 | 5.4393 | 5.6985 | 5.9103 | 6.0948 | 6.5272 | 6.9087 | 7.2973 | 7.5536 | 7.7759 | 7.9308 | 8.0647 | 8.199 | 8.2143 | 8.3311 | 8.4581 | 8.631 | 8.8047 | 9.0662 | 0.43737 | 3.4361 | 3.4463 | 3.515 | 3.5872 | 3.6688 | 3.7493 | 3.8779 | 3.9575 | 4.0621 | 4.1335 | 4.3059 | 4.4839 | 4.6466 | 4.7993 | 4.8915 | 5.0338 | 5.161 | 5.2477 | 5.2263 | 5.2059 | 5.2339 | 5.2819 | 5.3075 | 5.204 | 5.0687 | 5.0088 | 4.9675 | 4.9237 | 4.9294 | 0.43737 | 3.5151 | 3.561 | 3.6621 | 3.755 | 3.9756 | 4.193 | 4.4742 | 4.7822 | 5.1927 | 5.5828 | 6.0454 | 6.3897 | 6.7944 | 7.2208 | 7.6055 | 8.1368 | 8.658 | 8.9541 | 9.1706 | 9.3573 | 9.5084 | 9.733 | 9.8739 | 9.1534 | 8.695 | 8.6231 | 8.5403 | 8.4093 | 8.4104
PSS | RUABON T1 | 6.9887 | 6.8069 | 6.8652 | 6.9854 | 7.0655 | 7.1357 | 7.2179 | 7.3627 | 7.4654 | 7.646 | 7.7686 | 7.9925 | 8.2188 | 8.4494 | 8.7201 | 8.99 | 9.3531 | 9.6687 | 10.02 | 10.3519 | 10.6237 | 10.8775 | 11.1489 | 11.2771 | 11.3147 | 11.3653 | 11.3083 | 11.2277 | 11.083 | 11.0569 | 6.9887 | 6.5267 | 6.592 | 6.7437 | 6.8905 | 7.1903 | 7.5619 | 8.1101 | 8.5713 | 9.0739 | 9.5036 | 10.0438 | 10.7594 | 11.3333 | 11.7854 | 12.1105 | 12.5951 | 12.9323 | 13.4237 | 13.5947 | 13.6786 | 13.9795 | 14.3383 | 14.6611 | 15.011 | 14.3529 | 14.154 | 13.9854 | 13.8192 | 13.72 | 6.9887 | 6.692 | 6.6969 | 6.7732 | 6.8232 | 6.8835 | 6.9937 | 7.2111 | 7.4048 | 7.6197 | 7.8293 | 8.1599 | 8.5339 | 8.8836 | 9.2739 | 9.562 | 9.9412 | 10.2195 | 10.4483 | 10.5351 | 10.59 | 10.6727 | 10.7607 | 10.7197 | 10.6152 | 10.4867 | 10.3392 | 10.1575 | 9.9453 | 9.8111 | 6.9887 | 6.4304 | 6.372 | 6.4188 | 6.5365 | 6.7663 | 7.0254 | 7.3942 | 7.6745 | 8.0711 | 8.385 | 8.8104 | 9.2298 | 9.5906 | 9.8938 | 10.1751 | 10.449 | 10.6263 | 10.7077 | 10.5312 | 10.338 | 10.1395 | 9.9359 | 9.6827 | 9.3445 | 9.058 | 8.7763 | 8.4968 | 8.1472 | 7.8733 | 6.9887 | 6.5885 | 6.6079 | 6.7413 | 6.9804 | 7.329 | 7.7821 | 8.3408 | 8.8897 | 9.6125 | 10.2792 | 10.9743 | 11.8784 | 12.7028 | 13.4391 | 14.0395 | 14.7874 | 15.4125 | 15.9854 | 16.2892 | 16.4108 | 16.705 | 16.9565 | 17.1557 | 17.585 | 17.022 | 16.904 | 16.7855 | 16.6286 | 16.5363
PSS | SALTNEY GRID T1 | 2.6908 | 3.3856 | 3.4302 | 3.4942 | 3.5372 | 3.627 | 3.7053 | 3.8068 | 3.8674 | 3.9791 | 4.0431 | 4.1482 | 4.2468 | 4.3355 | 4.4549 | 4.5348 | 4.7053 | 4.8468 | 4.999 | 5.1503 | 5.2643 | 5.3983 | 5.5766 | 5.7045 | 5.7822 | 5.8352 | 5.92 | 6.0099 | 6.0909 | 6.2324 | 2.6908 | 3.3369 | 3.3306 | 3.3471 | 3.3476 | 3.3618 | 3.4218 | 3.5372 | 3.5962 | 3.7018 | 3.778 | 3.9241 | 4.1132 | 4.2854 | 4.4525 | 4.6076 | 4.7946 | 4.9281 | 5.0904 | 5.1377 | 5.1762 | 5.2256 | 5.2799 | 5.2859 | 5.1532 | 5.0513 | 5.0038 | 4.9494 | 4.8561 | 4.8442 | 2.6908 | 3.3885 | 3.4351 | 3.5112 | 3.5637 | 3.627 | 3.6811 | 3.7807 | 3.8273 | 3.8808 | 3.9275 | 4.0529 | 4.1961 | 4.3063 | 4.432 | 4.5297 | 4.7401 | 4.9241 | 5.0965 | 5.1864 | 5.2674 | 5.3267 | 5.3897 | 5.4072 | 5.3745 | 5.3707 | 5.355 | 5.3553 | 5.3424 | 5.3908 | 2.6908 | 3.3303 | 3.3083 | 3.3296 | 3.3515 | 3.3964 | 3.4541 | 3.5543 | 3.5978 | 3.6855 | 3.7347 | 3.8466 | 3.9695 | 4.0739 | 4.1734 | 4.2168 | 4.3082 | 4.3719 | 4.4006 | 4.3467 | 4.2868 | 4.2459 | 4.2322 | 4.2004 | 4.1 | 4.0155 | 3.9592 | 3.9019 | 3.8311 | 3.8023 | 2.6908 | 3.3785 | 3.3694 | 3.4165 | 3.4616 | 3.5601 | 3.6692 | 3.8305 | 3.97 | 4.1883 | 4.3783 | 4.6084 | 4.841 | 5.074 | 5.3008 | 5.4959 | 5.7584 | 5.998 | 6.164 | 6.2509 | 6.3148 | 6.3543 | 6.4249 | 6.4338 | 6.107 | 5.8923 | 5.8161 | 5.7424 | 5.6319 | 5.5978
PSS | SANDBACH T1 | 7.6043 | 8.1247 | 8.4193 | 8.8891 | 9.4768 | 10.1757 | 11.0876 | 11.1465 | 11.2054 | 11.2643 | 11.3232 | 11.3821 | 11.441 | 11.4999 | 11.5587 | 11.6176 | 11.6765 | 11.7354 | 11.7943 | 11.8532 | 11.9121 | 12.5701 | 12.9598 | 13.1904 | 13.2759 | 13.3419 | 13.2599 | 13.1341 | 12.8961 | 12.7954 | 7.6043 | 7.6777 | 7.9224 | 8.4097 | 9.0432 | 9.984 | 11.1201 | 11.15 | 11.1799 | 11.2098 | 11.2397 | 11.2696 | 11.2995 | 11.3294 | 11.3593 | 11.7113 | 12.0423 | 12.2405 | 12.5541 | 12.6092 | 12.5892 | 12.6939 | 12.8659 | 12.986 | 13.113 | 12.654 | 12.4591 | 12.2849 | 12.0967 | 11.9871 | 7.6043 | 7.8885 | 8.1183 | 8.5231 | 9.0503 | 9.7818 | 10.74 | 10.7236 | 10.7072 | 10.6909 | 10.6745 | 10.6581 | 10.6417 | 10.6253 | 10.6089 | 10.5926 | 10.5762 | 11.2577 | 11.4606 | 11.4956 | 11.5141 | 11.5094 | 11.533 | 11.4117 | 11.2416 | 11.075 | 10.8798 | 10.6733 | 10.4129 | 10.2649 | 7.6043 | 7.4948 | 7.6588 | 8.0609 | 8.6902 | 9.615 | 10.6871 | 10.5997 | 10.5123 | 10.4249 | 10.3375 | 10.2501 | 10.1627 | 10.7024 | 11.1495 | 11.565 | 11.9291 | 12.1711 | 12.2802 | 12.0814 | 11.8451 | 11.5542 | 11.2361 | 10.8508 | 10.3783 | 9.9545 | 9.5152 | 9.0908 | 8.5638 | 8.1525 | 7.6043 | 7.7737 | 8.0029 | 8.4638 | 9.2108 | 10.2184 | 11.4822 | 11.6058 | 11.7294 | 11.853 | 11.9766 | 12.1003 | 12.2239 | 12.3475 | 13.0527 | 13.5857 | 14.1726 | 14.6393 | 15.0515 | 15.2225 | 15.2736 | 15.4157 | 15.566 | 15.66 | 15.8378 | 15.469 | 15.3632 | 15.2693 | 15.12 | 15.067
PSS | SHAWBURY T1 | 5.6402 | 5.4104 | 5.4579 | 5.5424 | 5.6007 | 5.68 | 5.7633 | 5.8889 | 6.1322 | 6.4685 | 6.7601 | 7.1282 | 7.495 | 7.8678 | 8.2423 | 8.7181 | 9.3051 | 9.8973 | 10.5342 | 11.1606 | 11.7134 | 12.352 | 13.0209 | 13.6071 | 14.0435 | 14.3407 | 14.7416 | 15.1381 | 15.5001 | 15.9794 | 5.6402 | 5.3493 | 5.4321 | 5.5981 | 5.7789 | 5.97 | 6.1643 | 6.4663 | 6.7648 | 7.0913 | 7.3765 | 7.8244 | 8.2771 | 8.6829 | 9.0741 | 9.3325 | 9.7169 | 9.9796 | 10.4484 | 10.6849 | 10.8686 | 11.1347 | 11.5149 | 11.7308 | 11.8484 | 11.7279 | 11.8157 | 11.895 | 11.9363 | 12.1509 | 5.6402 | 5.3327 | 5.3311 | 5.3814 | 5.4167 | 5.5 | 5.6121 | 5.8242 | 6.1725 | 6.5291 | 6.888 | 7.3726 | 7.9385 | 8.4721 | 8.967 | 9.4146 | 10.1066 | 10.7137 | 11.2709 | 11.6514 | 11.9522 | 12.1402 | 12.3327 | 12.4776 | 12.4959 | 12.6004 | 12.6935 | 12.8242 | 12.947 | 13.1781 | 5.6402 | 5.1609 | 5.1367 | 5.2026 | 5.3079 | 5.5072 | 5.7543 | 6.1061 | 6.5335 | 7.0341 | 7.4917 | 8.076 | 8.687 | 9.2758 | 9.7724 | 10.0818 | 10.5648 | 10.9942 | 11.3627 | 11.4523 | 11.5168 | 11.6476 | 11.7706 | 11.8046 | 11.5671 | 11.2985 | 11.1367 | 10.9799 | 10.754 | 10.6118 | 5.6402 | 5.3864 | 5.3575 | 5.458 | 5.6365 | 5.9287 | 6.2218 | 6.5902 | 7.0982 | 7.7745 | 8.4192 | 9.153 | 9.8784 | 10.6187 | 11.3747 | 11.972 | 12.719 | 13.4172 | 14.0138 | 14.4483 | 14.7731 | 15.0251 | 15.4074 | 15.6314 | 14.9961 | 14.5186 | 14.5111 | 14.5093 | 14.4294 | 14.5233
PSS | SMALLWOOD T1 | 6.0698 | 6.1286 | 6.279 | 6.4758 | 6.6594 | 6.8699 | 7.0946 | 7.3866 | 7.6474 | 7.9818 | 8.281 | 8.6795 | 9.0764 | 9.4997 | 9.9233 | 10.4111 | 11.0919 | 11.7935 | 12.5611 | 13.3109 | 14.0351 | 14.8305 | 15.6474 | 16.3721 | 16.8835 | 17.2471 | 17.6689 | 18.0819 | 18.4081 | 18.8735 | 6.0698 | 5.8818 | 6.1252 | 6.472 | 6.8835 | 7.1771 | 7.5437 | 8.0411 | 8.5205 | 9.037 | 9.4632 | 10.1061 | 10.8017 | 11.489 | 12.1131 | 12.3057 | 12.9032 | 13.3992 | 14.1262 | 14.5738 | 14.9687 | 15.4537 | 16.0675 | 16.4818 | 16.7783 | 16.5842 | 16.769 | 16.9376 | 17.0726 | 17.3725 | 6.0698 | 6.0099 | 6.3107 | 6.6985 | 7.1173 | 7.3983 | 7.782 | 8.2931 | 8.8386 | 9.3656 | 9.8306 | 10.5674 | 11.3946 | 12.2619 | 13.0546 | 13.4545 | 14.5568 | 15.5085 | 16.368 | 16.9292 | 17.2704 | 17.6699 | 18.0439 | 18.3138 | 18.3691 | 18.4999 | 18.6715 | 18.8557 | 19.0258 | 19.2902 | 6.0698 | 5.5504 | 5.6391 | 5.8244 | 6.0952 | 6.4078 | 6.816 | 7.3703 | 7.9449 | 8.6045 | 9.2206 | 10.0503 | 10.9462 | 11.8409 | 12.5758 | 12.9969 | 13.7315 | 14.3833 | 14.9221 | 15.0874 | 15.1947 | 15.3916 | 15.5302 | 15.556 | 15.2038 | 14.7972 | 14.5452 | 14.3138 | 14.0038 | 13.7923 | 6.0698 | 6.0025 | 6.1402 | 6.4554 | 6.9358 | 7.4814 | 8.0896 | 8.8295 | 9.671 | 10.7354 | 11.6552 | 12.6823 | 13.6814 | 14.7801 | 15.8468 | 16.4047 | 17.454 | 18.4593 | 19.3051 | 19.9193 | 20.3226 | 20.6949 | 21.2124 | 21.5388 | 20.7614 | 20.1432 | 20.1744 | 20.2189 | 20.1807 | 20.2882
PSS | SNOWHILL T1 | 5.4653 | 5.4736 | 5.5401 | 5.6369 | 5.7367 | 5.8981 | 6.0665 | 6.2744 | 6.4576 | 6.7109 | 6.9164 | 7.2006 | 7.4606 | 7.7558 | 8.0428 | 8.3951 | 8.8327 | 9.2449 | 9.6953 | 10.1001 | 10.4551 | 10.8252 | 11.2159 | 11.496 | 11.652 | 11.7503 | 11.8752 | 11.9877 | 12.0672 | 12.2671 | 5.4653 | 5.1457 | 5.1209 | 5.1604 | 5.252 | 5.4197 | 5.6092 | 5.8866 | 6.1164 | 6.4219 | 6.7018 | 7.0292 | 7.3101 | 7.5247 | 7.7395 | 7.8463 | 8.0507 | 8.1737 | 8.3178 | 8.3651 | 8.4035 | 8.4597 | 8.5202 | 8.5204 | 8.3054 | 8.1596 | 8.0873 | 7.9882 | 7.8445 | 7.812 | 5.4653 | 5.3373 | 5.4224 | 5.5973 | 5.7424 | 5.9058 | 6.1236 | 6.4032 | 6.6897 | 6.97 | 7.2398 | 7.6497 | 8.0828 | 8.4897 | 8.8423 | 9.1108 | 9.5383 | 9.8768 | 10.2063 | 10.3858 | 10.5128 | 10.6117 | 10.7053 | 10.7293 | 10.657 | 10.6519 | 10.6403 | 10.6459 | 10.6376 | 10.7162 | 5.4653 | 5.0407 | 5.0268 | 5.083 | 5.2129 | 5.4242 | 5.6423 | 5.9297 | 6.1875 | 6.5577 | 6.8294 | 7.1345 | 7.3754 | 7.5664 | 7.6975 | 7.7692 | 7.8884 | 7.979 | 8.0234 | 7.9124 | 7.7672 | 7.6501 | 7.5328 | 7.3908 | 7.1321 | 6.8785 | 6.6502 | 6.4528 | 6.2018 | 6.0151 | 5.4653 | 5.2592 | 5.2396 | 5.3488 | 5.5617 | 5.8563 | 6.1911 | 6.5722 | 6.9585 | 7.4992 | 7.9661 | 8.4493 | 8.842 | 9.2451 | 9.6456 | 9.9553 | 10.3743 | 10.7465 | 10.9805 | 11.124 | 11.2183 | 11.2984 | 11.421 | 11.4785 | 10.9864 | 10.7069 | 10.6464 | 10.5768 | 10.4574 | 10.4512
PSS | ST ASAPH BUSINESS PK T1 | 3.9515 | 4.3756 | 4.4552 | 4.5318 | 4.6985 | 4.8161 | 4.9735 | 5.1386 | 5.3186 | 5.5956 | 5.868 | 6.1527 | 6.5539 | 7.1239 | 7.7523 | 8.6407 | 9.7771 | 11.1289 | 12.6907 | 14.3144 | 16.0816 | 17.7855 | 19.2139 | 20.2944 | 20.919 | 21.1924 | 20.9843 | 20.5936 | 19.5185 | 18.5934 | 3.9515 | 4.503 | 4.7785 | 5.1408 | 5.8447 | 6.3365 | 7.0679 | 7.7658 | 8.5663 | 9.6443 | 10.6262 | 11.4071 | 12.1918 | 12.9628 | 13.4024 | 14.0051 | 13.9576 | 13.9469 | 13.9448 | 13.7839 | 13.6397 | 13.4703 | 13.5649 | 13.6757 | 13.7432 | 14.1223 | 14.2958 | 14.5982 | 14.8064 | 15.1307 | 3.9515 | 4.4097 | 4.5688 | 4.7547 | 5.1747 | 5.5041 | 6.0248 | 6.5828 | 7.2603 | 8.2067 | 9.2286 | 10.2573 | 11.4897 | 12.7557 | 13.7194 | 14.6577 | 15.4472 | 15.9349 | 16.0122 | 15.7581 | 15.3931 | 14.9897 | 14.6091 | 14.3145 | 14.0565 | 13.9155 | 13.7894 | 13.827 | 13.6488 | 13.6642 | 3.9515 | 4.486 | 4.7327 | 5.0143 | 5.6532 | 6.1964 | 7.0905 | 8.1335 | 9.476 | 11.4314 | 13.5826 | 15.9247 | 18.6335 | 21.7703 | 24.3615 | 27.2007 | 29.5603 | 31.3214 | 32.4919 | 32.6737 | 32.6039 | 32.082 | 31.1378 | 29.8345 | 28.3388 | 26.9386 | 25.2682 | 23.788 | 21.6202 | 19.8668 | 3.9515 | 4.4103 | 4.5583 | 4.7524 | 5.1777 | 5.489 | 5.9437 | 6.3987 | 6.9791 | 7.8816 | 8.6656 | 9.3108 | 10.0524 | 10.7729 | 11.3324 | 11.8893 | 12.3842 | 12.7365 | 12.9017 | 12.8938 | 12.9041 | 12.9223 | 13.1199 | 13.4151 | 13.684 | 14.1541 | 14.5541 | 15.1498 | 15.5686 | 12.2062
PSS | ST HELENS RD T1 | 4.1291 | 4.8708 | 4.912 | 4.9838 | 5.0529 | 5.1043 | 5.1755 | 5.2749 | 5.3346 | 5.4679 | 5.5497 | 5.703 | 5.8549 | 6.0036 | 6.1905 | 6.401 | 6.684 | 6.9572 | 7.2702 | 7.5639 | 7.8377 | 8.1051 | 8.3522 | 8.488 | 8.5372 | 8.5467 | 8.4729 | 8.3739 | 8.1816 | 8.104 | 4.1291 | 4.7073 | 4.7369 | 4.8084 | 4.9123 | 5.0616 | 5.2531 | 5.5497 | 5.778 | 6.0677 | 6.3443 | 6.6661 | 7.0654 | 7.3973 | 7.6496 | 7.8664 | 8.118 | 8.2671 | 8.517 | 8.5907 | 8.6026 | 8.699 | 8.8573 | 8.9593 | 9.1518 | 8.8585 | 8.7417 | 8.6468 | 8.5462 | 8.5115 | 4.1291 | 4.7912 | 4.7752 | 4.8191 | 4.8415 | 4.9043 | 5.0053 | 5.1743 | 5.3267 | 5.519 | 5.6746 | 5.9031 | 6.1389 | 6.3466 | 6.555 | 6.7247 | 6.9324 | 7.047 | 7.1209 | 7.1037 | 7.0821 | 7.0594 | 7.0522 | 6.9726 | 6.867 | 6.7508 | 6.6107 | 6.4898 | 6.3319 | 6.251 | 4.1291 | 4.6328 | 4.5919 | 4.6207 | 4.7114 | 4.888 | 5.0772 | 5.3653 | 5.6251 | 6.0237 | 6.3695 | 6.7881 | 7.2095 | 7.647 | 7.9857 | 8.2899 | 8.5958 | 8.7967 | 8.912 | 8.7762 | 8.628 | 8.4449 | 8.2449 | 7.9936 | 7.6545 | 7.3623 | 7.0644 | 6.7746 | 6.4202 | 6.1522 | 4.1291 | 4.7488 | 4.7308 | 4.779 | 4.8935 | 5.0701 | 5.3049 | 5.5883 | 5.8441 | 6.2199 | 6.5415 | 6.8708 | 7.2735 | 7.6349 | 7.9615 | 8.2518 | 8.5926 | 8.8403 | 9.103 | 9.2189 | 9.2535 | 9.3379 | 9.4302 | 9.4701 | 9.6114 | 9.313 | 9.2028 | 9.1156 | 8.9912 | 8.9372
PSS | STAPELEY T1 | 4.988 | 5.3796 | 5.5452 | 5.7465 | 5.9715 | 5.9768 | 6.0477 | 6.1388 | 6.2253 | 6.3721 | 6.4761 | 6.6984 | 6.9249 | 7.1631 | 7.4331 | 7.5878 | 7.8413 | 8.0844 | 8.3356 | 8.5807 | 8.8873 | 9.1243 | 9.3507 | 9.5029 | 9.5607 | 9.6473 | 9.6211 | 9.592 | 9.4894 | 9.5002 | 4.988 | 5.0178 | 5.2239 | 5.4987 | 5.8484 | 6.1219 | 6.4504 | 6.9185 | 7.4064 | 7.9823 | 8.4178 | 9.0067 | 9.6764 | 10.2958 | 10.8855 | 10.9077 | 11.4739 | 11.9504 | 12.5013 | 12.8771 | 13.1869 | 13.6026 | 14.0199 | 14.3423 | 14.6377 | 14.2587 | 14.2499 | 14.2423 | 14.2045 | 14.191 | 4.988 | 5.2854 | 5.5169 | 5.8122 | 6.1559 | 6.2484 | 6.4408 | 6.7489 | 7.1253 | 7.5859 | 7.8858 | 8.4158 | 9.0105 | 9.6482 | 10.3471 | 10.4808 | 11.1664 | 11.742 | 12.2543 | 12.6249 | 12.7544 | 13.0311 | 13.2709 | 13.3602 | 13.3503 | 13.345 | 13.337 | 13.2902 | 13.1867 | 13.0995 | 4.988 | 4.6638 | 4.6589 | 4.7285 | 4.8927 | 5.0565 | 5.2508 | 5.541 | 5.7947 | 6.1377 | 6.4005 | 6.7609 | 7.1061 | 7.4113 | 7.718 | 7.8241 | 8.0861 | 8.2938 | 8.4542 | 8.4512 | 8.3925 | 8.3294 | 8.2371 | 8.096 | 7.8737 | 7.6277 | 7.4374 | 7.2287 | 6.9594 | 6.7487 | 4.988 | 5.1449 | 5.359 | 5.6556 | 6.119 | 6.4238 | 6.8385 | 7.3531 | 7.9267 | 8.6674 | 9.2315 | 9.938 | 10.7607 | 11.5876 | 12.4035 | 12.6535 | 13.4499 | 14.148 | 14.7923 | 15.2546 | 15.503 | 15.911 | 16.2679 | 16.5363 | 16.8216 | 16.5951 | 16.66 | 16.7123 | 16.7022 | 16.7121
PSS | TACO PLASTICS T1 / TACO PLASTICS T2 / UNITED PERIPHERALS T1 | 7.3689 | 11.0351 | 11.1516 | 11.2868 | 11.5832 | 11.7138 | 11.88 | 12.1168 | 12.169 | 12.3982 | 12.4764 | 12.6805 | 12.8622 | 13.0082 | 13.2051 | 13.3883 | 13.6865 | 13.9032 | 14.1671 | 14.3974 | 14.5821 | 14.7608 | 15.0075 | 15.0974 | 15.081 | 15.0708 | 14.992 | 14.8981 | 14.7511 | 14.7852 | 7.3689 | 10.939 | 10.9279 | 10.9251 | 11.0397 | 11.0211 | 11.1251 | 11.414 | 11.4694 | 11.6844 | 11.7926 | 12.0999 | 12.4571 | 12.752 | 13.1396 | 13.4586 | 13.8285 | 13.998 | 14.1397 | 14.034 | 13.8222 | 13.5333 | 13.313 | 12.9365 | 12.4358 | 12.1257 | 11.7911 | 11.4377 | 11.0048 | 10.8561 | 7.3689 | 11.0505 | 11.1516 | 11.3186 | 11.5931 | 11.7115 | 11.889 | 12.2022 | 12.2415 | 12.4041 | 12.516 | 12.7823 | 13.0298 | 13.1856 | 13.3943 | 13.5186 | 13.7434 | 13.8525 | 14.0146 | 13.9673 | 13.9345 | 13.8312 | 13.7828 | 13.5756 | 13.2852 | 13.0532 | 12.7707 | 12.4929 | 12.2108 | 12.0907 | 7.3689 | 10.9504 | 10.9163 | 10.9118 | 11.0943 | 11.1279 | 11.245 | 11.5209 | 11.5633 | 11.8046 | 11.909 | 12.1331 | 12.3677 | 12.55 | 12.7563 | 12.726 | 12.777 | 12.7247 | 12.5875 | 12.2513 | 11.8129 | 11.3643 | 11.0073 | 10.624 | 10.1992 | 9.847 | 9.4893 | 9.1648 | 8.7929 | 8.604 | 7.3689 | 10.9979 | 11.0227 | 11.1045 | 11.3209 | 11.4085 | 11.5883 | 11.9128 | 11.9955 | 12.2581 | 12.4281 | 12.7447 | 13.0451 | 13.2903 | 13.6287 | 13.8929 | 14.2361 | 14.4347 | 14.5955 | 14.5401 | 14.4335 | 14.2463 | 14.1411 | 13.8687 | 13.33 | 12.958 | 12.6292 | 12.285 | 11.8957 | 11.7342
PSS | TARPORLEY T1 | 4.1837 | 4.2812 | 4.3078 | 4.3595 | 4.4231 | 4.5156 | 4.6254 | 4.7812 | 4.9294 | 5.1259 | 5.2961 | 5.5422 | 5.7796 | 6.0576 | 6.3616 | 6.7413 | 7.2212 | 7.6941 | 8.2259 | 8.7372 | 9.2261 | 9.7298 | 10.2012 | 10.5897 | 10.8392 | 11.01 | 11.133 | 11.2326 | 11.221 | 11.3112 | 4.1837 | 3.9573 | 4.0137 | 4.1493 | 4.3283 | 4.5436 | 4.7696 | 5.0823 | 5.3561 | 5.6729 | 5.9762 | 6.363 | 6.7388 | 7.0597 | 7.3074 | 7.4904 | 7.7366 | 7.8822 | 8.2041 | 8.3078 | 8.362 | 8.4627 | 8.6455 | 8.7336 | 8.8136 | 8.7072 | 8.7143 | 8.7324 | 8.7452 | 8.84 | 4.1837 | 4.121 | 4.1465 | 4.2277 | 4.31 | 4.4401 | 4.6252 | 4.8867 | 5.2062 | 5.4813 | 5.7623 | 6.1531 | 6.6084 | 7.0617 | 7.4773 | 7.8494 | 8.3399 | 8.7265 | 9.0287 | 9.1851 | 9.2747 | 9.3497 | 9.4288 | 9.4506 | 9.382 | 9.3279 | 9.2738 | 9.2327 | 9.1857 | 9.2053 | 4.1837 | 3.8747 | 3.8683 | 3.9413 | 4.106 | 4.3479 | 4.6211 | 5.0288 | 5.4312 | 5.9473 | 6.4506 | 7.0504 | 7.6871 | 8.3242 | 8.8297 | 9.2268 | 9.7137 | 10.0904 | 10.3683 | 10.3796 | 10.3398 | 10.3063 | 10.2123 | 10.0311 | 9.6927 | 9.3565 | 9.0497 | 8.7576 | 8.3807 | 8.1155 | 4.1837 | 4.0721 | 4.0509 | 4.1321 | 4.3456 | 4.6663 | 5.0236 | 5.4377 | 5.8843 | 6.4357 | 6.9251 | 7.4287 | 7.9372 | 8.453 | 8.923 | 9.3438 | 9.8204 | 10.221 | 10.6108 | 10.7833 | 10.8612 | 10.9269 | 11.0528 | 11.105 | 10.7295 | 10.5081 | 10.4975 | 10.5037 | 10.4714 | 10.5224
PSS | TARVIN T1 | 6.3841 | 6.5746 | 6.595 | 6.647 | 6.7084 | 6.7732 | 6.8822 | 7.0475 | 7.1969 | 7.4334 | 7.6296 | 7.9547 | 8.285 | 8.6279 | 9.0272 | 9.4741 | 10.0412 | 10.5913 | 11.1771 | 11.7626 | 12.2756 | 12.7798 | 13.2903 | 13.6748 | 13.9106 | 14.1024 | 14.2208 | 14.3058 | 14.2908 | 14.3992 | 6.3841 | 6.0376 | 6.126 | 6.3401 | 6.614 | 6.9318 | 7.2375 | 7.6813 | 8.0715 | 8.4986 | 8.9108 | 9.3988 | 9.9209 | 10.3446 | 10.6559 | 10.8683 | 11.1902 | 11.3669 | 11.928 | 12.211 | 12.3561 | 12.5875 | 12.9469 | 13.2112 | 13.9222 | 13.6703 | 13.6614 | 13.6962 | 13.7637 | 13.9024 | 6.3841 | 6.2824 | 6.2522 | 6.2697 | 6.3201 | 6.4301 | 6.618 | 6.9378 | 7.2762 | 7.6051 | 7.948 | 8.421 | 8.9563 | 9.4989 | 10.0504 | 10.5437 | 11.1751 | 11.6531 | 12.0355 | 12.2206 | 12.3392 | 12.4599 | 12.5934 | 12.6043 | 12.5105 | 12.38 | 12.2416 | 12.097 | 11.9164 | 11.8202 | 6.3841 | 5.8595 | 5.8195 | 5.8955 | 6.0753 | 6.396 | 6.7684 | 7.3176 | 7.8531 | 8.4876 | 9.0858 | 9.8024 | 10.5392 | 11.212 | 11.7685 | 12.1121 | 12.6407 | 13.0803 | 13.4396 | 13.4658 | 13.453 | 13.4534 | 13.4102 | 13.2542 | 12.8872 | 12.5355 | 12.2223 | 11.9084 | 11.5023 | 11.1734 | 6.3841 | 6.1891 | 6.142 | 6.2054 | 6.4597 | 6.8446 | 7.2772 | 7.8106 | 8.343 | 9.0057 | 9.6086 | 10.2289 | 10.9236 | 11.5908 | 12.21 | 12.7601 | 13.3614 | 13.8376 | 14.4527 | 14.8223 | 15.0028 | 15.2078 | 15.4494 | 15.6008 | 15.8311 | 15.5083 | 15.4816 | 15.4896 | 15.4487 | 15.48
PSS | TRYWERYN T1 | 0.43217 | 1.5788 | 1.5888 | 1.6055 | 1.6394 | 1.663 | 1.7016 | 1.7602 | 1.8026 | 1.8623 | 1.9153 | 1.9896 | 2.0669 | 2.1538 | 2.2317 | 2.3487 | 2.4888 | 2.6298 | 2.792 | 2.936 | 3.0648 | 3.1828 | 3.2918 | 3.35 | 3.3492 | 3.3343 | 3.2929 | 3.2494 | 3.1639 | 3.1257 | 0.43217 | 1.4925 | 1.5235 | 1.5648 | 1.6371 | 1.7021 | 1.7864 | 1.8876 | 1.9726 | 2.0787 | 2.1854 | 2.2768 | 2.3519 | 2.4127 | 2.4358 | 2.4082 | 2.4306 | 2.4104 | 2.44 | 2.4418 | 2.4204 | 2.4295 | 2.4442 | 2.4362 | 2.5006 | 2.4644 | 2.442 | 2.4285 | 2.4049 | 2.4145 | 0.43217 | 1.5201 | 1.5332 | 1.5474 | 1.5968 | 1.6469 | 1.7168 | 1.8105 | 1.9238 | 2.067 | 2.1879 | 2.2943 | 2.4092 | 2.5088 | 2.5701 | 2.6135 | 2.648 | 2.6678 | 2.6909 | 2.6632 | 2.633 | 2.6147 | 2.594 | 2.5548 | 2.5146 | 2.4719 | 2.4236 | 2.3789 | 2.3306 | 2.3118 | 0.43217 | 1.4306 | 1.4445 | 1.4679 | 1.5448 | 1.6435 | 1.7495 | 1.9106 | 2.0777 | 2.313 | 2.5104 | 2.6835 | 2.838 | 2.9871 | 3.0687 | 3.12 | 3.2102 | 3.2696 | 3.2991 | 3.2428 | 3.1842 | 3.1188 | 3.0367 | 2.9236 | 2.7808 | 2.6379 | 2.4954 | 2.3645 | 2.2121 | 2.0895 | 0.43217 | 1.5044 | 1.5084 | 1.5213 | 1.6037 | 1.6805 | 1.7856 | 1.8819 | 1.9779 | 2.1218 | 2.2295 | 2.2982 | 2.3616 | 2.4203 | 2.4596 | 2.4726 | 2.5047 | 2.5195 | 2.5682 | 2.578 | 2.5693 | 2.5736 | 2.5775 | 2.5599 | 2.5452 | 2.49 | 2.4567 | 2.43 | 2.3917 | 2.3867
PSS | TWYFORDS T1 | 3.2005 | 3.0737 | 3.0809 | 3.1083 | 3.13 | 3.1462 | 3.1833 | 3.2391 | 3.2833 | 3.3653 | 3.4319 | 3.5512 | 3.668 | 3.7886 | 3.9235 | 4.052 | 4.2167 | 4.3616 | 4.4904 | 4.6163 | 4.7114 | 4.7764 | 4.86 | 4.9013 | 4.904 | 4.917 | 4.9115 | 4.8975 | 4.8887 | 4.9228 | 3.2005 | 2.8416 | 2.8385 | 2.8883 | 2.9745 | 3.1169 | 3.2825 | 3.5088 | 3.7063 | 3.912 | 4.0914 | 4.3055 | 4.5502 | 4.7397 | 4.8662 | 4.9446 | 5.096 | 5.1889 | 5.369 | 5.421 | 5.4443 | 5.5477 | 5.6914 | 5.8226 | 5.9657 | 5.6775 | 5.5863 | 5.4947 | 5.4263 | 5.3728 | 3.2005 | 2.9503 | 2.916 | 2.9416 | 2.948 | 2.9699 | 3.0252 | 3.107 | 3.1796 | 3.2742 | 3.3636 | 3.5018 | 3.6714 | 3.8237 | 3.992 | 4.1586 | 4.312 | 4.4482 | 4.5539 | 4.6078 | 4.6509 | 4.7036 | 4.7625 | 4.7532 | 4.7129 | 4.6533 | 4.5895 | 4.5052 | 4.4172 | 4.3531 | 3.2005 | 2.7422 | 2.7112 | 2.7101 | 2.7549 | 2.8637 | 2.9646 | 3.118 | 3.2258 | 3.3595 | 3.4485 | 3.5539 | 3.6131 | 3.634 | 3.6651 | 3.6681 | 3.6769 | 3.6758 | 3.674 | 3.5938 | 3.5201 | 3.4545 | 3.4129 | 3.3406 | 3.2325 | 3.1436 | 3.065 | 2.981 | 2.8777 | 2.7873 | 3.2005 | 2.8849 | 2.8613 | 2.9081 | 3.0285 | 3.1976 | 3.4122 | 3.6576 | 3.9024 | 4.2273 | 4.5306 | 4.8398 | 5.2226 | 5.5742 | 5.8782 | 6.1467 | 6.4469 | 6.7089 | 6.9494 | 7.0766 | 7.13 | 7.2535 | 7.365 | 7.4546 | 7.6233 | 7.3877 | 7.3449 | 7.2927 | 7.2358 | 7.1961
PSS | TYWYN T1 | 3.6487 | 3.5993 | 3.7307 | 3.929 | 4.1395 | 4.2357 | 4.3812 | 4.566 | 4.7611 | 4.9982 | 5.183 | 5.4518 | 5.7689 | 6.1391 | 6.5306 | 6.9326 | 7.5066 | 8.1351 | 8.8611 | 9.5634 | 10.2706 | 10.959 | 11.5692 | 11.9935 | 12.2379 | 12.3202 | 12.2316 | 12.0923 | 11.7117 | 11.4601 | 3.6487 | 3.4076 | 3.5935 | 3.8913 | 4.3411 | 4.6737 | 5.1314 | 5.667 | 6.2286 | 6.9036 | 7.4873 | 8.0611 | 8.6949 | 9.223 | 9.5453 | 9.6335 | 9.8792 | 10.0365 | 10.3738 | 10.5238 | 10.6921 | 10.8866 | 11.1912 | 11.4422 | 11.8917 | 11.702 | 11.7577 | 11.8456 | 11.9139 | 12.0483 | 3.6487 | 3.4562 | 3.5526 | 3.6882 | 3.902 | 4.0434 | 4.3548 | 4.7816 | 5.3067 | 5.8824 | 6.4429 | 7.0146 | 7.6527 | 8.2919 | 8.8058 | 9.1515 | 9.5852 | 9.8639 | 10.0455 | 10.0529 | 10.0307 | 10.0221 | 10.0014 | 9.9397 | 9.8159 | 9.7097 | 9.6142 | 9.5399 | 9.41 | 9.3582 | 3.6487 | 3.3369 | 3.4644 | 3.7024 | 4.1192 | 4.4807 | 5.0091 | 5.7037 | 6.5093 | 7.5694 | 8.55 | 9.6075 | 10.7428 | 11.9356 | 12.8378 | 13.5115 | 14.3749 | 15.0486 | 15.5212 | 15.5478 | 15.5439 | 15.4071 | 15.1274 | 14.6826 | 14.0833 | 13.4867 | 12.8977 | 12.3514 | 11.6217 | 11.0288 | 3.6487 | 3.4479 | 3.5392 | 3.7266 | 4.1987 | 4.5835 | 5.1503 | 5.7316 | 6.3479 | 7.176 | 7.8454 | 8.3943 | 9.0189 | 9.6082 | 10.0706 | 10.3576 | 10.7719 | 11.0985 | 11.4758 | 11.6632 | 11.7989 | 11.9554 | 12.1404 | 12.3178 | 12.5417 | 12.3347 | 12.3848 | 12.4744 | 12.4996 | 12.6043
PSS | VAUXHALL NORTH RD T1 | 1.8005 | 1.6457 | 1.6637 | 1.6917 | 1.7043 | 1.7246 | 1.7332 | 1.7537 | 1.7497 | 1.7746 | 1.7757 | 1.7981 | 1.8155 | 1.8252 | 1.8441 | 1.8443 | 1.8706 | 1.8715 | 1.8881 | 1.9005 | 1.8969 | 1.9017 | 1.9082 | 1.9062 | 1.8835 | 1.8796 | 1.8624 | 1.8291 | 1.8056 | 1.8022 | 1.8005 | 1.6573 | 1.6388 | 1.6277 | 1.6042 | 1.5828 | 1.5828 | 1.6011 | 1.602 | 1.6129 | 1.6262 | 1.6821 | 1.7465 | 1.8061 | 1.8839 | 1.963 | 2.0383 | 2.0945 | 2.1429 | 2.1646 | 2.1713 | 2.1586 | 2.1436 | 2.1123 | 2.0758 | 2.0469 | 2.0041 | 1.9667 | 1.912 | 1.8829 | 1.8005 | 1.657 | 1.6511 | 1.6596 | 1.6477 | 1.6482 | 1.637 | 1.6455 | 1.6298 | 1.6315 | 1.6139 | 1.6366 | 1.6475 | 1.6531 | 1.6647 | 1.6837 | 1.7105 | 1.7257 | 1.7468 | 1.7423 | 1.7403 | 1.7403 | 1.7387 | 1.7122 | 1.6761 | 1.644 | 1.6047 | 1.5616 | 1.5126 | 1.4828 | 1.8005 | 1.632 | 1.6059 | 1.5919 | 1.582 | 1.5727 | 1.5721 | 1.5831 | 1.566 | 1.5829 | 1.5781 | 1.5952 | 1.6243 | 1.6561 | 1.689 | 1.7002 | 1.7235 | 1.7223 | 1.7121 | 1.6681 | 1.6319 | 1.5823 | 1.5485 | 1.5039 | 1.4664 | 1.4428 | 1.4067 | 1.3812 | 1.342 | 1.3221 | 1.8005 | 1.6572 | 1.645 | 1.6437 | 1.626 | 1.6155 | 1.6099 | 1.6233 | 1.6159 | 1.6225 | 1.6205 | 1.66 | 1.6977 | 1.7304 | 1.7751 | 1.8243 | 1.8754 | 1.911 | 1.9459 | 1.9546 | 1.957 | 1.9508 | 1.9424 | 1.9136 | 1.8772 | 1.8467 | 1.8056 | 1.7653 | 1.7134 | 1.6839
PSS | WAENFAWR T1 | 3.4153 | 3.6306 | 3.6536 | 3.7065 | 3.7579 | 3.8496 | 3.9545 | 4.1188 | 4.279 | 4.4742 | 4.6372 | 4.8673 | 5.1103 | 5.4028 | 5.7299 | 6.1571 | 6.708 | 7.305 | 7.9841 | 8.6742 | 9.36 | 10.0594 | 10.7081 | 11.2004 | 11.5351 | 11.7231 | 11.806 | 11.8158 | 11.637 | 11.5621 | 3.4153 | 3.3517 | 3.4369 | 3.5945 | 3.833 | 4.0978 | 4.3691 | 4.7036 | 5.0292 | 5.429 | 5.798 | 6.232 | 6.6968 | 7.1115 | 7.3943 | 7.6323 | 7.8806 | 8.0044 | 8.3209 | 8.4488 | 8.4975 | 8.5974 | 8.7843 | 8.9122 | 8.992 | 8.9075 | 8.9164 | 8.9686 | 9.0106 | 9.1325 | 3.4153 | 3.4869 | 3.5157 | 3.5876 | 3.6829 | 3.8287 | 4.0536 | 4.366 | 4.7483 | 5.0787 | 5.4349 | 5.8833 | 6.4119 | 6.9421 | 7.4194 | 7.8534 | 8.3749 | 8.7751 | 9.0411 | 9.1138 | 9.1286 | 9.1303 | 9.1458 | 9.1063 | 9.0022 | 8.9145 | 8.8217 | 8.7667 | 8.672 | 8.6784 | 3.4153 | 3.2871 | 3.3137 | 3.4035 | 3.631 | 3.9341 | 4.2824 | 4.7711 | 5.3047 | 6.0298 | 6.7944 | 7.6764 | 8.6901 | 9.7656 | 10.6461 | 11.4326 | 12.2226 | 12.8343 | 13.2397 | 13.2456 | 13.1861 | 13.0591 | 12.8183 | 12.4526 | 11.9035 | 11.3787 | 10.8588 | 10.3709 | 9.7652 | 9.2929 | 3.4153 | 3.4562 | 3.457 | 3.5471 | 3.8198 | 4.1884 | 4.6179 | 5.0813 | 5.5926 | 6.2096 | 6.7495 | 7.2679 | 7.8193 | 8.3753 | 8.8528 | 9.294 | 9.7661 | 10.1388 | 10.5203 | 10.7107 | 10.7893 | 10.8793 | 10.9806 | 11.05 | 10.702 | 10.5101 | 10.5038 | 10.548 | 10.5382 | 10.6307
PSS | WELSHPOOL GRID T1 | 4.4119 | 4.1177 | 4.1543 | 4.2174 | 4.253 | 4.3481 | 4.4275 | 4.5418 | 4.618 | 4.7517 | 4.8557 | 5.0092 | 5.1603 | 5.3078 | 5.4584 | 5.6437 | 5.8957 | 6.1119 | 6.3491 | 6.5762 | 6.7518 | 6.9553 | 7.1779 | 7.3608 | 7.4767 | 7.5594 | 7.6734 | 7.7954 | 7.9078 | 8.0907 | 4.4119 | 3.939 | 3.9645 | 4.0358 | 4.1149 | 4.1852 | 4.268 | 4.4547 | 4.5526 | 4.6787 | 4.7975 | 5.005 | 5.2111 | 5.3905 | 5.576 | 5.6989 | 5.8905 | 6.0223 | 6.2932 | 6.4179 | 6.4993 | 6.595 | 6.7338 | 6.7814 | 6.8932 | 6.8063 | 6.8169 | 6.8146 | 6.7909 | 6.8553 | 4.4119 | 4.0418 | 4.0652 | 4.1376 | 4.2019 | 4.2863 | 4.3796 | 4.5317 | 4.6396 | 4.7609 | 4.8781 | 5.0792 | 5.304 | 5.498 | 5.7017 | 5.8585 | 6.1655 | 6.4041 | 6.6333 | 6.7763 | 6.8853 | 6.9874 | 7.077 | 7.1164 | 7.0991 | 7.0765 | 7.0464 | 7.0166 | 6.9903 | 7.0141 | 4.4119 | 3.8799 | 3.863 | 3.8966 | 3.9517 | 4.0545 | 4.1841 | 4.3877 | 4.5561 | 4.7567 | 4.9029 | 5.1352 | 5.3419 | 5.5182 | 5.6647 | 5.6771 | 5.8376 | 5.99 | 6.1104 | 6.1018 | 6.0844 | 6.1037 | 6.1543 | 6.1574 | 6.0469 | 5.932 | 5.8692 | 5.8012 | 5.7142 | 5.6611 | 4.4119 | 4.0112 | 3.9859 | 4.035 | 4.1251 | 4.2889 | 4.4509 | 4.6932 | 4.8972 | 5.1846 | 5.4448 | 5.7498 | 6.0298 | 6.3155 | 6.6196 | 6.8439 | 7.144 | 7.4031 | 7.675 | 7.8438 | 7.949 | 8.0219 | 8.1293 | 8.1513 | 7.9007 | 7.674 | 7.623 | 7.5671 | 7.4815 | 7.4654
PSS | WEM EAST T1 | 2.7288 | 4.0239 | 4.0475 | 4.101 | 4.142 | 4.1765 | 4.2319 | 4.3123 | 4.3604 | 4.6395 | 4.7148 | 5.0239 | 5.3293 | 5.6346 | 5.9275 | 6.2948 | 6.7373 | 7.1643 | 7.6366 | 7.8526 | 8.0236 | 8.2132 | 8.4058 | 8.513 | 8.5258 | 8.5315 | 8.5274 | 8.5132 | 8.4898 | 8.5291 | 2.7288 | 3.8266 | 3.8122 | 3.8378 | 3.8771 | 3.9873 | 4.1286 | 4.3367 | 4.5059 | 4.781 | 4.9543 | 5.259 | 5.576 | 5.8175 | 6.0378 | 6.2066 | 6.4157 | 6.5555 | 6.7016 | 6.6601 | 6.6034 | 6.5972 | 6.6407 | 6.6242 | 6.2892 | 6.0739 | 5.9637 | 5.8549 | 5.7366 | 5.6667 | 2.7288 | 3.9122 | 3.8831 | 3.9012 | 3.9059 | 3.9493 | 4.0074 | 4.1265 | 4.2215 | 4.5349 | 4.6474 | 5.004 | 5.3775 | 5.7379 | 6.0683 | 6.3787 | 6.7969 | 7.1599 | 7.5163 | 7.5413 | 7.5702 | 7.6659 | 7.7497 | 7.755 | 7.6839 | 7.5923 | 7.5356 | 7.474 | 7.408 | 7.392 | 2.7288 | 3.7215 | 3.6533 | 3.6576 | 3.7 | 3.8123 | 3.922 | 4.1008 | 4.2426 | 4.5589 | 4.721 | 4.9843 | 5.224 | 5.4282 | 5.5789 | 5.7077 | 5.8593 | 5.9803 | 6.0661 | 5.9254 | 5.7643 | 5.6357 | 5.5195 | 5.3791 | 5.1672 | 4.9756 | 4.8149 | 4.6536 | 4.4653 | 4.3189 | 2.7288 | 3.8815 | 3.8521 | 3.8847 | 3.9839 | 4.142 | 4.3365 | 4.5711 | 4.7776 | 5.2876 | 5.5605 | 6.0983 | 6.6528 | 7.1846 | 7.7234 | 8.2176 | 8.7621 | 9.2726 | 9.6014 | 9.5558 | 9.4498 | 9.3609 | 9.3261 | 9.2368 | 8.5995 | 8.2619 | 8.1319 | 8.0304 | 7.9245 | 7.8416
PSS | WEM T1 | 4.7783 | 4.9912 | 5.0329 | 5.0999 | 5.1603 | 5.3152 | 5.4621 | 5.6629 | 5.8294 | 6.0679 | 6.2761 | 6.5496 | 6.8253 | 7.1031 | 7.3863 | 7.7562 | 8.2121 | 8.6617 | 9.1278 | 9.5673 | 9.9203 | 10.3387 | 10.7814 | 11.18 | 11.4567 | 11.6588 | 11.9578 | 12.2504 | 12.5678 | 12.9671 | 4.7783 | 4.5655 | 4.609 | 4.7266 | 4.873 | 5.0223 | 5.21 | 5.4775 | 5.7143 | 5.9413 | 6.1346 | 6.437 | 6.753 | 7.0112 | 7.2263 | 7.3277 | 7.5784 | 7.7344 | 8.0983 | 8.2891 | 8.4256 | 8.6252 | 8.9102 | 9.0804 | 9.2103 | 9.0643 | 9.1091 | 9.1484 | 9.1874 | 9.3317 | 4.7783 | 4.8096 | 4.895 | 5.0378 | 5.1838 | 5.3433 | 5.5437 | 5.8053 | 6.0383 | 6.2657 | 6.4996 | 6.8876 | 7.2945 | 7.6897 | 8.0568 | 8.3677 | 8.9227 | 9.4019 | 9.8634 | 10.1511 | 10.3895 | 10.5968 | 10.8073 | 10.9553 | 10.9738 | 11.0105 | 11.0679 | 11.1439 | 11.2295 | 11.3827 | 4.7783 | 4.4874 | 4.4962 | 4.5717 | 4.6698 | 4.8586 | 5.0927 | 5.4257 | 5.7361 | 6.0746 | 6.3466 | 6.7035 | 7.0362 | 7.3097 | 7.5039 | 7.5461 | 7.7856 | 8.0142 | 8.2468 | 8.3028 | 8.3438 | 8.4667 | 8.6056 | 8.6808 | 8.5447 | 8.3623 | 8.2964 | 8.2169 | 8.1269 | 8.0665 | 4.7783 | 4.7324 | 4.6951 | 4.7938 | 4.9903 | 5.3334 | 5.689 | 6.1174 | 6.5829 | 7.191 | 7.7455 | 8.3388 | 8.8761 | 9.4428 | 9.9985 | 10.3968 | 10.9354 | 11.4466 | 11.8809 | 12.1815 | 12.374 | 12.5089 | 12.7499 | 12.8677 | 12.2665 | 11.8094 | 11.7577 | 11.7182 | 11.6444 | 11.6618
PSS | WERVIN T1 | 3.1055 | 3.3417 | 3.387 | 3.4433 | 3.5143 | 3.676 | 3.8305 | 4.0192 | 4.1926 | 4.41 | 4.603 | 4.8398 | 5.0874 | 5.3429 | 5.605 | 5.9363 | 6.3729 | 6.8254 | 7.3141 | 7.7696 | 8.1746 | 8.6475 | 9.1321 | 9.541 | 9.8475 | 10.0459 | 10.3222 | 10.5754 | 10.7951 | 11.0901 | 3.1055 | 3.1086 | 3.1571 | 3.2568 | 3.4017 | 3.5621 | 3.7519 | 4.0175 | 4.2361 | 4.4847 | 4.7025 | 4.9792 | 5.2245 | 5.4329 | 5.6296 | 5.7869 | 6.0062 | 6.1474 | 6.4283 | 6.5527 | 6.6562 | 6.8222 | 7.0309 | 7.1662 | 7.2214 | 7.1652 | 7.2188 | 7.2797 | 7.3144 | 7.4441 | 3.1055 | 3.2614 | 3.3539 | 3.507 | 3.6463 | 3.8182 | 4.0158 | 4.2773 | 4.513 | 4.7381 | 4.975 | 5.3605 | 5.7992 | 6.2154 | 6.5922 | 6.9208 | 7.4578 | 7.9147 | 8.317 | 8.5616 | 8.7476 | 8.904 | 9.0773 | 9.187 | 9.1893 | 9.2539 | 9.3194 | 9.434 | 9.5286 | 9.6957 | 3.1055 | 3.0831 | 3.1215 | 3.213 | 3.338 | 3.5346 | 3.7634 | 4.0618 | 4.3691 | 4.7209 | 5.0475 | 5.4703 | 5.911 | 6.3358 | 6.6766 | 6.9297 | 7.2726 | 7.5708 | 7.8259 | 7.8754 | 7.9139 | 7.978 | 8.0427 | 8.0301 | 7.8379 | 7.6228 | 7.4815 | 7.3471 | 7.1432 | 7.0004 | 3.1055 | 3.2305 | 3.2221 | 3.3347 | 3.5419 | 3.8742 | 4.2224 | 4.6312 | 5.0545 | 5.6293 | 6.1458 | 6.6604 | 7.0889 | 7.5472 | 8.0068 | 8.409 | 8.9141 | 9.3844 | 9.7465 | 9.9827 | 10.1468 | 10.2839 | 10.5089 | 10.6459 | 10.1506 | 9.8368 | 9.8337 | 9.8614 | 9.8345 | 9.9062
PSS | WEST FELTON T1 | 3.6933 | 3.3711 | 3.3977 | 3.4388 | 3.4798 | 3.5302 | 3.5932 | 3.6704 | 3.7162 | 3.8105 | 3.8848 | 4.0006 | 4.1088 | 4.2143 | 4.3304 | 4.4625 | 4.6494 | 4.8081 | 4.9954 | 5.1581 | 5.299 | 5.4428 | 5.6255 | 5.7703 | 5.8569 | 5.9292 | 6.0134 | 6.0927 | 6.1871 | 6.3289 | 3.6933 | 3.2068 | 3.2335 | 3.2908 | 3.3542 | 3.3956 | 3.4564 | 3.5752 | 3.6376 | 3.7308 | 3.8055 | 3.9593 | 4.1206 | 4.2638 | 4.429 | 4.5457 | 4.7145 | 4.8235 | 5.0474 | 5.1548 | 5.2194 | 5.3052 | 5.4276 | 5.4848 | 5.5979 | 5.5312 | 5.5293 | 5.5319 | 5.5301 | 5.5931 | 3.6933 | 3.3065 | 3.3241 | 3.3622 | 3.399 | 3.4556 | 3.5215 | 3.6329 | 3.699 | 3.7852 | 3.8577 | 4.0145 | 4.1803 | 4.3131 | 4.4538 | 4.5711 | 4.7868 | 4.9674 | 5.1395 | 5.2345 | 5.3302 | 5.404 | 5.4765 | 5.5035 | 5.4841 | 5.4587 | 5.4338 | 5.4096 | 5.3759 | 5.3945 | 3.6933 | 3.1512 | 3.1362 | 3.1539 | 3.1811 | 3.2511 | 3.3529 | 3.5149 | 3.6406 | 3.7936 | 3.9187 | 4.1073 | 4.2858 | 4.4357 | 4.5694 | 4.583 | 4.7156 | 4.8444 | 4.9483 | 4.9434 | 4.9387 | 4.9746 | 5.0179 | 5.028 | 4.9381 | 4.8437 | 4.8041 | 4.7437 | 4.6827 | 4.6436 | 3.6933 | 3.2725 | 3.2524 | 3.2778 | 3.3367 | 3.4548 | 3.575 | 3.7488 | 3.894 | 4.1123 | 4.3026 | 4.5408 | 4.76 | 4.9818 | 5.2212 | 5.4223 | 5.6663 | 5.8825 | 6.1003 | 6.2323 | 6.32 | 6.3867 | 6.4765 | 6.4912 | 6.2797 | 6.0816 | 6.0232 | 5.9745 | 5.9 | 5.8819
PSS | WESTON T1 | 7.3649 | 7.5872 | 7.642 | 7.7526 | 7.8321 | 7.9143 | 8.0144 | 8.1751 | 8.314 | 8.5511 | 8.7434 | 9.0642 | 9.3877 | 9.7269 | 10.0944 | 10.5251 | 11.0459 | 11.5464 | 12.0719 | 12.5829 | 13.018 | 13.454 | 13.906 | 14.2444 | 14.4549 | 14.6276 | 14.771 | 14.8805 | 14.944 | 15.1366 | 7.3649 | 7.0553 | 7.2008 | 7.4895 | 7.8048 | 8.1093 | 8.4432 | 8.9154 | 9.308 | 9.749 | 10.1328 | 10.664 | 11.2524 | 11.7545 | 12.1311 | 12.3737 | 12.7905 | 13.0887 | 13.83 | 14.2414 | 14.4858 | 14.8474 | 15.339 | 15.6951 | 16.6196 | 16.305 | 16.3168 | 16.3885 | 16.483 | 16.6678 | 7.3649 | 7.3214 | 7.3204 | 7.3914 | 7.4677 | 7.5923 | 7.7852 | 8.1093 | 8.4257 | 8.7728 | 9.1049 | 9.5863 | 10.1047 | 10.6358 | 11.1881 | 11.6029 | 12.2388 | 12.7466 | 13.1887 | 13.4412 | 13.5968 | 13.8019 | 13.9993 | 14.0633 | 13.998 | 13.8765 | 13.7436 | 13.605 | 13.4244 | 13.3272 | 7.3649 | 6.8613 | 6.8286 | 6.9145 | 7.0925 | 7.4156 | 7.7999 | 8.3612 | 8.8969 | 9.5021 | 10.046 | 10.7229 | 11.372 | 11.9504 | 12.4222 | 12.607 | 13.0825 | 13.513 | 13.8861 | 13.9211 | 13.9462 | 14.021 | 14.0894 | 14.0575 | 13.7676 | 13.4755 | 13.2683 | 13.0494 | 12.7557 | 12.5291 | 7.3649 | 7.2198 | 7.1998 | 7.3122 | 7.5747 | 7.967 | 8.4122 | 8.9619 | 9.4972 | 10.2015 | 10.8207 | 11.4985 | 12.2543 | 13.0033 | 13.6973 | 14.2613 | 14.9306 | 15.5084 | 16.2788 | 16.7708 | 17.0292 | 17.336 | 17.6636 | 17.8538 | 18.1554 | 17.7155 | 17.6634 | 17.6494 | 17.5718 | 17.5724
PSS | WHEELOCK T1 | 5.3132 | 5.9864 | 5.9967 | 6.0358 | 6.1077 | 6.1534 | 6.2216 | 6.3425 | 6.4591 | 6.6391 | 6.7953 | 7.061 | 7.3403 | 7.6551 | 8.0162 | 8.4363 | 8.9711 | 9.5255 | 10.1171 | 10.7217 | 11.2801 | 11.8446 | 12.3805 | 12.7952 | 13.0386 | 13.222 | 13.3001 | 13.3252 | 13.2223 | 13.2245 | 5.3132 | 5.4453 | 5.541 | 5.7251 | 5.9834 | 6.2877 | 6.5882 | 6.9903 | 7.3529 | 7.7878 | 8.1731 | 8.6596 | 9.1753 | 9.628 | 9.951 | 10.1941 | 10.505 | 10.6843 | 11.1768 | 11.4084 | 11.5214 | 11.7376 | 12.0919 | 12.3521 | 12.9927 | 12.7438 | 12.7268 | 12.7656 | 12.8361 | 12.9754 | 5.3132 | 5.6909 | 5.6626 | 5.6832 | 5.7365 | 5.8352 | 5.9906 | 6.2789 | 6.5819 | 6.8883 | 7.215 | 7.6478 | 8.1664 | 8.7106 | 9.2409 | 9.7137 | 10.2878 | 10.7421 | 11.0696 | 11.2042 | 11.2605 | 11.3395 | 11.4324 | 11.4223 | 11.3159 | 11.2033 | 11.0717 | 10.9477 | 10.7775 | 10.7078 | 5.3132 | 5.2459 | 5.1996 | 5.2545 | 5.3975 | 5.6827 | 6.0156 | 6.5097 | 7.0278 | 7.6643 | 8.3028 | 9.0953 | 9.9548 | 10.8142 | 11.5346 | 12.1036 | 12.7682 | 13.2979 | 13.7113 | 13.7438 | 13.7262 | 13.6893 | 13.5731 | 13.3418 | 12.9011 | 12.4693 | 12.0639 | 11.6749 | 11.1474 | 10.7242 | 5.3132 | 5.59 | 5.5618 | 5.6255 | 5.8828 | 6.2482 | 6.6658 | 7.1588 | 7.6609 | 8.3127 | 8.8904 | 9.4864 | 10.1697 | 10.846 | 11.4503 | 11.9891 | 12.571 | 13.0475 | 13.6067 | 13.9241 | 14.0627 | 14.2539 | 14.4896 | 14.6579 | 14.9161 | 14.6128 | 14.5908 | 14.6186 | 14.5985 | 14.6677
PSS | WHITCHURCH T1 | 5.3034 | 6.3973 | 6.4102 | 6.4506 | 6.494 | 6.5323 | 6.6033 | 6.7116 | 6.7984 | 6.9617 | 7.0922 | 7.3146 | 7.5545 | 7.8093 | 8.0983 | 8.4439 | 8.8873 | 9.3153 | 9.7865 | 10.2612 | 10.6889 | 11.121 | 11.5508 | 11.8721 | 12.0657 | 12.2026 | 12.2716 | 12.3085 | 12.2417 | 12.2962 | 5.3034 | 5.8631 | 5.8862 | 6.0154 | 6.1734 | 6.338 | 6.5193 | 6.8106 | 7.0171 | 7.2952 | 7.563 | 7.9231 | 8.3085 | 8.6373 | 8.9104 | 9.1125 | 9.3837 | 9.5227 | 9.9506 | 10.1804 | 10.2708 | 10.4053 | 10.6603 | 10.7938 | 11.3115 | 11.1497 | 11.1249 | 11.1409 | 11.1596 | 11.2686 | 5.3034 | 6.1027 | 6.0602 | 6.0574 | 6.095 | 6.1647 | 6.289 | 6.5198 | 6.7408 | 6.9822 | 7.2116 | 7.5555 | 7.9479 | 8.3508 | 8.7602 | 9.1313 | 9.5948 | 9.9767 | 10.2562 | 10.3771 | 10.4465 | 10.5144 | 10.5968 | 10.5766 | 10.474 | 10.3503 | 10.2074 | 10.0799 | 9.9073 | 9.8263 | 5.3034 | 5.678 | 5.5949 | 5.6089 | 5.6948 | 5.8793 | 6.119 | 6.5133 | 6.8857 | 7.3735 | 7.8484 | 8.4706 | 9.1145 | 9.7451 | 10.2827 | 10.6236 | 11.1211 | 11.5196 | 11.8459 | 11.8514 | 11.8202 | 11.7926 | 11.7186 | 11.5438 | 11.1983 | 10.8651 | 10.5636 | 10.2662 | 9.8888 | 9.5923 | 5.3034 | 6.0235 | 5.9543 | 5.9723 | 6.1227 | 6.363 | 6.6437 | 7.0096 | 7.3373 | 7.7913 | 8.178 | 8.6125 | 9.0857 | 9.5544 | 10.0029 | 10.4117 | 10.8406 | 11.182 | 11.6397 | 11.9074 | 12.0296 | 12.1454 | 12.316 | 12.3858 | 12.4832 | 12.2361 | 12.1728 | 12.1514 | 12.0774 | 12.0852
PSS | WIMPEYS PANT QUARRY T1 / WIMPEYS PANT QUARRY T2 | 3.9506 | 4.3268 | 4.3364 | 4.3967 | 4.4246 | 4.4606 | 4.5278 | 4.6298 | 4.6991 | 4.8328 | 4.9415 | 5.1218 | 5.3071 | 5.4916 | 5.7097 | 5.967 | 6.2818 | 6.5933 | 6.9335 | 7.2463 | 7.544 | 7.8369 | 8.1289 | 8.3591 | 8.5096 | 8.6051 | 8.6954 | 8.7613 | 8.7769 | 8.8812 | 3.9506 | 3.9261 | 3.9359 | 4.0344 | 4.1533 | 4.2764 | 4.3931 | 4.5791 | 4.7404 | 4.9183 | 5.1057 | 5.3437 | 5.5863 | 5.7909 | 5.9492 | 6.0471 | 6.2154 | 6.3176 | 6.5896 | 6.7165 | 6.7858 | 6.8449 | 6.9893 | 7.0435 | 7.2008 | 7.114 | 7.1149 | 7.1189 | 7.127 | 7.1966 | 3.9506 | 4.1084 | 4.0878 | 4.1194 | 4.1394 | 4.2236 | 4.3283 | 4.5005 | 4.6606 | 4.8407 | 5.0103 | 5.2632 | 5.5582 | 5.854 | 6.1517 | 6.4041 | 6.7671 | 7.0518 | 7.2859 | 7.4114 | 7.4869 | 7.5519 | 7.6361 | 7.6474 | 7.594 | 7.5351 | 7.4676 | 7.3971 | 7.3186 | 7.2952 | 3.9506 | 3.7873 | 3.7383 | 3.7504 | 3.8163 | 3.95 | 4.113 | 4.3685 | 4.612 | 4.9255 | 5.2143 | 5.5821 | 5.9445 | 6.2828 | 6.5724 | 6.7316 | 6.9924 | 7.2225 | 7.4082 | 7.4065 | 7.4037 | 7.3999 | 7.3823 | 7.2958 | 7.0838 | 6.8787 | 6.7 | 6.5243 | 6.3055 | 6.1298 | 3.9506 | 4.0453 | 3.9924 | 4.0292 | 4.1421 | 4.3438 | 4.5515 | 4.8154 | 5.0696 | 5.4076 | 5.7093 | 6.0322 | 6.3621 | 6.6961 | 7.0168 | 7.2929 | 7.612 | 7.8824 | 8.194 | 8.376 | 8.4537 | 8.4959 | 8.5938 | 8.6138 | 8.4174 | 8.2599 | 8.2364 | 8.2202 | 8.175 | 8.1917
PSS | WINCHAM T1 | 2.3192 | 2.3967 | 2.4259 | 2.4667 | 2.4918 | 2.5468 | 2.6038 | 2.6668 | 2.7078 | 2.7876 | 2.8386 | 2.9228 | 3.0015 | 3.0774 | 3.1484 | 3.2487 | 3.3698 | 3.4875 | 3.5966 | 3.7079 | 3.7856 | 3.885 | 3.9923 | 4.0839 | 4.13 | 4.1752 | 4.2188 | 4.2719 | 4.314 | 4.3987 | 2.3192 | 2.3432 | 2.3536 | 2.3928 | 2.4099 | 2.4482 | 2.4981 | 2.5947 | 2.6629 | 2.7366 | 2.8042 | 2.9297 | 3.0863 | 3.2159 | 3.3362 | 3.4553 | 3.585 | 3.671 | 3.8125 | 3.8657 | 3.9011 | 3.9371 | 4.002 | 4.0057 | 4.001 | 3.9347 | 3.9103 | 3.8906 | 3.847 | 3.8546 | 2.3192 | 2.3742 | 2.395 | 2.4399 | 2.4663 | 2.4985 | 2.5424 | 2.6211 | 2.673 | 2.7227 | 2.7798 | 2.8841 | 2.9929 | 3.0872 | 3.1958 | 3.2874 | 3.4424 | 3.5659 | 3.6811 | 3.7392 | 3.8006 | 3.8455 | 3.8891 | 3.9175 | 3.8976 | 3.8771 | 3.8574 | 3.8344 | 3.8124 | 3.8204 | 2.3192 | 2.3211 | 2.3159 | 2.3427 | 2.3641 | 2.4215 | 2.4875 | 2.5804 | 2.6485 | 2.7409 | 2.8067 | 2.9157 | 3.0397 | 3.1353 | 3.2098 | 3.2366 | 3.3107 | 3.3884 | 3.4256 | 3.3966 | 3.3659 | 3.3547 | 3.3532 | 3.3425 | 3.276 | 3.2217 | 3.1827 | 3.142 | 3.0896 | 3.0608 | 2.3192 | 2.3684 | 2.3635 | 2.4007 | 2.4377 | 2.5194 | 2.6081 | 2.7354 | 2.8487 | 3.0012 | 3.1482 | 3.3226 | 3.5043 | 3.6785 | 3.8617 | 4.0284 | 4.2052 | 4.3642 | 4.4919 | 4.5617 | 4.6124 | 4.6442 | 4.6926 | 4.6973 | 4.5272 | 4.3916 | 4.3475 | 4.3065 | 4.2462 | 4.2244
PSS | WISTASTON HALL T1 | 4.7765 | 5.5149 | 5.506 | 5.5514 | 5.5873 | 5.606 | 5.6385 | 5.7333 | 5.7965 | 5.9351 | 6.0367 | 6.2463 | 6.4498 | 6.6655 | 6.9047 | 7.1465 | 7.4253 | 7.6589 | 7.8896 | 8.0834 | 8.2515 | 8.3804 | 8.5203 | 8.5718 | 8.5667 | 8.606 | 8.5891 | 8.5674 | 8.5434 | 8.6029 | 4.7765 | 4.9487 | 4.861 | 4.8465 | 4.8865 | 5.0421 | 5.1431 | 5.3249 | 5.4833 | 5.6976 | 5.8821 | 6.1052 | 6.2455 | 6.3248 | 6.3979 | 6.3679 | 6.4123 | 6.4149 | 6.4738 | 6.4932 | 6.4531 | 6.4215 | 6.3709 | 6.2986 | 6.1748 | 6.0599 | 5.9476 | 5.821 | 5.6715 | 5.5847 | 4.7765 | 5.2004 | 5.1437 | 5.1232 | 5.1525 | 5.1838 | 5.2446 | 5.3844 | 5.5237 | 5.6853 | 5.8463 | 6.1136 | 6.3868 | 6.682 | 6.9873 | 7.2728 | 7.5575 | 7.7659 | 7.9625 | 8.0706 | 8.1433 | 8.1885 | 8.235 | 8.1806 | 8.0852 | 8.0047 | 7.8735 | 7.7413 | 7.5829 | 7.4675 | 4.7765 | 4.6699 | 4.56 | 4.5086 | 4.5231 | 4.6665 | 4.7522 | 4.928 | 5.0433 | 5.2171 | 5.3384 | 5.4326 | 5.4644 | 5.4096 | 5.3597 | 5.2563 | 5.1868 | 5.1416 | 5.1018 | 4.9871 | 4.8864 | 4.7653 | 4.6507 | 4.517 | 4.3656 | 4.2171 | 4.0744 | 3.9042 | 3.7176 | 3.5404 | 4.7765 | 5.0616 | 4.9821 | 4.9581 | 5.0721 | 5.2151 | 5.3713 | 5.5805 | 5.7591 | 6.021 | 6.2419 | 6.5158 | 6.7525 | 6.9798 | 7.2062 | 7.3922 | 7.5778 | 7.7083 | 7.828 | 7.8875 | 7.8921 | 7.8934 | 7.8851 | 7.849 | 7.7476 | 7.7455 | 7.7122 | 7.6757 | 7.6042 | 7.5863
PSS | WRENBURY FRITH T1 | 3.0192 | 3.3423 | 3.3566 | 3.3865 | 3.4104 | 3.436 | 3.4621 | 3.5169 | 3.5457 | 3.6297 | 3.6807 | 3.7836 | 3.8993 | 4.1909 | 4.4939 | 4.815 | 5.2214 | 5.654 | 6.117 | 6.3695 | 6.5806 | 6.8275 | 7.0678 | 7.2655 | 7.3569 | 7.4297 | 7.4764 | 7.5233 | 7.5071 | 7.5595 | 3.0192 | 3.1341 | 3.1373 | 3.2149 | 3.2675 | 3.3433 | 3.4243 | 3.5586 | 3.6567 | 3.7915 | 3.9089 | 4.0929 | 4.2991 | 4.5536 | 4.7981 | 5.003 | 5.2636 | 5.4417 | 5.6946 | 5.764 | 5.7817 | 5.8305 | 5.932 | 5.9791 | 5.9641 | 5.8518 | 5.8261 | 5.8248 | 5.8112 | 5.8415 | 3.0192 | 3.2197 | 3.2124 | 3.2178 | 3.2309 | 3.2637 | 3.3182 | 3.42 | 3.506 | 3.6086 | 3.7174 | 3.8649 | 4.0455 | 4.4182 | 4.7894 | 5.1459 | 5.6083 | 6.036 | 6.4291 | 6.4927 | 6.5209 | 6.6107 | 6.6835 | 6.7084 | 6.6512 | 6.5835 | 6.5395 | 6.4982 | 6.4431 | 6.4385 | 3.0192 | 3.023 | 2.978 | 2.9836 | 3.0159 | 3.1064 | 3.2102 | 3.3709 | 3.5346 | 3.7468 | 3.955 | 4.2421 | 4.5685 | 4.9768 | 5.345 | 5.6222 | 5.9627 | 6.25 | 6.4804 | 6.459 | 6.417 | 6.3802 | 6.3361 | 6.2356 | 6.0327 | 5.8417 | 5.688 | 5.5365 | 5.339 | 5.193 | 3.0192 | 3.2008 | 3.1716 | 3.2048 | 3.2729 | 3.396 | 3.534 | 3.7095 | 3.8617 | 4.0803 | 4.269 | 4.4807 | 4.7135 | 5.2067 | 5.7356 | 6.2301 | 6.7949 | 7.3057 | 7.7533 | 7.8082 | 7.7796 | 7.7325 | 7.7417 | 7.7168 | 7.328 | 7.087 | 7.0147 | 6.9783 | 6.9202 | 6.8929
PSS | YOCKINGS GATE T1 | 3.7033 | 3.6584 | 3.7028 | 3.7929 | 3.85 | 3.9857 | 4.1105 | 4.2687 | 4.4015 | 4.5826 | 4.7356 | 4.9306 | 5.1319 | 5.3242 | 5.517 | 5.7581 | 6.0732 | 6.388 | 6.7163 | 7.0147 | 7.2589 | 7.5625 | 7.8982 | 8.1794 | 8.3769 | 8.522 | 8.7366 | 8.9543 | 9.1786 | 9.4739 | 3.7033 | 3.4831 | 3.5227 | 3.6176 | 3.7048 | 3.8173 | 3.9788 | 4.2261 | 4.4136 | 4.6042 | 4.7793 | 5.0432 | 5.3361 | 5.599 | 5.852 | 6.023 | 6.2576 | 6.4402 | 6.6909 | 6.8186 | 6.9187 | 7.0732 | 7.2932 | 7.4226 | 7.3107 | 7.1538 | 7.1716 | 7.166 | 7.1456 | 7.2111 | 3.7033 | 3.6155 | 3.7147 | 3.8554 | 3.9728 | 4.1041 | 4.246 | 4.4448 | 4.6187 | 4.7717 | 4.9193 | 5.2021 | 5.5179 | 5.8076 | 6.0604 | 6.2644 | 6.6853 | 7.0458 | 7.3908 | 7.6158 | 7.8037 | 7.9719 | 8.1243 | 8.2436 | 8.2655 | 8.3126 | 8.3776 | 8.4564 | 8.5352 | 8.671 | 3.7033 | 3.4418 | 3.4733 | 3.5384 | 3.6143 | 3.7545 | 3.9113 | 4.1408 | 4.3333 | 4.5393 | 4.7017 | 4.934 | 5.1717 | 5.3733 | 5.5192 | 5.5762 | 5.7546 | 5.8953 | 6.0322 | 6.0399 | 6.028 | 6.0959 | 6.1646 | 6.2033 | 6.1024 | 5.9749 | 5.9239 | 5.8756 | 5.8096 | 5.7888 | 3.7033 | 3.5782 | 3.5784 | 3.6911 | 3.8405 | 4.1074 | 4.3899 | 4.7434 | 5.1189 | 5.6065 | 6.0673 | 6.5626 | 7.0397 | 7.5419 | 8.0293 | 8.4269 | 8.891 | 9.34 | 9.6351 | 9.8492 | 9.9914 | 10.0868 | 10.2628 | 10.3531 | 9.7589 | 9.367 | 9.3218 | 9.2718 | 9.1926 | 9.1859
PSS | YSBYTY GLAN CLWYD T1 | 3.7082 | 3.9348 | 3.9708 | 4.034 | 4.0856 | 4.1433 | 4.2022 | 4.3081 | 4.3472 | 4.4508 | 4.4999 | 4.6029 | 4.7032 | 4.8012 | 4.9108 | 5.0271 | 5.2122 | 5.3822 | 5.5682 | 5.7635 | 5.9409 | 6.1198 | 6.3252 | 6.4453 | 6.5097 | 6.5635 | 6.5642 | 6.5459 | 6.4789 | 6.4896 | 3.7082 | 3.8316 | 3.812 | 3.8163 | 3.8353 | 3.8807 | 3.9426 | 4.0666 | 4.147 | 4.2813 | 4.386 | 4.5836 | 4.8111 | 5.004 | 5.2177 | 5.4106 | 5.6133 | 5.745 | 5.8487 | 5.8685 | 5.8494 | 5.8279 | 5.8248 | 5.7685 | 5.6086 | 5.4883 | 5.4133 | 5.3241 | 5.1981 | 5.1524 | 3.7082 | 3.904 | 3.9152 | 3.9642 | 3.9935 | 4.0359 | 4.0911 | 4.2032 | 4.2564 | 4.33 | 4.4162 | 4.5558 | 4.7286 | 4.887 | 5.0611 | 5.2126 | 5.427 | 5.5732 | 5.6909 | 5.7335 | 5.757 | 5.7586 | 5.7683 | 5.7224 | 5.6247 | 5.5637 | 5.4827 | 5.4011 | 5.3246 | 5.2993 | 3.7082 | 3.7853 | 3.7491 | 3.7481 | 3.7848 | 3.8362 | 3.9087 | 4.0166 | 4.0929 | 4.2453 | 4.3797 | 4.601 | 4.8628 | 5.1198 | 5.3681 | 5.5564 | 5.7553 | 5.8837 | 5.9275 | 5.8387 | 5.7251 | 5.5853 | 5.4602 | 5.2902 | 5.0807 | 4.9066 | 4.7178 | 4.5501 | 4.3406 | 4.1969 | 3.7082 | 3.8777 | 3.8647 | 3.8978 | 3.9641 | 4.0621 | 4.1836 | 4.359 | 4.4894 | 4.6965 | 4.8751 | 5.1022 | 5.3519 | 5.5851 | 5.84 | 6.0679 | 6.336 | 6.53 | 6.642 | 6.6815 | 6.6829 | 6.6754 | 6.6895 | 6.6571 | 6.4151 | 6.2681 | 6.1904 | 6.1137 | 6.0125 | 5.9813
GSP | BIRKENHEAD | 217.8143 | 224.0947 | 226.0656 | 229.3601 | 232.4222 | 235.0235 | 238.3731 | 243.4082 | 247.51 | 254.1541 | 258.7576 | 266.7187 | 274.8195 | 283.4611 | 293.1047 | 303.4457 | 317.2186 | 330.6652 | 345.3824 | 359.6635 | 373.2484 | 386.1397 | 398.8232 | 406.9573 | 410.958 | 413.7095 | 413.3518 | 411.8097 | 406.7953 | 405.9399 | 217.8143 | 212.6272 | 212.8678 | 215.7643 | 220.0487 | 228.0656 | 237.093 | 250.0711 | 261.3286 | 275.0404 | 287.2842 | 301.8823 | 318.4473 | 331.8764 | 342.6441 | 349.8847 | 360.1678 | 366.6094 | 375.5962 | 377.952 | 378.2727 | 381.8063 | 387.0375 | 389.9211 | 387.7069 | 376.3041 | 371.874 | 367.6932 | 362.5898 | 360.3442 | 217.8143 | 217.8654 | 217.7589 | 219.5211 | 221.5792 | 224.898 | 229.5042 | 237.2988 | 245.2769 | 253.4706 | 261.6933 | 273.8858 | 287.5192 | 300.6814 | 313.6539 | 325.3117 | 338.4632 | 348.1525 | 355.4369 | 357.7713 | 359.3383 | 360.0969 | 361.0449 | 358.8479 | 354.7055 | 351.2484 | 346.8465 | 342.6317 | 337.3081 | 335.0244 | 217.8143 | 207.8608 | 206.347 | 207.8088 | 212.3103 | 220.0655 | 227.9786 | 239.3889 | 249.7972 | 264.8218 | 278.3195 | 294.573 | 311.6867 | 328.0354 | 341.8105 | 354.2328 | 365.9689 | 374.1262 | 378.4502 | 374.0934 | 368.5542 | 361.7073 | 353.708 | 343.4962 | 330.5104 | 318.6229 | 306.532 | 295.0578 | 280.7499 | 269.6709 | 217.8143 | 217.2334 | 218.265 | 221.278 | 224.6829 | 230.3062 | 238.3482 | 249.1433 | 260.1927 | 276.1402 | 290.1628 | 305.3877 | 323.1133 | 339.8667 | 355.7823 | 369.2984 | 385.1803 | 398.2264 | 410.4677 | 416.18 | 419.5737 | 424.2324 | 429.1997 | 430.6425 | 430.4845 | 426.1836 | 427.0502 | 428.176 | 427.5721 | 429.7388
GSP | CAPENHURST | 219.8713 | 224.6755 | 226.6542 | 229.976 | 232.8936 | 234.7437 | 237.3118 | 241.3191 | 243.7478 | 249.0284 | 252.0873 | 258.4115 | 264.6729 | 271.1266 | 278.5907 | 285.842 | 296.2431 | 306.0772 | 316.9219 | 327.4097 | 337.3182 | 346.6852 | 356.3867 | 362.1955 | 364.7543 | 366.783 | 365.9501 | 364.1578 | 359.7348 | 359.0837 | 219.8713 | 214.8341 | 214.7588 | 216.9975 | 219.7649 | 224.7777 | 231.1239 | 241.1224 | 249.1416 | 259.4182 | 268.393 | 280.4093 | 294.3931 | 306.1484 | 316.3232 | 323.6642 | 333.7653 | 340.2281 | 349.0787 | 351.9649 | 353.0033 | 355.8332 | 359.8482 | 361.9253 | 361.5178 | 352.1946 | 348.0301 | 344.2701 | 339.62 | 337.7369 | 219.8713 | 219.395 | 218.9775 | 220.3 | 221.4485 | 223.463 | 226.5892 | 232.5256 | 237.5298 | 243.2425 | 248.6583 | 257.7073 | 267.9284 | 277.4118 | 287.558 | 296.4311 | 307.0802 | 314.7803 | 320.8076 | 322.5865 | 323.6799 | 324.3033 | 325.3118 | 323.1909 | 319.2527 | 315.6742 | 311.1253 | 306.5293 | 300.9768 | 298.2082 | 219.8713 | 210.2179 | 207.826 | 208.0161 | 210.2127 | 215.0829 | 220.5659 | 229.0832 | 236.0436 | 246.8284 | 256.409 | 269.0963 | 282.5319 | 295.4248 | 306.7414 | 316.1004 | 325.5107 | 331.8677 | 335.087 | 330.9099 | 325.7077 | 319.6569 | 313.2618 | 304.8266 | 294.1728 | 284.6895 | 275.0254 | 265.7567 | 254.1464 | 245.3807 | 219.8713 | 218.4279 | 218.8166 | 220.941 | 222.8969 | 226.4303 | 232.0807 | 240.3715 | 247.9841 | 259.615 | 269.6054 | 281.6102 | 295.8131 | 309.1559 | 322.4628 | 333.7043 | 347.1061 | 357.7955 | 368.2732 | 373.0655 | 376.0966 | 379.6027 | 383.1265 | 383.7009 | 383.5734 | 379.5093 | 379.1193 | 378.9644 | 377.3215 | 378.2677
GSP | CARRINGTON - FIDDLERS FERRY | 308.039 | 328.1327 | 335.871 | 345.5557 | 361.3738 | 403.5779 | 417.0981 | 421.9472 | 426.7963 | 431.6454 | 436.4946 | 441.3437 | 446.1928 | 451.042 | 455.8911 | 460.7402 | 465.5894 | 470.4385 | 475.2876 | 493.0257 | 509.0588 | 524.5674 | 540.3597 | 550.6965 | 555.985 | 560.0504 | 560.8384 | 560.3846 | 556.3556 | 557.7228 | 308.039 | 312.9825 | 317.8687 | 326.5363 | 342.9281 | 390.7913 | 410.1811 | 413.4331 | 416.6851 | 419.9371 | 423.189 | 426.441 | 429.693 | 449.3903 | 464.6235 | 474.4753 | 489.6196 | 499.5077 | 513.6333 | 518.305 | 520.4915 | 525.4062 | 532.73 | 536.3617 | 535.4236 | 522.0724 | 517.2007 | 512.3726 | 506.4076 | 504.4884 | 308.039 | 319.9946 | 324.4648 | 331.6256 | 345.1364 | 388.1021 | 402.7737 | 405.1437 | 407.5136 | 409.8835 | 412.2534 | 414.6233 | 416.9933 | 419.3632 | 421.7331 | 445.406 | 464.0526 | 478.3449 | 489.9286 | 494.4372 | 497.8562 | 500.3685 | 503.0376 | 501.2124 | 496.2181 | 491.9156 | 486.4191 | 481.0776 | 474.3361 | 471.5014 | 308.039 | 307.1685 | 309.6789 | 316.5539 | 333.2349 | 381.1937 | 399.8152 | 399.5533 | 399.2915 | 399.0296 | 398.7677 | 398.5058 | 423.4841 | 442.9113 | 460.2394 | 473.2803 | 488.3311 | 499.4129 | 506.3938 | 502.2765 | 496.5522 | 490.0725 | 482.9006 | 472.7548 | 458.3344 | 444.8299 | 431.9633 | 419.7221 | 404.0957 | 392.2202 | 308.039 | 318.8039 | 324.517 | 332.8727 | 347.6077 | 393.1347 | 411.6651 | 417.7007 | 423.7364 | 429.772 | 435.8076 | 441.8432 | 447.8789 | 453.9145 | 484.4396 | 502.977 | 525.1795 | 543.5958 | 561.3259 | 569.5314 | 575.4571 | 581.7181 | 588.4887 | 590.1037 | 587.9453 | 582.2599 | 583.5457 | 584.8497 | 583.9857 | 586.6982
GSP | CELLARHEAD | 160.7265 | 165.3831 | 166.9629 | 169.539 | 171.7984 | 173.4698 | 175.6791 | 178.9956 | 181.7297 | 186.1466 | 189.467 | 194.9737 | 200.5008 | 206.679 | 213.4297 | 220.6435 | 229.941 | 238.9794 | 248.786 | 257.8389 | 266.3065 | 274.6473 | 283.1988 | 289.226 | 292.6936 | 295.3716 | 296.8593 | 297.7984 | 297.1091 | 299.0165 | 160.7265 | 158.2912 | 159.6305 | 163.0459 | 166.9509 | 171.9353 | 177.5558 | 185.792 | 193.0783 | 201.7986 | 209.3669 | 219.3684 | 230.3519 | 239.98 | 248.5185 | 253.0584 | 261.6335 | 267.6914 | 276.7585 | 280.9389 | 283.7641 | 288.0744 | 293.6852 | 297.2891 | 301.0853 | 295.1147 | 294.0411 | 293.0026 | 291.6145 | 292.0374 | 160.7265 | 162.1256 | 163.4318 | 166.106 | 168.7887 | 171.0445 | 174.5901 | 180.3512 | 186.2695 | 192.7564 | 198.4502 | 207.5059 | 217.7313 | 228.2639 | 239.07 | 246.2559 | 258.2654 | 268.0533 | 276.3985 | 280.6691 | 283.1691 | 285.9887 | 288.768 | 289.1507 | 287.5351 | 286.115 | 284.4724 | 282.7573 | 280.3635 | 279.6598 | 160.7265 | 154.2045 | 153.3109 | 154.5138 | 157.3099 | 162.1566 | 167.3348 | 174.9825 | 181.9809 | 191.3259 | 199.4798 | 209.978 | 220.7784 | 230.9353 | 239.7979 | 245.7454 | 253.7431 | 260.004 | 264.5375 | 263.3064 | 261.4312 | 259.4631 | 257.1702 | 253.311 | 246.6021 | 240.1516 | 234.3708 | 228.8296 | 221.5677 | 215.9867 | 160.7265 | 161.6485 | 163.2521 | 166.1155 | 168.9745 | 172.4912 | 177.5263 | 184.565 | 191.9247 | 202.5179 | 211.3715 | 222.1672 | 234.2887 | 246.7451 | 259.3514 | 268.1142 | 280.5877 | 291.2607 | 301.9076 | 307.556 | 311.6922 | 316.1284 | 320.792 | 322.7242 | 323.414 | 320.7861 | 322.3603 | 323.8616 | 324.344 | 326.2837
GSP | CONNAHS QUAY - PENTIR - ST ASAPH | 373.8083 | 385.85 | 391.1983 | 401.1994 | 410.571 | 433.3792 | 448.3688 | 459.4174 | 470.466 | 481.5146 | 492.5632 | 503.6119 | 514.6605 | 525.7091 | 536.7577 | 547.8063 | 558.855 | 594.7952 | 625.9963 | 655.4643 | 683.0104 | 710.3701 | 737.0861 | 755.7612 | 766.0229 | 772.4078 | 774.3711 | 774.3895 | 767.9388 | 768.7788 | 373.8083 | 367.2741 | 371.2281 | 382.5069 | 396.5394 | 427.8407 | 452.667 | 459.8333 | 466.9995 | 474.1658 | 503.3852 | 529.6754 | 559.0141 | 582.9861 | 601.088 | 614.8529 | 632.6842 | 643.6256 | 661.3602 | 666.4691 | 668.6019 | 675.5309 | 686.4588 | 692.8283 | 692.1567 | 675.5484 | 670.5533 | 666.2215 | 660.5923 | 660.4885 | 373.8083 | 376.2484 | 379.2784 | 388.1909 | 397.4131 | 421.4411 | 439.7569 | 446.3334 | 452.9099 | 459.4863 | 466.0628 | 490.6243 | 517.2793 | 542.8037 | 566.5905 | 588.1794 | 614.2504 | 633.9019 | 649.5181 | 654.7792 | 658.3361 | 660.7441 | 663.737 | 661.5966 | 655.0847 | 650.1182 | 644.0968 | 638.8508 | 631.8486 | 630.4744 | 373.8083 | 359.5529 | 359.4752 | 367.3703 | 380.6138 | 412.6856 | 437.3671 | 440.4097 | 443.4524 | 474.8033 | 503.6009 | 537.2772 | 572.5105 | 607.1463 | 634.8943 | 659.7635 | 684.9005 | 703.2804 | 714.8296 | 708.6719 | 700.5556 | 690.7878 | 678.8973 | 661.9673 | 637.823 | 615.1844 | 593.1735 | 572.306 | 545.8965 | 525.6049 | 373.8083 | 377.0154 | 381.9998 | 392.5302 | 403.9243 | 432.1241 | 455.9628 | 467.2055 | 478.4481 | 489.6908 | 500.9334 | 544.387 | 576.7044 | 607.9742 | 637.3281 | 663.2669 | 692.7192 | 717.2533 | 741.1244 | 751.597 | 759.4259 | 767.8949 | 777.4574 | 780.5107 | 775.1716 | 767.3618 | 770.7811 | 774.7445 | 775.8405 | 781.9994
GSP | FRODSHAM - INCE | 188.827 | 193.0986 | 194.7515 | 197.4241 | 217.8598 | 218.8063 | 251.2474 | 251.2314 | 251.2154 | 251.1993 | 251.1833 | 251.1672 | 251.1512 | 251.1351 | 251.1191 | 251.1031 | 251.087 | 251.071 | 251.0549 | 251.0389 | 251.0229 | 251.0068 | 250.9908 | 255.745 | 255.6088 | 255.9392 | 254.6899 | 252.9599 | 250.4085 | 250.7822 | 188.827 | 184.9559 | 184.4466 | 185.0917 | 203.5437 | 204.2235 | 236.8546 | 236.4613 | 236.068 | 235.6747 | 235.2814 | 234.8882 | 234.4949 | 234.1016 | 233.7083 | 233.315 | 232.9217 | 244.156 | 249.0514 | 250.5797 | 250.8868 | 250.653 | 250.8396 | 248.8401 | 244.7379 | 239.6794 | 236.1628 | 232.3232 | 227.6448 | 225.4492 | 188.827 | 189.026 | 189.5165 | 191.1372 | 210.5613 | 211.6057 | 244.0191 | 243.4481 | 242.8772 | 242.3062 | 241.7352 | 241.1642 | 240.5933 | 240.0223 | 239.4513 | 238.8803 | 238.3094 | 237.7384 | 244.4989 | 246.0575 | 247.2531 | 247.7186 | 248.557 | 246.7944 | 243.6798 | 241.0918 | 237.6266 | 233.902 | 229.6907 | 227.4609 | 188.827 | 181.0726 | 179.4964 | 179.1232 | 197.569 | 198.4403 | 230.8877 | 228.8973 | 226.9069 | 224.9164 | 222.926 | 220.9356 | 218.9451 | 216.9547 | 214.9643 | 212.9739 | 219.9617 | 222.1861 | 223.0171 | 220.156 | 216.4593 | 212.3509 | 208.7291 | 204.0834 | 198.2998 | 193.2316 | 188.1351 | 183.2568 | 177.3812 | 173.1653 | 188.827 | 187.6266 | 187.7773 | 188.9277 | 207.755 | 208.5917 | 241.3547 | 241.4316 | 241.5086 | 241.5856 | 241.6626 | 241.7395 | 241.8165 | 241.8935 | 241.9704 | 242.0474 | 242.1244 | 251.8839 | 257.1894 | 259.3143 | 260.6807 | 261.2818 | 262.173 | 260.4364 | 256.3566 | 253.1256 | 250.8504 | 248.2618 | 244.8562 | 243.5868
GSP | KIRKBY | 306.9508 | 314.2082 | 316.5436 | 320.8446 | 323.9805 | 326.7448 | 330.4982 | 336.4929 | 340.9712 | 349.096 | 354.3367 | 364.1113 | 374.1281 | 384.7378 | 397.0586 | 409.8895 | 427.2378 | 444.1145 | 462.5716 | 480.7426 | 498.2622 | 514.8765 | 531.3401 | 541.5638 | 546.684 | 550.5787 | 549.5815 | 546.6846 | 538.9668 | 536.6685 | 306.9508 | 298.6423 | 297.7314 | 300.7022 | 304.4022 | 313.8029 | 324.4153 | 340.4305 | 354.1538 | 371.0765 | 386.5771 | 405.8163 | 428.0984 | 446.5628 | 462.2406 | 473.8453 | 488.861 | 498.2756 | 510.8062 | 514.2039 | 515.2923 | 519.5327 | 526.1636 | 530.2089 | 525.4443 | 511.3755 | 505.3452 | 499.5413 | 492.5776 | 489.5544 | 306.9508 | 305.7078 | 304.455 | 305.8624 | 306.6657 | 309.9415 | 314.7679 | 323.9755 | 332.9735 | 342.088 | 351.3523 | 366.2805 | 383.596 | 400.2392 | 417.8321 | 434.0071 | 451.8775 | 465.0833 | 474.5938 | 477.5549 | 479.4547 | 480.2527 | 481.3585 | 477.9555 | 472.0213 | 466.7774 | 459.8046 | 453.0851 | 444.6679 | 440.3084 | 306.9508 | 291.9562 | 288.4585 | 289.4782 | 293.6698 | 302.4218 | 311.5275 | 325.2924 | 337.4594 | 355.7692 | 372.4921 | 394.478 | 418.2431 | 441.3589 | 462.1761 | 480.4208 | 497.6158 | 509.4854 | 515.7239 | 510.0266 | 502.6334 | 493.2771 | 482.3777 | 468.5098 | 451.4753 | 436.0577 | 420.0637 | 404.9768 | 385.8133 | 371.1634 | 306.9508 | 304.3343 | 304.4459 | 307.5228 | 310.0704 | 316.2461 | 325.5417 | 338.778 | 351.9806 | 371.1105 | 388.2119 | 407.7447 | 431.0631 | 453.0029 | 474.5492 | 493.4378 | 514.9947 | 532.3714 | 548.575 | 556.097 | 560.8971 | 566.8143 | 573.0686 | 575.3158 | 573.9238 | 569.3018 | 569.9239 | 570.9374 | 569.6363 | 572.0828
GSP | LEGACY | 311.6074 | 318.9375 | 321.3916 | 325.4635 | 329.1545 | 333.801 | 339.0787 | 346.6201 | 352.9846 | 362.924 | 370.3125 | 381.7634 | 393.4167 | 405.8093 | 419.3583 | 435.8486 | 456.8897 | 477.8654 | 500.9818 | 522.8107 | 543.0151 | 563.5506 | 584.0333 | 599.0226 | 607.8242 | 613.5233 | 616.8861 | 619.0792 | 616.8841 | 620.1054 | 311.6074 | 306.4891 | 309.2424 | 315.6275 | 323.7506 | 333.654 | 345.426 | 362.1866 | 376.7614 | 394.1425 | 409.4501 | 429.058 | 450.8548 | 469.5891 | 484.6291 | 494.8899 | 509.8678 | 519.7798 | 536.6226 | 543.1479 | 546.8814 | 554.0642 | 564.4999 | 570.5333 | 574.3115 | 602.4853 | 599.6059 | 598.0006 | 595.8815 | 597.9666 | 311.6074 | 313.8415 | 316.0249 | 320.9692 | 325.8805 | 331.332 | 339.4476 | 352.0266 | 364.7348 | 378.3176 | 390.9377 | 409.4027 | 430.065 | 450.0676 | 469.1377 | 483.8685 | 505.8991 | 523.2659 | 537.5637 | 543.8606 | 547.6654 | 551.5157 | 555.5898 | 555.7667 | 552.0464 | 549.0372 | 545.7623 | 543.012 | 538.896 | 538.9141 | 311.6074 | 301.548 | 300.7603 | 303.9082 | 310.6472 | 321.3769 | 333.8796 | 351.6897 | 368.9535 | 392.1199 | 413.1217 | 438.8867 | 465.7887 | 492.4158 | 513.8192 | 530.4302 | 550.3884 | 565.6299 | 576.221 | 573.3853 | 569.1049 | 564.4613 | 558.5351 | 548.8569 | 532.3076 | 516.4492 | 502.0142 | 488.3195 | 470.933 | 457.875 | 311.6074 | 314.4584 | 317.6618 | 322.9526 | 328.6928 | 337.0425 | 348.6275 | 363.9395 | 379.9979 | 402.9166 | 422.2918 | 444.0603 | 468.3836 | 492.6916 | 516.2679 | 535.0076 | 558.4182 | 578.3941 | 598.6466 | 608.4537 | 615.5138 | 622.9074 | 631.248 | 634.0071 | 629.5922 | 658.8739 | 661.6233 | 665.5547 | 667.199 | 672.3945
GSP | LISTER DRIVE | 333.8649 | 348.7596 | 358.8271 | 366.6675 | 373.5789 | 375.4566 | 377.6982 | 381.3455 | 382.1511 | 387.8386 | 390.103 | 396.5173 | 402.3282 | 407.9764 | 414.7562 | 420.7326 | 430.7856 | 439.681 | 449.9137 | 459.1942 | 468.3775 | 477.3466 | 487.5654 | 493.5048 | 495.293 | 496.8909 | 495.9151 | 493.9751 | 489.6625 | 490.3742 | 333.8649 | 332.5907 | 336.6369 | 339.0861 | 341.0935 | 341.0136 | 341.7007 | 346.2919 | 348.0786 | 353.8674 | 358.3165 | 367.939 | 377.8101 | 386.7705 | 397.219 | 405.361 | 415.676 | 421.5947 | 427.4125 | 428.1804 | 427.7836 | 426.1796 | 425.3186 | 421.3614 | 412.8454 | 406.768 | 401.1101 | 395.2436 | 387.0421 | 383.4706 | 333.8649 | 339.9561 | 346.8845 | 352.126 | 356.6052 | 358.0542 | 359.9051 | 364.6197 | 366.5466 | 370.3415 | 373.1348 | 380.9696 | 389.6102 | 397.1091 | 405.791 | 413.2693 | 424.0248 | 431.8376 | 438.7697 | 440.6427 | 442.2987 | 441.9205 | 442.174 | 439.1316 | 433.7588 | 430.0356 | 424.8277 | 419.795 | 413.7541 | 411.7555 | 333.8649 | 325.2386 | 328.1187 | 329.8677 | 333.0391 | 333.6999 | 334.7517 | 339.2507 | 341.0994 | 348.3514 | 353.8023 | 364.3108 | 375.9557 | 387.4594 | 398.9002 | 406.2162 | 415.3705 | 420.882 | 423.0707 | 417.9238 | 411.4747 | 403.9999 | 396.6324 | 387.5738 | 376.2181 | 365.7689 | 355.3867 | 345.6792 | 333.6959 | 325.0896 | 333.8649 | 337.9611 | 343.545 | 347.2459 | 350.239 | 350.6493 | 352.0366 | 356.524 | 358.5965 | 365.0352 | 369.5567 | 378.0515 | 386.7107 | 394.7181 | 404.6255 | 412.9228 | 423.8251 | 431.6996 | 438.5585 | 440.5749 | 441.4116 | 441.0659 | 441.8829 | 439.3833 | 431.5152 | 426.2525 | 421.7781 | 417.4711 | 411.2102 | 409.33
GSP | RAINHILL | 360.6213 | 368.6231 | 370.8772 | 375.161 | 378.3245 | 380.4903 | 383.3843 | 388.3939 | 390.7145 | 397.8784 | 401.8549 | 410.899 | 419.642 | 428.4656 | 438.9157 | 448.9236 | 463.1279 | 475.8511 | 489.8661 | 503.2017 | 515.3674 | 526.5709 | 538.7162 | 545.1052 | 546.9073 | 549.0435 | 546.9071 | 543.3638 | 536.6832 | 535.871 | 360.6213 | 349.9626 | 347.9335 | 349.669 | 351.291 | 358.3796 | 367.3438 | 382.0585 | 393.2861 | 407.5864 | 420.1627 | 437.6197 | 458.8615 | 476.1637 | 491.3115 | 503.2489 | 518.8213 | 528.7538 | 542.0648 | 545.6576 | 545.9485 | 550.5984 | 557.0869 | 560.657 | 558.7443 | 540.9834 | 532.9476 | 525.0906 | 516.6128 | 511.9549 | 360.6213 | 358.4194 | 356.2827 | 356.7929 | 356.822 | 358.7837 | 361.7753 | 368.8121 | 373.7366 | 380.1883 | 386.1399 | 397.9431 | 411.2766 | 423.3733 | 437.658 | 450.377 | 465.114 | 475.6724 | 484.0652 | 486.5405 | 488.4263 | 489.3501 | 490.9087 | 487.4045 | 481.2345 | 475.3936 | 467.8338 | 459.8851 | 450.6212 | 445.4639 | 360.6213 | 341.9152 | 336.954 | 336.3496 | 338.1706 | 344.1446 | 350.6465 | 361.5394 | 369.3005 | 382.4086 | 393.1208 | 409.1293 | 425.8482 | 441.0641 | 455.6243 | 466.9367 | 478.4631 | 485.7537 | 488.8493 | 481.8057 | 473.4064 | 464.0537 | 454.7906 | 442.867 | 428.2642 | 415.355 | 402.422 | 389.9274 | 374.2654 | 362.4741 | 360.6213 | 355.6314 | 354.7352 | 356.8332 | 358.1295 | 362.8609 | 370.536 | 382.115 | 392.1752 | 408.1192 | 422.1472 | 439.5545 | 461.2195 | 480.9761 | 500.9687 | 518.4074 | 538.8748 | 555.1333 | 571.0458 | 578.155 | 581.6644 | 587.0989 | 592.5958 | 593.489 | 595.2409 | 587.6856 | 586.0684 | 584.5324 | 581.0413 | 581.3261
GSP | SWANSEA NORTH | 34.8065 | 36.051 | 36.5706 | 37.3509 | 38.2516 | 39.2692 | 40.5009 | 42.1088 | 43.6792 | 45.5894 | 47.1435 | 49.2562 | 51.4907 | 54.0847 | 56.8023 | 60.3356 | 65.0278 | 70.0722 | 75.7137 | 81.0491 | 86.1653 | 91.4194 | 96.2728 | 100.0037 | 102.3129 | 103.4914 | 104.0285 | 104.2154 | 103.043 | 102.8354 | 34.8065 | 34.4207 | 35.4531 | 37.0656 | 39.4514 | 41.7475 | 44.4937 | 47.937 | 51.1881 | 54.9589 | 58.3921 | 62.148 | 66.2843 | 69.8883 | 72.1683 | 73.7424 | 75.8879 | 77.1965 | 79.9516 | 80.8776 | 81.4521 | 82.6524 | 84.7849 | 86.2816 | 88.372 | 86.7225 | 86.7387 | 87.0455 | 87.2393 | 88.1466 | 34.8065 | 35.3654 | 35.9828 | 37.0243 | 38.3355 | 39.7135 | 41.8776 | 44.8211 | 48.1471 | 51.3949 | 54.6382 | 58.4836 | 62.8256 | 67.0997 | 70.5601 | 73.515 | 77.5644 | 80.6734 | 83.019 | 83.6016 | 83.8957 | 84.1416 | 84.4765 | 84.3872 | 83.6548 | 83.091 | 82.621 | 82.352 | 81.8631 | 82.1629 | 34.8065 | 34.1868 | 34.7558 | 35.9732 | 38.2553 | 40.9483 | 44.2873 | 48.7263 | 53.5212 | 59.8107 | 65.851 | 72.5999 | 79.8612 | 87.4764 | 93.2018 | 98.1159 | 103.6349 | 107.9261 | 110.9254 | 110.6744 | 110.1025 | 109.181 | 107.5416 | 104.9301 | 100.8062 | 96.76 | 92.9469 | 89.4135 | 85.0316 | 81.6322 | 34.8065 | 35.7607 | 36.6039 | 37.6843 | 39.1697 | 40.9209 | 43.4303 | 46.4385 | 49.771 | 54.3685 | 58.276 | 61.9924 | 66.1336 | 70.3162 | 73.9174 | 76.9326 | 80.6358 | 83.8034 | 87.1333 | 88.5384 | 89.5949 | 90.6721 | 92.1296 | 92.851 | 92.8809 | 91.8247 | 92.5276 | 93.5027 | 94.0878 | 95.3207
GSP | TRAWSFYNYDD | 58.0323 | 60.3651 | 61.2576 | 62.5583 | 64.0849 | 66.445 | 69.1753 | 72.6923 | 76.3341 | 80.4585 | 84.0317 | 88.476 | 93.2491 | 98.7121 | 104.2573 | 112.0659 | 121.7013 | 132.0419 | 143.6265 | 154.8744 | 165.8206 | 176.9152 | 187.1525 | 195.1199 | 200.0539 | 202.5137 | 203.8568 | 204.604 | 202.559 | 202.3559 | 58.0323 | 57.4357 | 59.2296 | 62.1501 | 66.7396 | 71.5077 | 76.9318 | 83.6149 | 89.9873 | 97.5517 | 104.4212 | 111.6052 | 119.019 | 125.3349 | 128.9851 | 131.5217 | 134.5225 | 136.1027 | 140.0638 | 141.2452 | 141.7844 | 143.4292 | 146.8218 | 148.9741 | 150.4993 | 148.5123 | 148.8416 | 149.6423 | 150.0404 | 151.8967 | 58.0323 | 59.22 | 60.6354 | 62.929 | 65.7575 | 69.0178 | 73.7694 | 80.0639 | 87.3835 | 94.3571 | 101.3956 | 109.676 | 118.6923 | 127.6323 | 134.3405 | 140.2916 | 147.9358 | 153.6327 | 157.7654 | 158.9851 | 159.5584 | 159.8493 | 160.3781 | 160.2412 | 158.9224 | 158.242 | 157.7278 | 157.8514 | 157.4762 | 158.7498 | 58.0323 | 56.9613 | 58.0655 | 60.4095 | 64.9556 | 70.8916 | 77.77 | 86.6416 | 96.6162 | 109.5876 | 122.2107 | 135.5726 | 149.826 | 164.7798 | 175.6316 | 185.7429 | 196.1802 | 204.2141 | 209.665 | 208.9979 | 207.6877 | 205.6426 | 202.1193 | 196.7581 | 188.3343 | 180.0574 | 172.2188 | 164.9463 | 155.9364 | 148.9479 | 58.0323 | 60.5833 | 62.3913 | 64.6576 | 67.8908 | 71.9876 | 77.522 | 83.9744 | 91.3706 | 101.5135 | 110.0631 | 117.9218 | 126.0683 | 134.373 | 141.2188 | 147.1898 | 153.8804 | 159.572 | 165.1077 | 167.5693 | 169.3784 | 171.1403 | 173.8785 | 175.1992 | 172.6168 | 170.9883 | 172.7165 | 175.0192 | 176.4517 | 179.3107
GSP | WYLFA | 53.8704 | 55.6197 | 56.2523 | 57.282 | 58.2101 | 60.0891 | 61.9178 | 64.3488 | 66.8291 | 69.8895 | 72.4737 | 75.8376 | 79.2969 | 82.9921 | 86.7421 | 91.7063 | 97.864 | 104.1243 | 110.9447 | 117.5289 | 123.5045 | 129.8955 | 136.1842 | 141.278 | 144.683 | 146.8467 | 149.1163 | 151.1945 | 152.3216 | 154.677 | 53.8704 | 53.1857 | 54.0889 | 55.8936 | 58.2676 | 61.0891 | 64.3585 | 68.747 | 72.7487 | 77.1672 | 81.1529 | 85.9617 | 90.9898 | 95.2366 | 98.3097 | 100.5121 | 103.6479 | 105.6556 | 109.5047 | 111.1058 | 112.2359 | 114.3995 | 117.5617 | 119.572 | 120.0087 | 132.5921 | 132.5791 | 132.7471 | 132.9729 | 134.2396 | 53.8704 | 54.5709 | 55.3136 | 56.9044 | 58.423 | 60.5766 | 63.2648 | 66.9839 | 71.0657 | 74.9037 | 78.8203 | 84.1146 | 89.9445 | 95.6379 | 100.4861 | 104.6632 | 110.8776 | 115.9671 | 120.2576 | 122.5534 | 124.3145 | 125.7639 | 127.2164 | 128.0017 | 127.5942 | 127.6764 | 127.8201 | 128.2699 | 128.5997 | 129.8927 | 53.8704 | 52.2951 | 52.5163 | 53.7988 | 56.0065 | 59.4385 | 63.1646 | 68.2107 | 73.4654 | 80.0607 | 86.0109 | 92.7767 | 99.7265 | 106.4586 | 111.4794 | 115.5493 | 120.5853 | 124.6214 | 127.7243 | 127.5186 | 127.0856 | 126.8955 | 126.2954 | 124.7492 | 120.9899 | 117.1289 | 114.0066 | 111.0691 | 107.3972 | 104.6436 | 53.8704 | 55.6434 | 56.6664 | 58.1935 | 59.9235 | 62.7739 | 66.2889 | 70.6179 | 75.5702 | 82.1033 | 87.8242 | 93.7564 | 100.0076 | 106.4896 | 112.497 | 117.6037 | 123.6194 | 128.975 | 134.0577 | 136.7245 | 138.9777 | 141.1632 | 143.8897 | 145.1331 | 142.3824 | 154.0164 | 155.3904 | 157.074 | 158.3043 | 160.355

## Peak demand breakdown
Return to Contents | Peak demand breakdown (MW) with flexibility, no V2G | FS | FS | FS | FS | FS | FS | FS | FS | FS | FS | FS | FS | FS | FS | FS | FS | FS | FS | FS | FS | FS | FS | FS | FS | FS | FS | FS | FS | FS | FS | CT | CT | CT | CT | CT | CT | CT | CT | CT | CT | CT | CT | CT | CT | CT | CT | CT | CT | CT | CT | CT | CT | CT | CT | CT | CT | CT | CT | CT | CT | ST | ST | ST | ST | ST | ST | ST | ST | ST | ST | ST | ST | ST | ST | ST | ST | ST | ST | ST | ST | ST | ST | ST | ST | ST | ST | ST | ST | ST | ST | LW | LW | LW | LW | LW | LW | LW | LW | LW | LW | LW | LW | LW | LW | LW | LW | LW | LW | LW | LW | LW | LW | LW | LW | LW | LW | LW | LW | LW | LW | BV | BV | BV | BV | BV | BV | BV | BV | BV | BV | BV | BV | BV | BV | BV | BV | BV | BV | BV | BV | BV | BV | BV | BV | BV | BV | BV | BV | BV | BV
|  | 2021 | 2022 | 2023 | 2024 | 2025 | 2026 | 2027 | 2028 | 2029 | 2030 | 2031 | 2032 | 2033 | 2034 | 2035 | 2036 | 2037 | 2038 | 2039 | 2040 | 2041 | 2042 | 2043 | 2044 | 2045 | 2046 | 2047 | 2048 | 2049 | 2050 | 2021 | 2022 | 2023 | 2024 | 2025 | 2026 | 2027 | 2028 | 2029 | 2030 | 2031 | 2032 | 2033 | 2034 | 2035 | 2036 | 2037 | 2038 | 2039 | 2040 | 2041 | 2042 | 2043 | 2044 | 2045 | 2046 | 2047 | 2048 | 2049 | 2050 | 2021 | 2022 | 2023 | 2024 | 2025 | 2026 | 2027 | 2028 | 2029 | 2030 | 2031 | 2032 | 2033 | 2034 | 2035 | 2036 | 2037 | 2038 | 2039 | 2040 | 2041 | 2042 | 2043 | 2044 | 2045 | 2046 | 2047 | 2048 | 2049 | 2050 | 2021 | 2022 | 2023 | 2024 | 2025 | 2026 | 2027 | 2028 | 2029 | 2030 | 2031 | 2032 | 2033 | 2034 | 2035 | 2036 | 2037 | 2038 | 2039 | 2040 | 2041 | 2042 | 2043 | 2044 | 2045 | 2046 | 2047 | 2048 | 2049 | 2050 | 2021 | 2022 | 2023 | 2024 | 2025 | 2026 | 2027 | 2028 | 2029 | 2030 | 2031 | 2032 | 2033 | 2034 | 2035 | 2036 | 2037 | 2038 | 2039 | 2040 | 2041 | 2042 | 2043 | 2044 | 2045 | 2046 | 2047 | 2048 | 2049 | 2050
UNDERLYING DEMAND | Underlying Domestic | 889.0765 | 951.0993 | 942.5138 | 937.5816 | 930.8034 | 917.2177 | 904.5969 | 896.0992 | 875.5612 | 874.3191 | 870.3554 | 878.6342 | 883.4154 | 888.7942 | 897.7332 | 901.8301 | 911.3941 | 916.6745 | 924.906 | 928.2397 | 931.3269 | 931.5368 | 937.7611 | 933.9368 | 920.5522 | 913.7444 | 900.3897 | 885.7692 | 870.0255 | 869.3224 | 889.0765 | 802.5738 | 767.3524 | 740.3721 | 712.2565 | 687.9359 | 666.2191 | 649.0653 | 626.1333 | 614.632 | 600.3176 | 595.3175 | 585.7727 | 575.1405 | 568.0009 | 559.7612 | 554.14 | 543.9528 | 535.2408 | 522.9817 | 507.3595 | 491.6098 | 478.8085 | 460.3322 | 438.1942 | 415.4942 | 393.0872 | 370.6367 | 348.5524 | 332.9391 | 889.0765 | 866.2114 | 841.2177 | 822.2358 | 807.9729 | 796.5094 | 783.5502 | 774.1686 | 756.5526 | 749.4731 | 736.6666 | 733.7701 | 728.3749 | 723.6788 | 723.7466 | 724.5311 | 727.5746 | 726.8891 | 728.0088 | 724.7657 | 722.18 | 715.5187 | 712.3841 | 701.6005 | 686.3688 | 676.0103 | 659.7396 | 642.0776 | 622.9397 | 613.0074 | 889.0765 | 745.9644 | 703.5223 | 666.9444 | 632.4773 | 601.2121 | 574.3415 | 555.4827 | 529.8212 | 514.1057 | 497.9437 | 488.3913 | 475.0619 | 460.9428 | 449.9857 | 435.8582 | 425.6498 | 411.7413 | 397.98 | 380.4127 | 361.9986 | 344.0451 | 327.9236 | 308.4426 | 286.5342 | 264.5165 | 243.4399 | 222.6652 | 202.042 | 183.0906 | 889.0765 | 834.3926 | 804.285 | 781.3039 | 760.1147 | 742.2227 | 724.8846 | 711.6169 | 691.3429 | 682.0525 | 668.4921 | 664.5438 | 657.0738 | 649.4096 | 645.8737 | 642.1461 | 640.8573 | 635.421 | 631.6248 | 623.8737 | 614.7697 | 603.5643 | 595.5963 | 580.9663 | 562.2815 | 545.7523 | 526.4134 | 506.3571 | 485.7461 | 472.9732
| Underlying I&C | 2039.7634 | 2043.2702 | 2075.77 | 2116.6862 | 2170.8482 | 2242.7386 | 2303.913 | 2318.3651 | 2317.2176 | 2333.0374 | 2332.7605 | 2340.2607 | 2342.3466 | 2335.3792 | 2331.0567 | 2316.2893 | 2303.0001 | 2302.0506 | 2295.0191 | 2298.9453 | 2299.3257 | 2297.0843 | 2307.1976 | 2304.1481 | 2287.1929 | 2278.5043 | 2256.3941 | 2230.2503 | 2201.5879 | 2198.431 | 2039.7634 | 2044.8476 | 2046.6356 | 2054.241 | 2069.772 | 2114.4586 | 2158.5641 | 2147.4551 | 2119.4255 | 2099.7951 | 2103.3138 | 2129.1691 | 2164.2068 | 2215.8294 | 2283.1363 | 2351.1954 | 2421.999 | 2479.9429 | 2525.6084 | 2538.1274 | 2542.3633 | 2528.9798 | 2513.9355 | 2478.8728 | 2432.7598 | 2401.9276 | 2364.834 | 2323.8928 | 2267.8691 | 2240.1976 | 2039.7634 | 2049.2132 | 2062.2371 | 2084.7204 | 2115.566 | 2171.179 | 2217.4116 | 2209.1967 | 2173.7399 | 2151.5481 | 2122.6048 | 2119.4406 | 2113.8486 | 2095.2028 | 2093.3789 | 2109.9655 | 2128.0009 | 2135.4558 | 2155.9162 | 2152.5253 | 2153.2697 | 2147.2604 | 2144.3814 | 2119.4227 | 2085.7683 | 2053.8536 | 2011.4877 | 1967.4273 | 1917.6394 | 1888.7442 | 2039.7634 | 2031.6609 | 2021.8583 | 2026.6369 | 2051.7584 | 2107.5898 | 2154.6369 | 2125.7804 | 2075.6446 | 2061.0495 | 2035.7399 | 2032.4281 | 2056.2169 | 2071.2162 | 2099.3632 | 2102.2018 | 2124.9385 | 2129.5835 | 2119.1097 | 2076.0781 | 2031.2202 | 1982.0734 | 1945.2322 | 1907.0666 | 1866.5847 | 1840.1368 | 1809.5393 | 1779.9598 | 1742.4209 | 1723.3524 | 2039.7634 | 2047.8515 | 2054.4364 | 2069.4807 | 2092.669 | 2142.8188 | 2187.9879 | 2184.8936 | 2155.8748 | 2125.4075 | 2096.6837 | 2122.841 | 2137.0636 | 2143.0953 | 2191.094 | 2228.7373 | 2272.8554 | 2308.9213 | 2340.7623 | 2345.3263 | 2347.8165 | 2338.1201 | 2329.1585 | 2299.1477 | 2259.2641 | 2227.8906 | 2188.1609 | 2145.6601 | 2092.7542 | 2064.4709
ELECTRIC VEHICLES | Home EV charging | 0 | 8.1724 | 11.4586 | 16.5198 | 24.075 | 35.891 | 53.2961 | 78.1349 | 112.7 | 138.5651 | 168.0326 | 202.825 | 241.5821 | 283.3359 | 326.1734 | 376.0361 | 425.1236 | 471.9978 | 514.2399 | 555.3997 | 588.7546 | 617.9593 | 641.4601 | 659.0472 | 675.4564 | 691.5645 | 706.6537 | 722.4481 | 737.4275 | 753.4029 | 0 | 15.0563 | 28.2125 | 50.5198 | 85.6266 | 141.0937 | 185.8421 | 237.3419 | 292.1457 | 347.3659 | 401.5595 | 445.0712 | 473.5422 | 486.2284 | 492.3914 | 480.2008 | 481.1405 | 477.5237 | 489.1682 | 498.2074 | 503.9152 | 508.5763 | 513.2163 | 517.8815 | 523.297 | 526.0132 | 530.0462 | 531.148 | 532.9229 | 532.5415 | 0 | 9.9159 | 15.8448 | 24.2742 | 36.2316 | 54.1037 | 79.676 | 116.0983 | 166.4727 | 208.0629 | 257.5638 | 314.5611 | 378.1906 | 443.6484 | 507.1649 | 568.3142 | 621.421 | 665.7549 | 699.6136 | 725.3058 | 744.4402 | 762.1997 | 773.8874 | 776.3213 | 776.1432 | 773.565 | 767.203 | 761.4627 | 755.1111 | 744.4349 | 0 | 15.8843 | 30.3612 | 53.2681 | 88.8521 | 143.7411 | 188.7131 | 242.1312 | 297.1192 | 348.1682 | 389.2354 | 415.954 | 430.424 | 424.4089 | 417.2159 | 405.8423 | 398.3611 | 397.957 | 404.0843 | 404.8348 | 405.7496 | 405.839 | 405.6646 | 403.545 | 399.6368 | 395.2062 | 389.1803 | 380.6066 | 367.3356 | 351.3297 | 0 | 19.3013 | 29.5241 | 43.1173 | 60.4027 | 85.2853 | 117.2064 | 156.3645 | 205.6348 | 268.0315 | 328.7887 | 384.5667 | 436.8507 | 485.3149 | 529.4802 | 568.5523 | 602.2758 | 631.2152 | 656.6033 | 679.1957 | 695.6405 | 712.3443 | 724.5043 | 733.4 | 743.0839 | 767.8692 | 789.3543 | 811.2697 | 831.195 | 845.8558
| Work EV charging | 0 | 0.00082463 | 0.0025426 | 0.0044071 | 0.0056644 | 0.0071294 | 0.0078364 | 0.010051 | 0.046677 | 0.12246 | 0.1877 | 0.25334 | 0.32244 | 0.36994 | 0.42376 | 0.48152 | 0.52273 | 0.55481 | 0.63496 | 0.69333 | 0.74734 | 0.79442 | 0.8024 | 0.81975 | 0.78138 | 0.7232 | 0.69167 | 0.66296 | 0.61499 | 0.57105 | 0 | 0.00089877 | 0.0058959 | 0.020398 | 0.030265 | 0.040592 | 0.042565 | 0.048998 | 0.20925 | 0.38011 | 0.5093 | 0.66212 | 0.81179 | 0.88571 | 0.94396 | 0.97217 | 0.96435 | 0.94071 | 0.95567 | 0.96041 | 0.93442 | 0.90505 | 0.87718 | 0.84 | 0.7486 | 0.6976 | 0.66375 | 0.60096 | 0.54669 | 0.47909 | 0 | 0.00086219 | 0.0036126 | 0.0056979 | 0.0090211 | 0.012858 | 0.015196 | 0.023012 | 0.087794 | 0.21412 | 0.29137 | 0.38688 | 0.48896 | 0.56771 | 0.6511 | 0.73124 | 0.76901 | 0.80735 | 0.85146 | 0.88874 | 0.90488 | 0.90101 | 0.87335 | 0.85394 | 0.77906 | 0.70384 | 0.66379 | 0.61433 | 0.55673 | 0.49904 | 0 | 0.00093026 | 0.0060129 | 0.02274 | 0.032721 | 0.041516 | 0.044816 | 0.056717 | 0.24034 | 0.43853 | 0.58266 | 0.75955 | 0.9004 | 0.98486 | 1.029 | 1.0529 | 1.0287 | 0.99706 | 1.0152 | 0.99043 | 0.96338 | 0.92597 | 0.88064 | 0.83865 | 0.72798 | 0.67071 | 0.59978 | 0.53546 | 0.45772 | 0.37964 | 0 | 0.00072413 | 0.0023633 | 0.0044828 | 0.0062786 | 0.0085676 | 0.0099539 | 0.013001 | 0.060388 | 0.17748 | 0.28664 | 0.39017 | 0.48949 | 0.54208 | 0.60184 | 0.65036 | 0.67074 | 0.68315 | 0.75214 | 0.79211 | 0.83637 | 0.8662 | 0.86135 | 0.86737 | 0.81796 | 0.7686 | 0.74143 | 0.71523 | 0.66693 | 0.61821
| Depot EV charging (commercial) | 0 | 0 | 0.2042 | 0.74406 | 1.979 | 3.4485 | 5.9294 | 9.2208 | 13.9392 | 18.3481 | 23.6553 | 30.5204 | 41.9681 | 59.1642 | 81.1103 | 110.7303 | 151.2605 | 201.8212 | 259.9605 | 324.3443 | 396.2806 | 468.1101 | 531.1817 | 580.8168 | 615.1807 | 635.4208 | 634.7051 | 624.225 | 585.1981 | 550.9237 | 0 | 1.4167 | 3.8435 | 8.7188 | 20.3513 | 34.169 | 49.4065 | 66.1608 | 87.0933 | 117.3136 | 148.8251 | 180.2104 | 215.0697 | 251.0773 | 278.2669 | 304.2612 | 320.2613 | 327.5051 | 330.1076 | 325.7671 | 320.8931 | 313.4252 | 315.8181 | 316.7924 | 316.1211 | 325.31 | 327.4591 | 334.0654 | 335.8508 | 342.5874 | 0 | 0.28932 | 1.1503 | 2.9369 | 7.0546 | 12.0906 | 21.3187 | 34.4105 | 53.0746 | 75.1878 | 102.4635 | 136.4814 | 182.5078 | 231.1345 | 275.8461 | 320.0233 | 363.1732 | 394.7804 | 406.4267 | 401.8496 | 392.1741 | 377.8272 | 367.5153 | 356.2606 | 344.482 | 336.7757 | 328.6314 | 323.9886 | 314.8232 | 313.4581 | 0 | 1.4754 | 4.2602 | 8.8498 | 21.1528 | 37.769 | 60.1735 | 89.7389 | 129.7027 | 190.8864 | 266.8254 | 361.9334 | 480.6179 | 616.3613 | 735.1346 | 857.615 | 958.5711 | 1032.9671 | 1077.3791 | 1083.6075 | 1080.0669 | 1057.3884 | 1018.275 | 964.1499 | 903.1622 | 845.9481 | 779.6816 | 720.4679 | 642.1989 | 581.6041 | 0 | 3.2558 | 5.4993 | 9.127 | 16.7389 | 23.6302 | 35.335 | 48.8472 | 66.4329 | 94.9898 | 123.1346 | 150.1739 | 182.2505 | 215.0099 | 243.8696 | 273.6079 | 301.8703 | 323.9394 | 337.9542 | 342.5722 | 346.013 | 346.3266 | 354.6206 | 362.4252 | 367.9083 | 381.109 | 390.4951 | 404.4345 | 413.5636 | 429.3168
| Rapid EV charging | 0 | 0.423 | 0.81273 | 1.4705 | 2.6573 | 4.3873 | 7.2163 | 11.2208 | 17.1868 | 22.082 | 22.5189 | 22.9577 | 23.3419 | 23.5557 | 23.5633 | 24.2149 | 24.4104 | 24.5475 | 24.9286 | 25.2364 | 25.5371 | 25.9472 | 26.0604 | 26.14 | 26.4591 | 26.4221 | 26.4709 | 26.4484 | 26.492 | 26.5752 | 0 | 0.70392 | 2.1945 | 4.8846 | 9.8899 | 17.6542 | 18.9264 | 20.5056 | 21.693 | 22.7338 | 23.8382 | 24.3814 | 24.8327 | 24.5554 | 24.1468 | 23.3613 | 22.7486 | 22.1116 | 21.7179 | 21.2713 | 20.8896 | 20.7062 | 20.6784 | 20.6781 | 20.6902 | 20.6632 | 20.7205 | 20.7591 | 20.5206 | 20.5209 | 0 | 0.7244 | 1.6432 | 3.1179 | 5.6198 | 9.4513 | 15.1215 | 23.3387 | 35.7053 | 36.2349 | 35.8283 | 35.2024 | 34.4156 | 34.0236 | 33.216 | 32.696 | 32.2449 | 31.6856 | 31.6669 | 31.6415 | 31.7226 | 31.9989 | 31.6781 | 31.8409 | 31.9038 | 31.8892 | 31.7727 | 31.6035 | 31.3518 | 31.1137 | 0 | 1.1399 | 3.6496 | 7.4955 | 14.7798 | 19.0344 | 20.4266 | 21.9578 | 23.0155 | 24.0486 | 24.5129 | 24.4379 | 24.6539 | 24.337 | 24.216 | 23.7084 | 23.3621 | 23.2118 | 23.4445 | 23.4651 | 23.3887 | 23.1318 | 23.0972 | 22.9559 | 22.658 | 22.5087 | 22.3746 | 21.9699 | 21.4656 | 21.1446 | 0 | 2.0869 | 3.6855 | 5.8981 | 9.2936 | 13.9849 | 18.0971 | 23.161 | 30.2457 | 32.1152 | 31.9678 | 30.4994 | 28.8347 | 27.3922 | 26.1383 | 25.1893 | 24.6564 | 24.2988 | 24.5672 | 24.922 | 25.4776 | 26.2961 | 27.0648 | 28.1753 | 29.1888 | 30.148 | 31.1441 | 32.0611 | 32.8349 | 33.6178
| Other commercial EV charging | 0 | 3.3072 | 4.5248 | 5.8806 | 10.0972 | 12.7415 | 17.9029 | 23.8875 | 31.5151 | 37.6671 | 44.5678 | 51.3817 | 58.5079 | 68.2677 | 76.5331 | 90.9459 | 106.4694 | 123.7877 | 144.1527 | 162.0997 | 180.6746 | 196.4038 | 207.321 | 213.1672 | 213.421 | 208.2222 | 198.1303 | 187.7584 | 170.7206 | 157.1786 | 0 | 4.4042 | 7.9539 | 11.9075 | 23.2704 | 33.1989 | 44.9955 | 57.1532 | 70.3427 | 87.6795 | 102.1033 | 110.7331 | 116.7588 | 119.4433 | 113.2046 | 105.5971 | 95.8006 | 86.6879 | 78.7818 | 71.559 | 65.5884 | 60.9778 | 57.6521 | 55.2621 | 53.5988 | 52.9193 | 51.814 | 51.4291 | 50.187 | 49.623 | 0 | 4.4592 | 6.7353 | 10.2697 | 17.7725 | 24.567 | 36.199 | 50.0773 | 68.7495 | 89.1636 | 107.5725 | 120.4992 | 132.148 | 143.026 | 143.792 | 144.5352 | 138.9074 | 130.448 | 121.9774 | 112.4532 | 104.1758 | 96.4737 | 89.3118 | 82.9663 | 78.1062 | 75.0965 | 71.963 | 70.4781 | 67.8456 | 67.7003 | 0 | 4.1724 | 7.5456 | 12.1186 | 25.5128 | 41.0417 | 57.3065 | 76.7901 | 100.8298 | 134.919 | 165.4437 | 186.2094 | 205.4014 | 226.3052 | 232.279 | 244.9505 | 254.1713 | 258.9475 | 259.789 | 250.9906 | 241.8409 | 229.0148 | 212.6214 | 194.4024 | 174.6684 | 155.6758 | 135.7172 | 117.0889 | 96.1522 | 78.9101 | 0 | 5.2374 | 8.4434 | 12.3954 | 21.1012 | 27.6933 | 38.9273 | 50.4438 | 64.3466 | 86.6003 | 102.9638 | 110.4336 | 114.882 | 117.7567 | 113.5077 | 109.6848 | 103.1104 | 96.2348 | 90.6594 | 84.9951 | 80.5685 | 76.9538 | 74.399 | 72.6372 | 71.5726 | 71.908 | 71.887 | 73.0755 | 73.1435 | 74.7756
HEAT PUMPS AND DISTRICT HEATING | ASHP | 0 | 10.023 | 12.1402 | 14.099 | 16.2111 | 29.234 | 39.6638 | 51.3118 | 64.576 | 78.4433 | 92.444 | 105.8732 | 119.3968 | 133.7821 | 146.3209 | 168.2166 | 195.3349 | 225.0847 | 257.3273 | 286.1756 | 307.8492 | 337.3212 | 367.7791 | 398.6044 | 421.8878 | 436.8709 | 464.7327 | 494.1231 | 524.633 | 557.0062 | 0 | 1.4657 | 15.6354 | 31.9655 | 47.3464 | 71.0418 | 111.3137 | 157.907 | 202.0127 | 234.2228 | 261.4808 | 293.0707 | 350.9657 | 399.0217 | 425.4625 | 453.0761 | 491.2098 | 525.6836 | 574.3167 | 591.1675 | 602.2782 | 659.16 | 723.4076 | 786.8977 | 793.9301 | 770.9464 | 765.811 | 764.5608 | 771.0365 | 778.1841 | 0 | 13.4652 | 24.9742 | 38.2466 | 50.4399 | 63.0015 | 75.2173 | 87.3656 | 100.5551 | 109.3986 | 119.7755 | 139.7449 | 160.5505 | 182.0796 | 197.545 | 211.0433 | 245.3797 | 278.2127 | 309.2243 | 329.4656 | 347.6489 | 369.841 | 391.9998 | 414.8076 | 427.3798 | 440.7779 | 462.3813 | 484.6194 | 508.35 | 535.28 | 0 | 15.6433 | 27.3509 | 40.8257 | 54.2182 | 69.4962 | 90.6947 | 112.8086 | 134.9013 | 151.3353 | 165.8232 | 186.5546 | 207.9598 | 230.0635 | 243.0634 | 266.4556 | 284.1701 | 300.3574 | 314.3551 | 315.2141 | 316.4287 | 329.9903 | 342.8898 | 352.6218 | 345.5552 | 335.6279 | 336.9507 | 339.9048 | 343.5338 | 348.1239 | 0 | 17.2175 | 36.2055 | 55.238 | 75.0124 | 107.579 | 147.2774 | 185.4899 | 233.0245 | 282.1839 | 329.8303 | 378.1238 | 447.8027 | 520.3327 | 582.8094 | 637.791 | 707.8393 | 777.6629 | 844.1926 | 877.9882 | 902.8421 | 945.9043 | 987.6326 | 1020.4338 | 1022.328 | 1024.497 | 1050.2451 | 1077.1279 | 1103.4028 | 1131.2967
| GSHP | 0 | 0.86297 | 1.1768 | 1.4561 | 1.7369 | 3.2005 | 4.3653 | 5.7309 | 7.3364 | 9.0983 | 11.5267 | 14.1212 | 16.8781 | 19.9318 | 22.8688 | 27.9983 | 34.4923 | 41.9381 | 50.4383 | 58.7286 | 65.0418 | 73.5142 | 82.7163 | 92.7493 | 101.3495 | 106.7872 | 115.2739 | 124.0011 | 132.7927 | 141.7602 | 0 | 5.9526 | 14.4625 | 24.447 | 34.5183 | 36.4156 | 38.4153 | 40.5318 | 41.7098 | 41.0227 | 40.8747 | 43.407 | 45.8418 | 50.1969 | 52.0057 | 53.9965 | 58.0324 | 61.5687 | 81.7674 | 96.2461 | 106.2867 | 117.4498 | 133.353 | 145.0572 | 185.6338 | 191.1414 | 201.0147 | 213.0314 | 227.4597 | 242.4814 | 0 | 1.5967 | 3.0906 | 4.9516 | 6.8101 | 9.4581 | 13.4912 | 18.2048 | 23.6373 | 28.5936 | 33.5756 | 37.7946 | 42.4899 | 47.7039 | 51.4916 | 53.2563 | 62.4534 | 71.2099 | 79.5878 | 85.1843 | 88.5303 | 94.4233 | 100.3468 | 106.2777 | 109.4672 | 110.0944 | 112.5215 | 115.0076 | 117.7243 | 120.7687 | 0 | 3.3171 | 7.1595 | 11.5396 | 15.8405 | 20.9204 | 29.7288 | 41.7094 | 55.5033 | 68.6722 | 81.8154 | 98.1917 | 115.1797 | 132.8211 | 145.1439 | 147.3037 | 162.6913 | 178.8373 | 195.718 | 206.0631 | 216.3684 | 230.8807 | 244.0347 | 254.5913 | 255.6506 | 254.6862 | 258.5555 | 261.0222 | 263.8736 | 266.2494 | 0 | 9.2196 | 15.1308 | 20.2954 | 25.7932 | 32.1268 | 37.9653 | 44.3099 | 52.729 | 61.88 | 70.0267 | 75.9992 | 83.1788 | 93.1191 | 101.3842 | 106.8959 | 115.2251 | 124.028 | 139.5018 | 148.5416 | 153.3548 | 160.3748 | 168.458 | 172.7091 | 182.0575 | 181.7818 | 185.1939 | 189.3534 | 193.5687 | 197.3743
| HYBRID | 0 | 0 | 0 | 0 | 0 | 0 | 0 | 0 | 0 | 0 | 0 | 0 | 0 | 0 | 0 | 0 | 0 | 0 | 0 | 0 | 0 | 0 | 0 | 0 | 0 | 0 | 0 | 0 | 0 | 0 | 0 | 0 | 0 | 0 | 0 | 0 | 0 | 0 | 0 | 0 | 0 | 0 | 0 | 0 | 0 | 0 | 0 | 0 | 0 | 0 | 0 | 0 | 0 | 0 | 0 | 0 | 0 | 0 | 0 | 0 | 0 | 0 | 0 | 0 | 0 | 0 | 0 | 0 | 0 | 0 | 0 | 0 | 0 | 0 | 0 | 0 | 0 | 0 | 0 | 0 | 0 | 0 | 0 | 0 | 0 | 0 | 0 | 0 | 0 | 0 | 0 | 0 | 0 | 0 | 0 | 0 | 0 | 0 | 0 | 0 | 0 | 0 | 0 | 0 | 0 | 0 | 0 | 0 | 0 | 0 | 0 | 0 | 0 | 0 | 0 | 0 | 0 | 0 | 0 | 0 | 0 | 0 | 0 | 0 | 0 | 0 | 0 | 0 | 0 | 0 | 0 | 0 | 0 | 0 | 0 | 0 | 0 | 0 | 0 | 0 | 0 | 0 | 0 | 0 | 0 | 0 | 0 | 0 | 0 | 0
| District Heating | 0 | 6.64 | 14.62 | 23.94 | 34.09 | 32.43 | 33.44 | 34.34 | 35.05 | 35.68 | 34.76 | 36.26 | 37.79 | 39.35 | 41 | 32.34 | 29.56 | 27.32 | 25.44 | 23.98 | 24.94 | 25.32 | 25.83 | 26.75 | 27.5 | 28.89 | 28.91 | 28.93 | 28.97 | 29.04 | 0 | 7.27 | 14.82 | 23.06 | 31.71 | 32.82 | 36.42 | 41.81 | 48.74 | 57.24 | 62.55 | 70.79 | 80.51 | 91.65 | 104.21 | 99.95 | 111.78 | 123.26 | 134.24 | 144.34 | 155.89 | 166.37 | 175.09 | 182.14 | 187.88 | 185.24 | 189.58 | 193.07 | 195.89 | 198.22 | 0 | 5.86 | 12.11 | 18.73 | 25.94 | 27.6 | 30.04 | 33.52 | 38.39 | 44.86 | 48.93 | 54.5 | 61.04 | 68.64 | 77.03 | 75.36 | 83.79 | 91.86 | 99.35 | 105.96 | 110.2 | 115.57 | 120.18 | 123.33 | 125.31 | 127.65 | 130.62 | 132.72 | 134.06 | 134.57 | 0 | 4.92 | 10.05 | 15.47 | 21.37 | 21.7 | 23.91 | 27.21 | 31.11 | 36.21 | 38.19 | 43.26 | 48.77 | 54.98 | 61.85 | 60.52 | 67.71 | 74.79 | 81.62 | 88.09 | 92.73 | 98.26 | 102.34 | 106.07 | 108.96 | 109.31 | 112.22 | 115.04 | 117.43 | 119.67 | 0 | 6.565 | 13.465 | 20.895 | 28.825 | 30.21 | 33.23 | 37.665 | 43.565 | 51.05 | 55.74 | 62.645 | 70.775 | 80.145 | 90.62 | 87.655 | 97.785 | 107.56 | 116.795 | 125.15 | 133.045 | 140.97 | 147.635 | 152.735 | 156.595 | 156.445 | 160.1 | 162.895 | 164.975 | 166.395

## Peak demand (no flex)
Return to Contents | Peak demand (MW) with flexibility, no V2G | FS | FS | FS | FS | FS | FS | FS | FS | FS | FS | FS | FS | FS | FS | FS | FS | FS | FS | FS | FS | FS | FS | FS | FS | FS | FS | FS | FS | FS | FS | CT | CT | CT | CT | CT | CT | CT | CT | CT | CT | CT | CT | CT | CT | CT | CT | CT | CT | CT | CT | CT | CT | CT | CT | CT | CT | CT | CT | CT | CT | ST | ST | ST | ST | ST | ST | ST | ST | ST | ST | ST | ST | ST | ST | ST | ST | ST | ST | ST | ST | ST | ST | ST | ST | ST | ST | ST | ST | ST | ST | LW | LW | LW | LW | LW | LW | LW | LW | LW | LW | LW | LW | LW | LW | LW | LW | LW | LW | LW | LW | LW | LW | LW | LW | LW | LW | LW | LW | LW | LW | BV | BV | BV | BV | BV | BV | BV | BV | BV | BV | BV | BV | BV | BV | BV | BV | BV | BV | BV | BV | BV | BV | BV | BV | BV | BV | BV | BV | BV | BV
|  | 2021 | 2022 | 2023 | 2024 | 2025 | 2026 | 2027 | 2028 | 2029 | 2030 | 2031 | 2032 | 2033 | 2034 | 2035 | 2036 | 2037 | 2038 | 2039 | 2040 | 2041 | 2042 | 2043 | 2044 | 2045 | 2046 | 2047 | 2048 | 2049 | 2050 | 2021 | 2022 | 2023 | 2024 | 2025 | 2026 | 2027 | 2028 | 2029 | 2030 | 2031 | 2032 | 2033 | 2034 | 2035 | 2036 | 2037 | 2038 | 2039 | 2040 | 2041 | 2042 | 2043 | 2044 | 2045 | 2046 | 2047 | 2048 | 2049 | 2050 | 2021 | 2022 | 2023 | 2024 | 2025 | 2026 | 2027 | 2028 | 2029 | 2030 | 2031 | 2032 | 2033 | 2034 | 2035 | 2036 | 2037 | 2038 | 2039 | 2040 | 2041 | 2042 | 2043 | 2044 | 2045 | 2046 | 2047 | 2048 | 2049 | 2050 | 2021 | 2022 | 2023 | 2024 | 2025 | 2026 | 2027 | 2028 | 2029 | 2030 | 2031 | 2032 | 2033 | 2034 | 2035 | 2036 | 2037 | 2038 | 2039 | 2040 | 2041 | 2042 | 2043 | 2044 | 2045 | 2046 | 2047 | 2048 | 2049 | 2050 | 2021 | 2022 | 2023 | 2024 | 2025 | 2026 | 2027 | 2028 | 2029 | 2030 | 2031 | 2032 | 2033 | 2034 | 2035 | 2036 | 2037 | 2038 | 2039 | 2040 | 2041 | 2042 | 2043 | 2044 | 2045 | 2046 | 2047 | 2048 | 2049 | 2050
PSS | ABERDYFI T1 | 2.3782 | 2.8644 | 2.8908 | 2.9344 | 2.9893 | 3.0461 | 3.1209 | 3.2355 | 3.3397 | 3.4686 | 3.5854 | 3.7507 | 3.9235 | 4.1156 | 4.3171 | 4.5842 | 4.9105 | 5.2465 | 5.6201 | 5.9788 | 6.3059 | 6.6169 | 6.9021 | 7.0837 | 7.1889 | 7.2022 | 7.174 | 7.1492 | 7.0408 | 7.0226 | 2.3782 | 2.7212 | 2.7754 | 2.8745 | 3.0492 | 3.2432 | 3.4789 | 3.7712 | 4.0661 | 4.4211 | 4.7797 | 5.1417 | 5.5201 | 5.8433 | 6.0327 | 6.1565 | 6.3061 | 6.3875 | 6.5733 | 6.6416 | 6.6805 | 6.8028 | 6.9737 | 7.1427 | 7.4713 | 7.2968 | 7.3169 | 7.3622 | 7.4096 | 7.4969 | 2.3782 | 2.7816 | 2.7842 | 2.8233 | 2.9047 | 2.9984 | 3.1545 | 3.3619 | 3.6086 | 3.8929 | 4.1483 | 4.3951 | 4.6644 | 4.9038 | 5.0727 | 5.2084 | 5.3437 | 5.4224 | 5.492 | 5.5014 | 5.4954 | 5.5018 | 5.5073 | 5.4861 | 5.4276 | 5.3905 | 5.3328 | 5.296 | 5.2403 | 5.2373 | 2.3782 | 2.6488 | 2.6478 | 2.7048 | 2.8723 | 3.117 | 3.395 | 3.7619 | 4.1701 | 4.7478 | 5.2717 | 5.7692 | 6.2487 | 6.7146 | 6.9966 | 7.2589 | 7.5304 | 7.7272 | 7.855 | 7.7789 | 7.6984 | 7.6303 | 7.5262 | 7.3834 | 7.1396 | 6.8827 | 6.6291 | 6.3757 | 6.0857 | 5.8388 | 2.3782 | 2.699 | 2.6877 | 2.7333 | 2.8874 | 3.0872 | 3.3389 | 3.6108 | 3.878 | 4.2741 | 4.5934 | 4.8453 | 5.1262 | 5.3783 | 5.5571 | 5.7126 | 5.8925 | 6.0413 | 6.2497 | 6.3745 | 6.4483 | 6.5572 | 6.6741 | 6.7701 | 6.9242 | 6.7623 | 6.7491 | 6.7626 | 6.7453 | 6.7707
PSS | ABERGELE T1 / PENSARN T1 | 8.0522 | 8.6278 | 8.6932 | 8.8179 | 8.9642 | 9.2185 | 9.5027 | 10.1438 | 10.7849 | 11.1173 | 11.5387 | 12.1111 | 12.6992 | 13.3651 | 14.08 | 15.0267 | 16.181 | 17.3998 | 18.7135 | 20.0629 | 21.3855 | 22.7282 | 24.0591 | 25.1385 | 25.9268 | 26.4637 | 26.9294 | 27.3663 | 27.6153 | 28.0937 | 8.0522 | 7.9007 | 7.9134 | 8.0702 | 8.3702 | 8.9393 | 9.5976 | 10.0525 | 10.5073 | 10.9622 | 11.4171 | 11.872 | 12.3268 | 12.7817 | 13.2366 | 13.6914 | 14.1463 | 14.6012 | 15.0561 | 15.5109 | 15.9658 | 16.4207 | 16.8755 | 17.3304 | 17.7853 | 18.2402 | 18.695 | 19.1499 | 19.6048 | 22.7889 | 8.0522 | 8.2757 | 8.3838 | 8.6058 | 8.8404 | 9.1616 | 9.5673 | 10.0442 | 10.5212 | 10.9981 | 11.475 | 11.9519 | 12.4288 | 12.9057 | 13.3826 | 13.8596 | 14.3365 | 14.8134 | 15.2903 | 15.7672 | 16.2441 | 16.721 | 17.1979 | 17.6749 | 18.1518 | 18.6287 | 19.1056 | 19.5825 | 20.0594 | 23.3978 | 8.0522 | 7.7147 | 7.7095 | 7.8614 | 8.2109 | 8.773 | 9.3729 | 9.7014 | 10.0298 | 10.3583 | 10.6868 | 11.0152 | 11.3437 | 11.6721 | 12.0006 | 12.329 | 12.6575 | 12.9859 | 13.3144 | 13.6429 | 13.9713 | 14.2998 | 14.6282 | 14.9567 | 15.2851 | 15.6136 | 15.942 | 16.2705 | 16.599 | 18.8981 | 8.0522 | 8.1696 | 8.1397 | 8.3695 | 8.9243 | 9.7711 | 10.7143 | 11.3064 | 11.8986 | 12.4908 | 13.083 | 13.6752 | 14.2673 | 14.8595 | 15.4517 | 16.0439 | 16.6361 | 17.2282 | 17.8204 | 18.4126 | 19.0048 | 19.597 | 20.1891 | 20.7813 | 21.3735 | 21.9657 | 22.5579 | 23.15 | 23.7422 | 27.8875
PSS | ABERSOCH T1 | 2.7135 | 2.9888 | 3.0391 | 3.1022 | 3.1747 | 3.3852 | 3.606 | 3.8744 | 4.1463 | 4.4559 | 4.7431 | 5.0635 | 5.4044 | 5.7805 | 6.1427 | 6.6832 | 7.3387 | 8.0469 | 8.8255 | 9.5715 | 10.2797 | 11.0515 | 11.8147 | 12.4896 | 12.9665 | 13.2506 | 13.6227 | 14.018 | 14.3295 | 14.7477 | 2.7135 | 2.6685 | 2.7159 | 2.8323 | 3.0355 | 3.2646 | 3.5442 | 3.9033 | 4.2382 | 4.6347 | 5.0221 | 5.4909 | 5.9148 | 6.3196 | 6.6138 | 6.8243 | 7.1175 | 7.298 | 7.5707 | 7.6992 | 7.8437 | 8.0781 | 8.427 | 8.6919 | 8.7343 | 8.6679 | 8.8179 | 9.0015 | 9.1195 | 9.3867 | 2.7135 | 2.8705 | 3.0363 | 3.2495 | 3.4824 | 3.7433 | 4.0794 | 4.4744 | 4.9032 | 5.2814 | 5.6822 | 6.2494 | 6.8351 | 7.446 | 7.8948 | 8.3065 | 8.9914 | 9.5882 | 10.1298 | 10.4699 | 10.7546 | 10.9715 | 11.1662 | 11.3638 | 11.4331 | 11.5934 | 11.7922 | 12.0588 | 12.3356 | 12.7083 | 2.7135 | 2.6434 | 2.722 | 2.8572 | 3.0968 | 3.4149 | 3.7819 | 4.2649 | 4.8458 | 5.5388 | 6.2464 | 7.0254 | 7.8504 | 8.6592 | 9.2536 | 9.7464 | 10.3181 | 10.8014 | 11.1941 | 11.3125 | 11.4163 | 11.6034 | 11.7668 | 11.848 | 11.6296 | 11.2548 | 10.9821 | 10.7334 | 10.4441 | 10.2221 | 2.7135 | 2.8359 | 2.8294 | 2.9852 | 3.2981 | 3.7731 | 4.2757 | 4.8168 | 5.412 | 6.2008 | 6.883 | 7.5303 | 8.0088 | 8.5801 | 9.0718 | 9.5073 | 10.101 | 10.6989 | 11.1214 | 11.4381 | 11.7022 | 11.9171 | 12.2597 | 12.5286 | 11.8744 | 11.4381 | 11.4663 | 11.542 | 11.5526 | 11.6831
PSS | ABERYSTWYTH T1 / NORTH RD T1 / PARC-Y-LLYN T1 / PARC-Y-LLYN T2 / U C WALES T1 | 18.3531 | 18.6654 | 18.8164 | 19.0855 | 19.2812 | 19.4973 | 19.7515 | 20.1474 | 20.4436 | 21.0152 | 21.3859 | 22.0686 | 22.7753 | 23.5672 | 24.4852 | 25.6193 | 27.3263 | 29.1167 | 31.1676 | 33.0346 | 34.8617 | 36.6968 | 38.5247 | 39.9038 | 40.8378 | 41.4327 | 41.7266 | 41.8834 | 41.6283 | 41.7894 | 18.3531 | 17.8077 | 17.9958 | 18.4391 | 18.9627 | 19.6315 | 20.4694 | 21.7095 | 22.8293 | 24.2162 | 25.6357 | 27.4595 | 29.681 | 31.7178 | 33.3832 | 34.7748 | 36.4542 | 37.5872 | 39.2759 | 40.0582 | 40.5211 | 41.3932 | 42.665 | 43.7451 | 45.6985 | 44.8998 | 45.0639 | 45.437 | 45.8299 | 46.497 | 18.3531 | 18.2299 | 18.1607 | 18.2917 | 18.3999 | 18.6538 | 19.1049 | 19.8728 | 20.6579 | 21.4777 | 22.2983 | 23.4084 | 24.7229 | 25.9914 | 27.2683 | 28.4432 | 30.0933 | 31.4531 | 32.5763 | 32.8787 | 33.0973 | 33.3513 | 33.6287 | 33.6437 | 33.4371 | 33.1887 | 32.9486 | 32.7363 | 32.4325 | 32.4641 | 18.3531 | 17.488 | 17.3425 | 17.5114 | 17.939 | 18.7124 | 19.7085 | 21.1703 | 22.7052 | 24.8982 | 27.1624 | 29.9816 | 33.1226 | 36.3546 | 39.0773 | 41.3188 | 43.7717 | 45.7236 | 47.1159 | 47.1443 | 47.0556 | 46.9583 | 46.7181 | 46.1588 | 45.0291 | 43.7954 | 42.561 | 41.4033 | 39.9231 | 38.7717 | 18.3531 | 18.0906 | 17.9992 | 18.2005 | 18.743 | 19.5768 | 20.6299 | 21.9249 | 23.1803 | 24.8521 | 26.3364 | 27.8597 | 29.7294 | 31.5061 | 33.1453 | 34.6619 | 36.7133 | 38.4729 | 40.3956 | 41.3121 | 41.8454 | 42.5321 | 43.3338 | 43.952 | 44.7368 | 43.797 | 43.7551 | 43.8615 | 43.8234 | 44.0705
PSS | ACER AVE T1 | 7.2445 | 8.3522 | 8.7435 | 8.8244 | 8.9298 | 8.9464 | 9.0104 | 9.3041 | 9.5978 | 9.8915 | 10.1852 | 10.4789 | 10.7726 | 11.0663 | 11.36 | 11.6537 | 11.9474 | 12.2411 | 13.044 | 13.807 | 14.5579 | 15.2513 | 15.9276 | 16.4474 | 16.8095 | 17.0706 | 17.2055 | 17.3265 | 17.3576 | 17.5278 | 7.2445 | 7.5557 | 8.0024 | 8.2035 | 8.4884 | 8.9915 | 9.6065 | 10.0883 | 10.5702 | 11.052 | 12.4029 | 13.6239 | 15.1062 | 16.4563 | 17.5359 | 18.2026 | 19.1585 | 19.8197 | 20.5945 | 20.9907 | 21.205 | 21.8452 | 22.6266 | 23.4225 | 24.3372 | 23.4227 | 23.3686 | 23.3727 | 23.4749 | 23.5802 | 7.2445 | 7.9355 | 8.2872 | 8.3446 | 8.4577 | 8.5377 | 8.7009 | 8.9414 | 9.1819 | 9.4224 | 9.663 | 9.9035 | 10.144 | 11.1913 | 12.0075 | 12.6705 | 13.5217 | 14.2477 | 14.8514 | 15.2523 | 15.5382 | 15.8394 | 16.0754 | 16.1343 | 16.1025 | 16.0385 | 15.9688 | 15.8819 | 15.7394 | 15.6761 | 7.2445 | 7.1853 | 7.4721 | 7.5117 | 7.7007 | 8.0507 | 8.4657 | 8.6277 | 8.7896 | 9.7244 | 10.6798 | 11.8391 | 13.0776 | 14.1741 | 15.1537 | 15.9728 | 16.6008 | 17.0236 | 17.2631 | 17.1344 | 16.9576 | 16.7924 | 16.5963 | 16.2754 | 15.8177 | 15.3209 | 14.8404 | 14.3398 | 13.732 | 13.1622 | 7.2445 | 7.7292 | 8.1048 | 8.2644 | 8.6767 | 9.2121 | 9.8899 | 10.4252 | 10.9604 | 11.4957 | 12.7416 | 13.7863 | 15.1031 | 16.3749 | 17.511 | 18.4303 | 19.6142 | 20.7142 | 21.7352 | 22.462 | 22.9141 | 23.6225 | 24.2784 | 24.8905 | 25.7356 | 25.1523 | 25.219 | 25.3018 | 25.338 | 25.4128
PSS | ACORNFIELD RD T1 / DICKINSONS T1 / HAMMOND RD T1 / KODAK T1 | 15.8097 | 14.1532 | 14.3088 | 14.5661 | 14.7252 | 14.8591 | 14.9923 | 15.1708 | 15.1758 | 15.4247 | 15.4408 | 15.6484 | 15.837 | 15.9588 | 16.1616 | 16.2875 | 16.5935 | 16.7948 | 17.0658 | 17.3069 | 17.5753 | 17.8241 | 18.2139 | 18.4017 | 18.5226 | 18.6842 | 18.744 | 18.7513 | 18.7197 | 18.9452 | 15.8097 | 14.1896 | 14.0608 | 14.0192 | 13.8793 | 13.8302 | 13.8243 | 14.0852 | 14.1288 | 14.334 | 14.5064 | 15.0182 | 15.6466 | 16.2399 | 16.9908 | 17.6957 | 18.4822 | 19.018 | 19.5007 | 19.6856 | 19.8278 | 19.8298 | 19.8697 | 19.7334 | 19.5469 | 19.4763 | 19.4091 | 19.3044 | 19.0787 | 19.1242 | 15.8097 | 14.2012 | 14.2054 | 14.2796 | 14.2372 | 14.2536 | 14.2814 | 14.441 | 14.3495 | 14.3972 | 14.38 | 14.5593 | 14.7986 | 14.9137 | 15.1812 | 15.3865 | 15.7282 | 15.9585 | 16.1971 | 16.2355 | 16.3398 | 16.3831 | 16.4538 | 16.3595 | 16.2103 | 16.1056 | 15.8783 | 15.6994 | 15.4464 | 15.4015 | 15.8097 | 14.0627 | 13.85 | 13.7834 | 13.7334 | 13.7682 | 13.8192 | 13.9811 | 13.9462 | 14.1591 | 14.2629 | 14.6613 | 15.1064 | 15.5282 | 16.072 | 16.3517 | 16.721 | 16.9138 | 16.9715 | 16.656 | 16.333 | 15.946 | 15.6491 | 15.341 | 15.0289 | 14.8315 | 14.6273 | 14.4449 | 14.1695 | 14.095 | 15.8097 | 14.1929 | 14.1311 | 14.1473 | 14.0719 | 14.0637 | 14.0889 | 14.3032 | 14.2758 | 14.4085 | 14.4794 | 14.8074 | 15.2217 | 15.5576 | 16.052 | 16.4976 | 17.0592 | 17.4458 | 17.8128 | 17.9324 | 18.0675 | 18.103 | 18.1698 | 18.0788 | 17.9313 | 17.8568 | 17.7281 | 17.6076 | 17.3887 | 17.4098
PSS | ACTON T1 | 5.3617 | 5.3088 | 5.328 | 5.3984 | 5.4517 | 5.4911 | 5.5387 | 5.6201 | 5.6648 | 5.789 | 5.8817 | 6.06 | 6.2396 | 6.4111 | 6.6262 | 6.8647 | 7.1846 | 7.4882 | 7.8116 | 8.1362 | 8.4299 | 8.7165 | 9.0633 | 9.3351 | 9.5317 | 9.6867 | 9.8388 | 10.0166 | 10.1808 | 10.4335 | 5.3617 | 4.9779 | 5.0418 | 5.1898 | 5.3516 | 5.5159 | 5.7206 | 6.0367 | 6.3122 | 6.6268 | 6.9685 | 7.4471 | 8.0507 | 8.5885 | 9.0651 | 9.4002 | 9.8806 | 10.1931 | 10.7656 | 11.1046 | 11.3094 | 11.6737 | 12.1367 | 12.5349 | 13.3404 | 13.0651 | 13.1475 | 13.287 | 13.4668 | 13.6986 | 5.3617 | 5.1463 | 5.1322 | 5.1482 | 5.1748 | 5.2174 | 5.3077 | 5.4452 | 5.5645 | 5.7156 | 5.8625 | 6.087 | 6.3387 | 6.5858 | 6.8812 | 7.1255 | 7.5158 | 7.8446 | 8.1776 | 8.3888 | 8.548 | 8.7422 | 8.9245 | 9.0032 | 9.015 | 9.0024 | 8.9771 | 8.9448 | 8.9158 | 8.9311 | 5.3617 | 4.8463 | 4.8025 | 4.8294 | 4.9003 | 5.0687 | 5.3195 | 5.6613 | 6.0053 | 6.434 | 6.8627 | 7.434 | 8.0241 | 8.5539 | 9.0151 | 9.2566 | 9.6485 | 9.9874 | 10.3113 | 10.4005 | 10.5054 | 10.6995 | 10.926 | 11.0813 | 11.0567 | 10.9461 | 10.8823 | 10.7916 | 10.6846 | 10.5773 | 5.3617 | 5.0429 | 5.0117 | 5.0564 | 5.1672 | 5.3645 | 5.6024 | 5.8975 | 6.1845 | 6.5846 | 6.9593 | 7.3692 | 7.8729 | 8.3546 | 8.8263 | 9.2291 | 9.7329 | 10.1766 | 10.7742 | 11.1981 | 11.4593 | 11.7927 | 12.1272 | 12.358 | 12.7111 | 12.4031 | 12.4041 | 12.4315 | 12.4318 | 12.4689
PSS | AIGBURTH VALE T1 / IVY AVE T1 / MATHER AVE T1 / MOSSLEY HILL T1 / WAVERTREE T1 | 19.8417 | 24.396 | 24.4136 | 24.5628 | 24.7266 | 24.8104 | 24.9906 | 25.3368 | 25.5473 | 26.1149 | 26.5374 | 27.3638 | 28.2054 | 29.1141 | 30.2192 | 31.3995 | 32.8955 | 34.3643 | 35.9942 | 37.6239 | 39.2364 | 40.753 | 42.3718 | 43.5301 | 44.3368 | 44.9218 | 45.2728 | 45.5607 | 45.6743 | 46.2747 | 19.8417 | 22.1667 | 21.7579 | 21.631 | 21.6991 | 22.168 | 22.5937 | 23.4527 | 24.2531 | 25.5796 | 27.0714 | 28.9963 | 30.9404 | 32.6673 | 34.3527 | 35.4292 | 36.7049 | 37.2996 | 37.7894 | 37.8965 | 37.8313 | 37.6538 | 37.6049 | 37.3528 | 36.9346 | 36.5847 | 36.2761 | 35.9214 | 35.4707 | 35.3041 | 19.8417 | 23.142 | 22.8964 | 22.8449 | 22.8445 | 22.996 | 23.2372 | 23.794 | 24.3289 | 24.942 | 25.6278 | 26.7629 | 28.0663 | 29.4095 | 30.9278 | 32.4617 | 34.0841 | 35.4237 | 36.5589 | 37.2583 | 37.8257 | 38.1715 | 38.432 | 38.2947 | 38.0116 | 37.8408 | 37.4835 | 37.1652 | 36.8089 | 36.7115 | 19.8417 | 21.2307 | 20.7137 | 20.4887 | 20.5506 | 20.9879 | 21.4648 | 22.3971 | 23.3487 | 24.9128 | 26.628 | 28.7488 | 30.9972 | 32.9618 | 34.7676 | 36.0018 | 37.0262 | 37.6109 | 37.8125 | 37.3099 | 36.7396 | 36.0115 | 35.3018 | 34.3663 | 33.255 | 32.1846 | 31.0393 | 29.8964 | 28.5006 | 27.2834 | 19.8417 | 22.7047 | 22.3384 | 22.2307 | 22.5322 | 23.0186 | 23.5844 | 24.3997 | 25.0644 | 26.1159 | 27.0557 | 28.2182 | 29.3767 | 30.4729 | 31.6791 | 32.8507 | 34.1164 | 35.1726 | 36.1437 | 36.8097 | 37.3869 | 37.8309 | 38.3643 | 38.728 | 38.6221 | 38.7304 | 38.7972 | 38.8901 | 38.8577 | 39.1138
PSS | AINSDALE T1 / PINFOLD LA T1 | 6.2456 | 7.6528 | 7.6925 | 7.7973 | 7.9167 | 8.0562 | 8.2455 | 8.51 | 8.7573 | 9.0668 | 9.3376 | 9.7428 | 10.1814 | 10.6573 | 11.1792 | 11.8175 | 12.6095 | 13.4197 | 14.3067 | 15.2073 | 16.08 | 16.9392 | 17.7833 | 18.4456 | 18.9103 | 19.2215 | 19.4617 | 19.6862 | 19.8033 | 20.0812 | 6.2456 | 7.0417 | 7.0522 | 7.1841 | 7.4364 | 7.8791 | 8.3764 | 9.0455 | 9.7302 | 10.584 | 11.4752 | 12.5429 | 13.7246 | 14.7689 | 15.6714 | 16.2594 | 17.0084 | 17.466 | 17.9381 | 18.1388 | 18.2354 | 18.5501 | 18.827 | 19.0169 | 18.4259 | 18.0676 | 18.0225 | 17.9983 | 17.9517 | 18.0227 | 6.2456 | 7.3373 | 7.3583 | 7.4638 | 7.6233 | 7.802 | 8.0581 | 8.46 | 8.885 | 9.2963 | 9.7328 | 10.385 | 11.1033 | 11.8486 | 12.6008 | 13.3626 | 14.2192 | 14.9186 | 15.5392 | 15.9235 | 16.2346 | 16.4622 | 16.6444 | 16.6809 | 16.6329 | 16.615 | 16.5841 | 16.5724 | 16.5486 | 16.6237 | 6.2456 | 6.8527 | 6.8119 | 6.9087 | 7.1895 | 7.6185 | 8.061 | 8.721 | 9.4186 | 10.3709 | 11.3781 | 12.5678 | 13.8152 | 14.9555 | 15.9292 | 16.7128 | 17.3681 | 17.817 | 18.0568 | 17.9211 | 17.7384 | 17.5666 | 17.3515 | 17.0329 | 16.5232 | 15.9974 | 15.4788 | 14.9778 | 14.3448 | 13.8094 | 6.2456 | 7.0961 | 7.0704 | 7.199 | 7.5873 | 8.114 | 8.7395 | 9.4583 | 10.2051 | 11.1866 | 12.0734 | 12.9815 | 13.9522 | 14.9034 | 15.7931 | 16.6129 | 17.5678 | 18.431 | 19.1759 | 19.7044 | 20.0875 | 20.5613 | 20.9042 | 21.1604 | 20.456 | 20.1999 | 20.2767 | 20.3671 | 20.3899 | 20.5331
PSS | AINTREE LOCAL T1 / OLD ROAN T1 / WANGO LA T1 | 12.6488 | 13.315 | 13.4816 | 13.774 | 14.0139 | 14.1549 | 14.3778 | 14.6847 | 14.9466 | 15.3725 | 15.6147 | 16.0949 | 16.618 | 17.1755 | 17.8516 | 18.5489 | 19.5218 | 20.5343 | 21.6647 | 22.8471 | 24.1051 | 25.2904 | 26.4683 | 27.3283 | 27.9411 | 28.3641 | 28.5012 | 28.5422 | 28.2984 | 28.3393 | 12.6488 | 12.9498 | 12.9097 | 13.0438 | 13.2456 | 13.6636 | 14.0707 | 14.7871 | 15.4718 | 16.4625 | 17.5331 | 18.9247 | 20.4037 | 21.7954 | 23.1721 | 24.1259 | 25.2248 | 25.8671 | 26.4116 | 26.6077 | 26.7477 | 26.7094 | 26.7865 | 26.6931 | 26.5294 | 26.4695 | 26.4142 | 26.3273 | 26.1294 | 26.1405 | 12.6488 | 13.1007 | 13.084 | 13.1901 | 13.2673 | 13.4392 | 13.7042 | 14.1898 | 14.6923 | 15.1894 | 15.7156 | 16.5211 | 17.5303 | 18.5164 | 19.5977 | 20.6454 | 21.772 | 22.6625 | 23.3316 | 23.6464 | 23.899 | 24.0019 | 24.0704 | 23.9117 | 23.6753 | 23.4835 | 23.1863 | 22.9447 | 22.6033 | 22.4794 | 12.6488 | 12.7225 | 12.6235 | 12.718 | 13.023 | 13.5043 | 14.0109 | 14.8268 | 15.6348 | 16.9492 | 18.3235 | 20.1252 | 22.1551 | 24.1499 | 25.9902 | 27.432 | 28.7327 | 29.6042 | 30.0484 | 29.8047 | 29.4315 | 28.8834 | 28.2332 | 27.4333 | 26.5321 | 25.7103 | 24.8164 | 23.9687 | 22.8641 | 22.0149 | 12.6488 | 13.0601 | 13.0219 | 13.135 | 13.4744 | 13.8962 | 14.4073 | 15.0972 | 15.713 | 16.5076 | 17.2042 | 18.0685 | 19.0352 | 19.9472 | 20.9303 | 21.8339 | 22.8365 | 23.627 | 24.3226 | 24.7101 | 25.08 | 25.3171 | 25.6262 | 25.8508 | 25.8877 | 26.0525 | 26.1463 | 26.2859 | 26.2901 | 26.5299
PSS | AIRBUS T1 / BROUGHTON RETAIL PARK T1 / MIXALLOY T1 | 7.1302 | 7.349 | 7.4168 | 7.5571 | 7.643 | 7.7424 | 7.8459 | 7.9991 | 8.1049 | 8.3097 | 8.4344 | 8.6647 | 8.9081 | 9.1498 | 9.4334 | 9.7415 | 10.166 | 10.552 | 10.978 | 11.428 | 11.844 | 12.259 | 12.7124 | 13.0416 | 13.2818 | 13.4736 | 13.6047 | 13.7085 | 13.7927 | 14.0098 | 7.1302 | 7.1471 | 7.1486 | 7.2127 | 7.2807 | 7.4709 | 7.7299 | 8.1715 | 8.5277 | 9.0067 | 9.491 | 10.1771 | 11.0013 | 11.7306 | 12.4196 | 12.9848 | 13.6427 | 14.0873 | 14.5471 | 14.7762 | 14.9189 | 15.1664 | 15.4875 | 15.7525 | 15.2645 | 14.9952 | 14.9696 | 14.9454 | 14.9004 | 14.9623 | 7.1302 | 7.2682 | 7.2655 | 7.3284 | 7.3593 | 7.4269 | 7.5208 | 7.7101 | 7.8391 | 8.0179 | 8.1716 | 8.501 | 8.8866 | 9.231 | 9.6665 | 10.069 | 10.5554 | 10.9585 | 11.3206 | 11.5222 | 11.723 | 11.866 | 12.0034 | 12.0123 | 11.957 | 11.9149 | 11.8489 | 11.7747 | 11.6921 | 11.7007 | 7.1302 | 7.0423 | 6.9664 | 6.9908 | 7.0647 | 7.2695 | 7.481 | 7.8199 | 8.1201 | 8.565 | 9.0145 | 9.649 | 10.328 | 10.9295 | 11.518 | 11.9581 | 12.3432 | 12.5893 | 12.7059 | 12.5847 | 12.416 | 12.2473 | 12.1206 | 11.9304 | 11.6678 | 11.4288 | 11.1829 | 10.9597 | 10.6517 | 10.4389 | 7.1302 | 7.2153 | 7.1961 | 7.268 | 7.4097 | 7.6503 | 7.9551 | 8.3694 | 8.7244 | 9.2441 | 9.7126 | 10.282 | 10.9617 | 11.5832 | 12.2208 | 12.8134 | 13.5005 | 14.103 | 14.6375 | 14.983 | 15.244 | 15.5377 | 15.8445 | 16.0755 | 15.5314 | 15.3355 | 15.3482 | 15.3487 | 15.3061 | 15.3658
PSS | AIRPORT T1 / ALDERWOOD AVE (CROYDE RD) T1 / HAREFIELD RD T1 / METAL BOX (SPEKE) T1 | 9.8654 | 10.1237 | 10.238 | 10.419 | 10.5299 | 10.7849 | 11.0121 | 11.3116 | 11.53 | 11.8922 | 12.1163 | 12.4696 | 12.8275 | 13.1821 | 13.5703 | 14.0736 | 14.774 | 15.478 | 16.2596 | 17.049 | 17.838 | 18.6718 | 19.5598 | 20.2893 | 20.7933 | 21.1771 | 21.5349 | 21.8806 | 22.0954 | 22.5274 | 9.8654 | 9.8068 | 9.7129 | 9.72 | 9.7022 | 9.8374 | 10.0033 | 10.3589 | 10.6173 | 11.0446 | 11.4583 | 12.1556 | 12.874 | 13.5681 | 14.3275 | 14.9953 | 15.7229 | 16.2031 | 16.6331 | 16.823 | 16.9997 | 17.1557 | 17.3968 | 17.5015 | 17.2155 | 17.1365 | 17.1809 | 17.2156 | 17.1266 | 17.2995 | 9.8654 | 10.0085 | 10.1094 | 10.3277 | 10.4525 | 10.6512 | 10.8842 | 11.2426 | 11.4984 | 11.7551 | 12.0047 | 12.5688 | 13.1981 | 13.8048 | 14.4119 | 14.9766 | 15.8267 | 16.5317 | 17.1638 | 17.4975 | 17.8001 | 17.9825 | 18.184 | 18.2681 | 18.2231 | 18.2855 | 18.3331 | 18.4502 | 18.5246 | 18.8055 | 9.8654 | 9.7132 | 9.6161 | 9.6649 | 9.7701 | 10.0002 | 10.2184 | 10.5964 | 10.9301 | 11.4911 | 12.066 | 12.9296 | 13.9387 | 14.939 | 15.8768 | 16.6256 | 17.3762 | 17.9072 | 18.2213 | 18.1113 | 17.9676 | 17.8031 | 17.6443 | 17.4172 | 16.9808 | 16.5238 | 16.1117 | 15.7602 | 15.292 | 15.0058 | 9.8654 | 9.9641 | 9.9025 | 10.0265 | 10.1834 | 10.5311 | 10.8998 | 11.4112 | 11.8699 | 12.5335 | 13.1132 | 13.8799 | 14.5634 | 15.2869 | 16.0787 | 16.812 | 17.7132 | 18.4935 | 19.0346 | 19.3562 | 19.6416 | 19.8401 | 20.1608 | 20.361 | 19.7196 | 19.3903 | 19.3757 | 19.3876 | 19.2939 | 19.4412
PSS | ALBERT DOCK T1 / KINGS DOCK T1 / KINGS DOCK T2 / WAPPING T1 | 6.2937 | 6.7533 | 6.8284 | 6.9407 | 7.0068 | 7.0921 | 7.1792 | 7.2884 | 7.3236 | 7.4568 | 7.5032 | 7.6287 | 7.7403 | 7.8343 | 7.9382 | 8.0436 | 8.2412 | 8.3955 | 8.5602 | 8.7249 | 8.8788 | 9.0377 | 9.245 | 9.3908 | 9.4581 | 9.5549 | 9.6216 | 9.6998 | 9.76 | 9.9462 | 6.2937 | 6.6492 | 6.5813 | 6.5497 | 6.481 | 6.456 | 6.4622 | 6.5744 | 6.5928 | 6.6938 | 6.7603 | 6.9914 | 7.2562 | 7.4944 | 7.7844 | 8.076 | 8.4129 | 8.6241 | 8.8495 | 8.9415 | 9.0005 | 9.0428 | 9.0829 | 9.0799 | 8.9452 | 8.8949 | 8.8662 | 8.84 | 8.7461 | 8.7886 | 6.2937 | 6.7245 | 6.7338 | 6.7987 | 6.8157 | 6.8518 | 6.8952 | 6.9934 | 6.9938 | 7.0353 | 7.0523 | 7.1897 | 7.3104 | 7.3955 | 7.5168 | 7.6024 | 7.7984 | 7.932 | 8.0925 | 8.1641 | 8.243 | 8.2958 | 8.3634 | 8.3599 | 8.3114 | 8.3039 | 8.2625 | 8.236 | 8.1914 | 8.2492 | 6.2937 | 6.5717 | 6.4637 | 6.4336 | 6.4193 | 6.4528 | 6.4661 | 6.5658 | 6.5529 | 6.6655 | 6.7113 | 6.8669 | 7.0593 | 7.2075 | 7.3758 | 7.4542 | 7.5878 | 7.6543 | 7.6793 | 7.5421 | 7.4146 | 7.2767 | 7.1845 | 7.0934 | 6.9642 | 6.8628 | 6.7708 | 6.7033 | 6.6035 | 6.5872 | 6.2937 | 6.6669 | 6.6204 | 6.6331 | 6.6053 | 6.6306 | 6.6722 | 6.7876 | 6.8216 | 6.9474 | 7.0359 | 7.2499 | 7.4537 | 7.6435 | 7.8891 | 8.1156 | 8.4202 | 8.6433 | 8.8425 | 8.9379 | 9.0127 | 9.057 | 9.1204 | 9.1203 | 8.907 | 8.7865 | 8.7203 | 8.6593 | 8.5534 | 8.5638
PSS | ALLERTON T1 / ECP WEST-BANKS RD T1 / GARSTON T1 / WEAVER IND EST T1 / YEW TREE RD T1 | 13.5447 | 14.0598 | 14.1777 | 14.3732 | 14.5092 | 14.6204 | 14.7424 | 14.9519 | 15.1935 | 15.6597 | 15.9884 | 16.5134 | 17.0102 | 17.5028 | 18.026 | 18.6247 | 19.4119 | 20.1311 | 20.9241 | 21.7029 | 22.4479 | 23.2218 | 24.0916 | 24.7978 | 25.3207 | 25.7387 | 26.194 | 26.6836 | 27.1628 | 27.9299 | 13.5447 | 13.7486 | 13.5851 | 13.5674 | 13.4884 | 13.6124 | 13.7765 | 14.1874 | 14.5526 | 15.1167 | 15.716 | 16.6933 | 17.6589 | 18.5617 | 19.5542 | 20.3517 | 21.2879 | 21.89 | 22.4463 | 22.707 | 22.9152 | 23.1388 | 23.3894 | 23.4912 | 23.1423 | 22.9933 | 23.0044 | 22.9791 | 22.8114 | 22.9707 | 13.5447 | 13.8457 | 13.7746 | 13.819 | 13.7859 | 13.8314 | 13.8978 | 14.132 | 14.389 | 14.7537 | 15.0717 | 15.6825 | 16.3445 | 16.9515 | 17.6682 | 18.3254 | 19.2131 | 19.991 | 20.7758 | 21.3057 | 21.8037 | 22.0894 | 22.346 | 22.4301 | 22.4088 | 22.5261 | 22.5665 | 22.6451 | 22.7155 | 22.994 | 13.5447 | 13.3665 | 13.1257 | 13.0475 | 13.034 | 13.2142 | 13.3696 | 13.7383 | 14.0755 | 14.7015 | 15.2654 | 16.0673 | 16.9236 | 17.5958 | 18.2862 | 18.6606 | 19.089 | 19.3555 | 19.5098 | 19.3028 | 19.106 | 18.9429 | 18.8718 | 18.7716 | 18.4732 | 18.1516 | 17.8929 | 17.6774 | 17.3622 | 17.1926 | 13.5447 | 13.8034 | 13.6716 | 13.6924 | 13.7245 | 13.8664 | 14.0421 | 14.3803 | 14.8812 | 15.495 | 16.0657 | 16.9103 | 17.6846 | 18.4476 | 19.3539 | 20.1944 | 21.2109 | 22.1183 | 22.8685 | 23.4087 | 23.9185 | 24.3374 | 24.8186 | 25.1138 | 24.5663 | 24.2702 | 24.28 | 24.2672 | 24.1337 | 24.2857
PSS | ALMATEX T1 / DELTA METALS T1 / WATERY LA T2 | 8.4737 | 8.9764 | 9.1031 | 9.2695 | 9.4237 | 9.5418 | 9.6458 | 9.8176 | 9.8747 | 10.0974 | 10.1901 | 10.4035 | 10.6148 | 10.7928 | 11.013 | 11.194 | 11.5344 | 11.8539 | 12.2185 | 12.5812 | 12.943 | 13.3253 | 13.7991 | 14.1466 | 14.3795 | 14.599 | 14.7924 | 14.9603 | 15.1076 | 15.4184 | 8.4737 | 8.5852 | 8.4789 | 8.4626 | 8.394 | 8.4058 | 8.4455 | 8.6264 | 8.6963 | 8.9057 | 9.0633 | 9.4534 | 9.868 | 10.2519 | 10.7283 | 11.1122 | 11.6058 | 11.9255 | 12.2422 | 12.3696 | 12.4848 | 12.5925 | 12.7143 | 12.7398 | 12.5525 | 12.4362 | 12.4301 | 12.4049 | 12.315 | 12.3998 | 8.4737 | 8.7927 | 8.8317 | 8.9487 | 9.0104 | 9.0977 | 9.1959 | 9.3795 | 9.4342 | 9.5467 | 9.6367 | 9.913 | 10.2268 | 10.4826 | 10.7954 | 11.0526 | 11.5022 | 11.8764 | 12.2346 | 12.4135 | 12.6117 | 12.725 | 12.8533 | 12.905 | 12.8637 | 12.8968 | 12.8985 | 12.9343 | 12.9375 | 13.0838 | 8.4737 | 8.4357 | 8.3353 | 8.3348 | 8.3511 | 8.4028 | 8.4672 | 8.624 | 8.7086 | 8.9582 | 9.1396 | 9.5374 | 9.9839 | 10.4043 | 10.8762 | 11.1222 | 11.4868 | 11.7354 | 11.884 | 11.7904 | 11.6852 | 11.5689 | 11.5073 | 11.3769 | 11.1574 | 10.9318 | 10.7668 | 10.6175 | 10.4029 | 10.3137 | 8.4737 | 8.6735 | 8.6058 | 8.6595 | 8.6898 | 8.8202 | 8.9613 | 9.2152 | 9.3756 | 9.7014 | 9.963 | 10.3827 | 10.7711 | 11.1473 | 11.6133 | 12.0037 | 12.5429 | 12.9883 | 13.3274 | 13.5042 | 13.6788 | 13.7937 | 13.9576 | 14.0314 | 13.6545 | 13.4294 | 13.377 | 13.3316 | 13.2235 | 13.2804
PSS | ALMONDS TURN T1 / ATLANTIC COMPLEX T1 / GIRO T1 / MIDLAND BANK T1 / NETHERTON T1 | 13.4398 | 14.4368 | 14.6429 | 14.95 | 15.1873 | 15.4091 | 15.6724 | 16.0568 | 16.3502 | 16.8365 | 17.173 | 17.7792 | 18.3748 | 19.005 | 19.7462 | 20.5215 | 21.6238 | 22.7425 | 23.9931 | 25.2757 | 26.4954 | 27.732 | 29.0025 | 29.9739 | 30.6636 | 31.1674 | 31.5459 | 31.8605 | 31.9917 | 32.422 | 13.4398 | 13.8489 | 14.026 | 14.4174 | 14.7975 | 15.547 | 16.6091 | 18.1011 | 19.5077 | 21.0186 | 22.5242 | 24.4346 | 26.9818 | 29.2564 | 31.1364 | 32.6201 | 34.5069 | 35.9211 | 37.6084 | 38.4117 | 39.0017 | 40.4392 | 42.1646 | 43.8915 | 41.6638 | 40.3275 | 40.384 | 40.5589 | 40.7685 | 41.1602 | 13.4398 | 14.1542 | 14.1947 | 14.4002 | 14.4905 | 14.7334 | 15.0297 | 15.5475 | 16.0083 | 16.5192 | 17.0451 | 17.9378 | 18.9809 | 20.0099 | 21.1214 | 22.1479 | 23.4491 | 24.564 | 25.4754 | 26.0064 | 26.4705 | 26.931 | 27.3586 | 27.536 | 27.5146 | 27.4868 | 27.4752 | 27.4793 | 27.3917 | 27.5372 | 13.4398 | 13.6723 | 13.6486 | 13.8813 | 14.2404 | 14.8694 | 15.6286 | 16.6856 | 17.7205 | 19.1268 | 20.5226 | 22.4085 | 24.485 | 26.4828 | 28.2627 | 29.8555 | 31.2395 | 32.2704 | 32.8998 | 32.7377 | 32.5049 | 32.3663 | 32.1748 | 31.8245 | 31.119 | 30.3647 | 29.6927 | 29.0679 | 28.214 | 27.5436 | 13.4398 | 14.0221 | 14.0382 | 14.3867 | 14.928 | 15.8619 | 17.034 | 18.4409 | 19.9215 | 21.8533 | 23.7168 | 25.6457 | 28.0983 | 30.4385 | 32.5622 | 34.4285 | 36.7053 | 38.7902 | 40.5905 | 41.7494 | 42.4857 | 43.6662 | 44.7989 | 45.8202 | 43.0793 | 41.9725 | 42.0477 | 42.1403 | 42.0869 | 42.2639
PSS | ALPOCO T1 | 2.2071 | 2.4943 | 2.5527 | 2.5825 | 2.6343 | 2.6754 | 2.7118 | 2.7765 | 2.8181 | 2.8957 | 2.94 | 3.0219 | 3.1029 | 3.1979 | 3.3133 | 3.4266 | 3.6128 | 3.7902 | 3.9956 | 4.2007 | 4.421 | 4.6436 | 4.8652 | 5.0221 | 5.1336 | 5.1968 | 5.2369 | 5.2488 | 5.221 | 5.2465 | 2.2071 | 2.4205 | 2.3871 | 2.3832 | 2.4037 | 2.4461 | 2.4863 | 2.5839 | 2.6517 | 2.7749 | 2.8834 | 3.0582 | 3.2301 | 3.392 | 3.5529 | 3.6658 | 3.7972 | 3.8817 | 3.9555 | 3.9753 | 3.9984 | 4.0051 | 4.0386 | 4.0491 | 3.9806 | 3.9653 | 3.959 | 3.9469 | 3.9287 | 3.9511 | 2.2071 | 2.4445 | 2.4858 | 2.5303 | 2.5548 | 2.5949 | 2.6547 | 2.7524 | 2.846 | 2.9244 | 3.0231 | 3.1511 | 3.3213 | 3.4682 | 3.6169 | 3.7324 | 3.9061 | 4.0336 | 4.132 | 4.1679 | 4.2072 | 4.2045 | 4.2247 | 4.2185 | 4.1889 | 4.1796 | 4.1627 | 4.1492 | 4.1484 | 4.1843 | 2.2071 | 2.3319 | 2.2913 | 2.2963 | 2.3304 | 2.3889 | 2.4425 | 2.5553 | 2.6554 | 2.8548 | 3.0832 | 3.3349 | 3.6108 | 3.9005 | 4.1602 | 4.3862 | 4.6086 | 4.74 | 4.8142 | 4.7752 | 4.7094 | 4.6231 | 4.5237 | 4.3927 | 4.2199 | 4.0585 | 3.8972 | 3.7479 | 3.5577 | 3.4283 | 2.2071 | 2.428 | 2.421 | 2.4424 | 2.498 | 2.5826 | 2.6771 | 2.8056 | 2.9248 | 3.09 | 3.2261 | 3.3871 | 3.5419 | 3.6949 | 3.8529 | 3.9728 | 4.1379 | 4.2685 | 4.3596 | 4.3932 | 4.4322 | 4.441 | 4.4878 | 4.5185 | 4.411 | 4.3668 | 4.3575 | 4.3509 | 4.3435 | 4.3775
PSS | AMLWCH T1 / AMLWCH T2 | 3.2162 | 3.475 | 3.5706 | 3.6526 | 3.7609 | 3.9402 | 4.1295 | 4.3722 | 4.6326 | 4.9165 | 5.17 | 5.4832 | 5.8173 | 6.1871 | 6.5761 | 7.1105 | 7.775 | 8.4907 | 9.2827 | 10.0638 | 10.8244 | 11.6178 | 12.3705 | 13.0179 | 13.4683 | 13.7461 | 14.0066 | 14.243 | 14.3676 | 14.6004 | 3.2162 | 3.322 | 3.4395 | 3.6211 | 3.9178 | 4.2198 | 4.5994 | 5.0722 | 5.5558 | 6.1006 | 6.6704 | 7.3294 | 8.041 | 8.7011 | 9.2001 | 9.5574 | 10.0161 | 10.2574 | 10.6068 | 10.7669 | 10.8797 | 11.1181 | 11.4581 | 11.7121 | 11.7526 | 11.6347 | 11.7788 | 11.9259 | 12.057 | 12.3194 | 3.2162 | 3.4209 | 3.5748 | 3.7531 | 3.9384 | 4.1731 | 4.4717 | 4.8891 | 5.3278 | 5.7374 | 6.1729 | 6.7284 | 7.3477 | 7.984 | 8.5083 | 8.9732 | 9.6392 | 10.2054 | 10.6739 | 10.9509 | 11.1545 | 11.3211 | 11.4899 | 11.5889 | 11.6 | 11.6373 | 11.7253 | 11.8439 | 11.954 | 12.1621 | 3.2162 | 3.2843 | 3.3676 | 3.5295 | 3.8259 | 4.2137 | 4.6622 | 5.261 | 5.9472 | 6.825 | 7.7634 | 8.7677 | 9.8587 | 10.9489 | 11.7918 | 12.5198 | 13.2713 | 13.8722 | 14.3349 | 14.4123 | 14.4776 | 14.568 | 14.6023 | 14.5316 | 14.2026 | 13.7636 | 13.3763 | 13.013 | 12.5639 | 12.2205 | 3.2162 | 3.4179 | 3.4653 | 3.6228 | 3.9692 | 4.4356 | 4.9659 | 5.5597 | 6.2001 | 7.0139 | 7.7444 | 8.432 | 9.0964 | 9.7997 | 10.4094 | 10.9383 | 11.6074 | 12.1664 | 12.5943 | 12.8905 | 13.0969 | 13.3113 | 13.6102 | 13.8164 | 13.2905 | 12.9319 | 12.9762 | 13.0545 | 13.08 | 13.2152
PSS | ANDERTON T1 | 3.6835 | 5.7135 | 5.7607 | 5.8405 | 5.9283 | 6.1152 | 6.3074 | 6.5864 | 6.8429 | 7.1712 | 7.4677 | 7.8623 | 8.283 | 8.751 | 9.2476 | 9.9261 | 10.7608 | 11.6664 | 12.6653 | 13.6564 | 14.614 | 15.6083 | 16.5928 | 17.4248 | 18.0234 | 18.4022 | 18.7887 | 19.1229 | 19.3218 | 19.6641 | 3.6835 | 5.2693 | 5.3662 | 5.5805 | 5.8961 | 6.3045 | 6.7805 | 7.4219 | 8.0488 | 8.7759 | 9.5254 | 10.4299 | 11.4667 | 12.4316 | 13.1858 | 13.7707 | 14.4634 | 14.9152 | 15.5739 | 15.7616 | 15.8808 | 16.1841 | 16.6851 | 17.0633 | 16.8683 | 16.6279 | 16.7789 | 16.9565 | 17.127 | 17.4487 | 3.6835 | 5.5044 | 5.6002 | 5.7739 | 5.9576 | 6.1926 | 6.5187 | 6.9595 | 7.4258 | 7.8685 | 8.3437 | 9.0239 | 9.8055 | 10.6069 | 11.3378 | 12.0331 | 12.9629 | 13.7553 | 14.4299 | 14.8119 | 15.121 | 15.3889 | 15.6189 | 15.7728 | 15.798 | 15.8545 | 15.9693 | 16.1042 | 16.228 | 16.4718 | 3.6835 | 5.1469 | 5.1876 | 5.3327 | 5.6154 | 6.0508 | 6.5576 | 7.269 | 8.0665 | 9.0833 | 10.1725 | 11.4742 | 12.9235 | 14.3434 | 15.5166 | 16.5153 | 17.5024 | 18.295 | 18.908 | 19.0304 | 19.1072 | 19.2368 | 19.3026 | 19.2302 | 18.8181 | 18.2668 | 17.7857 | 17.3348 | 16.7286 | 16.2313 | 3.6835 | 5.4475 | 5.4366 | 5.6217 | 6.0305 | 6.6295 | 7.3006 | 8.0567 | 8.8734 | 9.9392 | 10.912 | 11.8626 | 12.8636 | 13.8968 | 14.8172 | 15.6636 | 16.6705 | 17.6011 | 18.434 | 18.8075 | 19.0653 | 19.3419 | 19.7303 | 20.0168 | 19.1831 | 18.7607 | 18.8739 | 19.0095 | 19.0661 | 19.2701
PSS | APPLETON T1 / HORNSBRIDGE T1 / LUGSDALE T2 | 16.5273 | 17.0599 | 17.192 | 17.4445 | 17.617 | 17.7519 | 17.9404 | 18.2497 | 18.4762 | 18.9259 | 19.2344 | 19.8517 | 20.4813 | 21.1629 | 21.952 | 22.8065 | 23.9082 | 25 | 26.2 | 27.4376 | 28.5921 | 29.6979 | 30.8631 | 31.6828 | 32.2641 | 32.7208 | 32.9587 | 33.1534 | 33.2097 | 33.5825 | 16.5273 | 16.2166 | 16.2532 | 16.5478 | 16.8446 | 17.6004 | 18.5771 | 20.0011 | 21.3327 | 22.8862 | 24.5157 | 26.5611 | 29.138 | 31.4033 | 33.3529 | 34.8469 | 36.6564 | 37.876 | 39.305 | 39.9473 | 40.3102 | 41.3158 | 42.5354 | 43.74 | 45.1672 | 43.7442 | 43.6376 | 43.6579 | 43.7699 | 43.999 | 16.5273 | 16.6046 | 16.5033 | 16.5443 | 16.5422 | 16.6782 | 16.8793 | 17.3424 | 17.7366 | 18.2189 | 18.7293 | 19.5878 | 20.6038 | 21.6149 | 22.8232 | 23.9724 | 25.2403 | 26.3011 | 27.1801 | 27.72 | 28.1665 | 28.5907 | 28.9408 | 28.9499 | 28.8338 | 28.6621 | 28.4306 | 28.1685 | 27.8524 | 27.731 | 16.5273 | 15.8409 | 15.6497 | 15.7571 | 16.0081 | 16.6393 | 17.3446 | 18.4018 | 19.4273 | 20.8616 | 22.3379 | 24.2557 | 26.342 | 28.1875 | 29.8931 | 31.2852 | 32.4037 | 33.1449 | 33.5378 | 33.2104 | 32.8152 | 32.4298 | 32.071 | 31.5393 | 30.7892 | 30.0761 | 29.3449 | 28.6312 | 27.671 | 26.8562 | 16.5273 | 16.4135 | 16.3431 | 16.5455 | 17.0108 | 17.8127 | 18.8398 | 20.1092 | 21.3518 | 23.0062 | 24.5934 | 26.2817 | 28.4718 | 30.4997 | 32.3948 | 34.1251 | 36.1223 | 37.9038 | 39.5775 | 40.6815 | 41.3922 | 42.4727 | 43.4593 | 44.3286 | 45.6536 | 44.6982 | 44.7205 | 44.7802 | 44.7524 | 44.8794
PSS | ARROWE PK HOSP T1 / CHAMPION PLUGS T1 / CHAMPION PLUGS T2 / WOODCHURCH T1 | 10.606 | 10.924 | 11.0678 | 11.2948 | 11.454 | 11.5925 | 11.7301 | 11.8916 | 11.9367 | 12.156 | 12.2282 | 12.4431 | 12.6182 | 12.7715 | 12.9485 | 13.0652 | 13.3505 | 13.5615 | 13.7963 | 14.0406 | 14.2648 | 14.49 | 14.8383 | 15.0784 | 15.2138 | 15.3804 | 15.5373 | 15.6708 | 15.826 | 16.1776 | 10.606 | 10.7923 | 10.7311 | 10.6968 | 10.6179 | 10.5958 | 10.6093 | 10.8331 | 10.8785 | 11.083 | 11.238 | 11.6703 | 12.1659 | 12.6349 | 13.2286 | 13.7181 | 14.3506 | 14.8018 | 15.2262 | 15.4255 | 15.5758 | 15.6908 | 15.7961 | 15.7805 | 15.5857 | 15.4852 | 15.4743 | 15.4471 | 15.302 | 15.3773 | 10.606 | 10.8879 | 10.9343 | 11.0429 | 11.0671 | 11.1237 | 11.1777 | 11.3419 | 11.3152 | 11.367 | 11.3891 | 11.6208 | 11.8383 | 12.0019 | 12.2419 | 12.4294 | 12.7948 | 13.0823 | 13.4107 | 13.5503 | 13.7299 | 13.8559 | 13.9879 | 13.9986 | 13.948 | 13.9163 | 13.8648 | 13.8303 | 13.752 | 13.8331 | 10.606 | 10.6766 | 10.557 | 10.5212 | 10.5073 | 10.5528 | 10.5959 | 10.7309 | 10.7267 | 10.8809 | 10.9392 | 11.2204 | 11.5219 | 11.7719 | 12.1021 | 12.2071 | 12.4336 | 12.5774 | 12.6258 | 12.4385 | 12.2546 | 12.0881 | 11.9779 | 11.8943 | 11.7262 | 11.6072 | 11.5398 | 11.4631 | 11.3544 | 11.3665 | 10.606 | 10.8421 | 10.8124 | 10.8544 | 10.8469 | 10.9096 | 10.9826 | 11.2142 | 11.2803 | 11.5058 | 11.6778 | 12.063 | 12.4331 | 12.7857 | 13.2448 | 13.6285 | 14.165 | 14.5961 | 14.9726 | 15.1631 | 15.3406 | 15.4663 | 15.6098 | 15.6215 | 15.3233 | 15.1315 | 15.0646 | 14.9904 | 14.8321 | 14.8599
PSS | ARUNDEL T1 / GROVE PK T1 / WAVERTREE VALE T1 | 9.5918 | 11.1832 | 11.2134 | 11.2888 | 11.3664 | 11.4049 | 11.473 | 11.5854 | 11.6008 | 11.795 | 11.9115 | 12.1776 | 12.4266 | 12.6901 | 13.0242 | 13.3653 | 13.8867 | 14.3865 | 14.9878 | 15.5391 | 16.136 | 16.693 | 17.295 | 17.6862 | 17.8823 | 18.0321 | 18.0467 | 18.0271 | 17.8814 | 17.9808 | 9.5918 | 10.1729 | 9.9793 | 9.8605 | 9.7997 | 9.8113 | 9.8487 | 10.0274 | 10.1087 | 10.4023 | 10.6504 | 11.0148 | 11.3877 | 11.702 | 11.9852 | 12.189 | 12.4238 | 12.5334 | 12.6141 | 12.5536 | 12.4844 | 12.3798 | 12.3721 | 12.2532 | 12.0086 | 11.8543 | 11.7224 | 11.6053 | 11.408 | 11.3921 | 9.5918 | 10.6294 | 10.5347 | 10.5212 | 10.5789 | 10.6316 | 10.7382 | 10.9767 | 11.1306 | 11.3779 | 11.586 | 11.9337 | 12.2882 | 12.6348 | 12.9449 | 13.2368 | 13.5719 | 13.799 | 13.9771 | 14.0006 | 14.0159 | 13.9811 | 13.9818 | 13.8899 | 13.7477 | 13.6875 | 13.5952 | 13.5152 | 13.4092 | 13.4789 | 9.5918 | 9.7634 | 9.52 | 9.3747 | 9.3419 | 9.3768 | 9.4699 | 9.7157 | 9.9215 | 10.412 | 10.8788 | 11.4701 | 12.083 | 12.7469 | 13.2676 | 13.7198 | 14.1574 | 14.4072 | 14.4965 | 14.2441 | 13.9525 | 13.59 | 13.2055 | 12.7302 | 12.1498 | 11.6057 | 11.0532 | 10.5407 | 9.9558 | 9.5068 | 9.5918 | 10.4022 | 10.2303 | 10.1583 | 10.2141 | 10.31 | 10.4526 | 10.6922 | 10.8289 | 11.1768 | 11.4206 | 11.7244 | 12.0031 | 12.2688 | 12.5338 | 12.7716 | 13.0691 | 13.2805 | 13.4256 | 13.4413 | 13.4477 | 13.4144 | 13.4689 | 13.4402 | 13.1557 | 12.9973 | 12.9011 | 12.8212 | 12.6845 | 12.7259
PSS | ASH RD T1 / KELLOGGS (WREXHAM) T1 / KELLOGGS (WREXHAM) T2 | 14.8193 | 15.4609 | 15.6243 | 15.891 | 16.0568 | 16.2532 | 16.4249 | 16.6519 | 16.7111 | 17.0249 | 17.1168 | 17.4363 | 17.6952 | 17.9164 | 18.186 | 18.4355 | 18.8543 | 19.1845 | 19.5855 | 19.9559 | 20.2802 | 20.6328 | 21.1187 | 21.4422 | 21.6324 | 21.859 | 22.0103 | 22.1917 | 22.336 | 22.7593 | 14.8193 | 15.4201 | 15.3092 | 15.3196 | 15.1972 | 15.1971 | 15.2591 | 15.5927 | 15.7346 | 16.0241 | 16.2824 | 16.8963 | 17.597 | 18.2857 | 19.0803 | 19.797 | 20.635 | 21.2015 | 21.7938 | 22.0384 | 22.2475 | 22.3289 | 22.4722 | 22.4204 | 22.2459 | 22.1564 | 22.101 | 22.0633 | 21.885 | 22.0098 | 14.8193 | 15.4547 | 15.4635 | 15.5958 | 15.6088 | 15.6688 | 15.7364 | 15.9631 | 15.9574 | 16.0649 | 16.1264 | 16.4388 | 16.7861 | 16.9873 | 17.3301 | 17.6017 | 18.0623 | 18.4044 | 18.8102 | 18.9759 | 19.1633 | 19.3067 | 19.4867 | 19.4763 | 19.3667 | 19.2843 | 19.1421 | 19.0269 | 18.8533 | 18.9021 | 14.8193 | 15.1766 | 14.9696 | 14.922 | 14.8812 | 14.9755 | 15.0893 | 15.3683 | 15.4488 | 15.7648 | 15.9661 | 16.4448 | 16.9608 | 17.4238 | 17.9142 | 18.1057 | 18.4699 | 18.679 | 18.7729 | 18.4978 | 18.2231 | 17.9443 | 17.8115 | 17.6582 | 17.3951 | 17.2115 | 17.042 | 16.8956 | 16.6743 | 16.6347 | 14.8193 | 15.4681 | 15.3727 | 15.4569 | 15.451 | 15.5797 | 15.7192 | 16.0556 | 16.2063 | 16.5504 | 16.8154 | 17.3196 | 17.8203 | 18.2762 | 18.8645 | 19.3849 | 20.0521 | 20.5665 | 21.0751 | 21.3098 | 21.5253 | 21.6244 | 21.8018 | 21.7758 | 21.3998 | 21.1721 | 21.0329 | 20.9235 | 20.6985 | 20.73
PSS | ASSOCIATED LEAD T1 / GREAT BOUGHTON T1 / PIPERS ASH T1 | 12.0256 | 13.838 | 13.9684 | 14.207 | 14.4595 | 14.7079 | 15.0507 | 15.5707 | 16.0644 | 16.711 | 17.2638 | 18.0686 | 18.9536 | 19.9443 | 21.0135 | 22.2805 | 23.8792 | 25.5621 | 27.3983 | 29.2658 | 31.0871 | 32.8947 | 34.6614 | 36.0631 | 37.086 | 37.7393 | 38.2825 | 38.7556 | 38.9947 | 39.5386 | 12.0256 | 12.5789 | 12.6703 | 13.0242 | 13.5383 | 14.4656 | 15.5715 | 17.093 | 18.6247 | 20.4545 | 22.3587 | 24.606 | 27.2125 | 29.535 | 31.475 | 32.7618 | 34.4211 | 35.5099 | 36.71 | 37.2516 | 37.5861 | 38.529 | 39.3141 | 39.9333 | 38.4048 | 37.44 | 37.4187 | 37.4291 | 37.4635 | 37.6738 | 12.0256 | 13.1741 | 13.2369 | 13.4616 | 13.7353 | 14.1085 | 14.6232 | 15.3986 | 16.2836 | 17.115 | 18.017 | 19.3619 | 20.9006 | 22.5144 | 24.0948 | 25.6352 | 27.4524 | 29.0035 | 30.2801 | 31.0795 | 31.7447 | 32.2508 | 32.656 | 32.8172 | 32.7453 | 32.7511 | 32.7418 | 32.7799 | 32.7668 | 32.9673 | 12.0256 | 12.1689 | 12.1393 | 12.3367 | 12.8177 | 13.646 | 14.589 | 15.9207 | 17.3906 | 19.3408 | 21.4253 | 23.8853 | 26.5443 | 28.9969 | 31.0993 | 32.9288 | 34.3792 | 35.4053 | 35.9897 | 35.762 | 35.4602 | 35.158 | 34.7617 | 34.1299 | 33.099 | 31.9883 | 30.8962 | 29.8468 | 28.5543 | 27.4211 | 12.0256 | 12.9551 | 12.9288 | 13.2558 | 14.0618 | 15.218 | 16.5904 | 18.1724 | 19.8861 | 22.066 | 24.102 | 26.1393 | 28.435 | 30.6919 | 32.7317 | 34.5514 | 36.73 | 38.7628 | 40.45 | 41.6333 | 42.4769 | 43.5773 | 44.2581 | 44.7897 | 42.8844 | 42.1646 | 42.3578 | 42.5596 | 42.6379 | 42.9346
PSS | ASTMOOR IND EST T1 / MACKAMAX T1 / MERSEY RD T1 / PICOW FARM RD T1 | 10.668 | 11.0806 | 11.2613 | 11.5112 | 11.7159 | 11.7661 | 11.8441 | 11.9686 | 11.963 | 12.1525 | 12.1759 | 12.3823 | 12.5621 | 12.72 | 12.9233 | 12.9665 | 13.1892 | 13.3548 | 13.5503 | 13.7414 | 13.9392 | 14.1414 | 14.4198 | 14.5911 | 14.6736 | 14.8192 | 14.8814 | 14.9288 | 14.9775 | 15.2107 | 10.668 | 10.8432 | 10.8098 | 10.8753 | 10.8677 | 10.8669 | 10.9385 | 11.1933 | 11.3584 | 11.6732 | 11.9432 | 12.4974 | 13.12 | 13.7152 | 14.4436 | 14.8681 | 15.5733 | 16.0677 | 16.551 | 16.8286 | 17.0668 | 17.2084 | 17.3436 | 17.3669 | 17.2891 | 17.1878 | 17.1923 | 17.1652 | 17.0565 | 17.1039 | 10.668 | 10.961 | 10.993 | 11.1219 | 11.1799 | 11.2103 | 11.248 | 11.4144 | 11.4231 | 11.5816 | 11.6603 | 11.9226 | 12.1991 | 12.4495 | 12.8241 | 13.0142 | 13.442 | 13.7821 | 14.1408 | 14.3339 | 14.5333 | 14.6947 | 14.878 | 14.8725 | 14.817 | 14.7875 | 14.6925 | 14.5958 | 14.4574 | 14.4297 | 10.668 | 10.6085 | 10.4748 | 10.465 | 10.4561 | 10.4889 | 10.5349 | 10.7107 | 10.7683 | 11.0165 | 11.1535 | 11.5253 | 11.924 | 12.2781 | 12.7095 | 12.8224 | 13.1338 | 13.3554 | 13.4578 | 13.3516 | 13.2204 | 13.0781 | 12.9787 | 12.8577 | 12.7155 | 12.6317 | 12.5284 | 12.4443 | 12.2656 | 12.1816 | 10.668 | 10.8987 | 10.8963 | 10.9923 | 11.0476 | 11.0776 | 11.1604 | 11.3769 | 11.4589 | 11.6987 | 11.851 | 12.2174 | 12.6218 | 12.998 | 13.5098 | 13.8027 | 14.3511 | 14.7763 | 15.2163 | 15.4798 | 15.7322 | 15.9224 | 16.1255 | 16.1923 | 16.1664 | 16.1523 | 16.1561 | 16.1479 | 16.0737 | 16.1366
PSS | ATHOL ST T1 / CHISENHALE ST T1 / SANDHILLS LA T1 | 7.5008 | 7.9759 | 8.0722 | 8.2226 | 8.3253 | 8.5506 | 8.7382 | 8.9883 | 9.1429 | 9.435 | 9.607 | 9.8606 | 10.1117 | 10.3331 | 10.5762 | 10.9053 | 11.3625 | 11.8102 | 12.3009 | 12.7931 | 13.2555 | 13.7899 | 14.3895 | 14.9013 | 15.2561 | 15.5445 | 15.8806 | 16.2381 | 16.5555 | 17.0373 | 7.5008 | 7.7548 | 7.6896 | 7.6688 | 7.6261 | 7.6573 | 7.7384 | 7.9459 | 8.0592 | 8.2818 | 8.4588 | 8.8425 | 9.2455 | 9.6547 | 10.1275 | 10.5745 | 11.0911 | 11.4474 | 11.7971 | 11.9347 | 12.0813 | 12.2496 | 12.4805 | 12.6009 | 12.323 | 12.2274 | 12.2753 | 12.3108 | 12.248 | 12.4201 | 7.5008 | 7.9348 | 8.0559 | 8.2635 | 8.4074 | 8.5662 | 8.7535 | 9.02 | 9.154 | 9.2947 | 9.4345 | 9.8008 | 10.2099 | 10.5572 | 10.9049 | 11.2367 | 11.8125 | 12.3091 | 12.8053 | 13.0781 | 13.3575 | 13.5335 | 13.727 | 13.8538 | 13.8815 | 13.9973 | 14.1111 | 14.287 | 14.4384 | 14.7592 | 7.5008 | 7.7341 | 7.6764 | 7.711 | 7.7672 | 7.8828 | 7.9902 | 8.1975 | 8.3167 | 8.5934 | 8.8052 | 9.21 | 9.6754 | 10.126 | 10.5896 | 10.8827 | 11.2739 | 11.5487 | 11.7289 | 11.6647 | 11.5936 | 11.5558 | 11.5712 | 11.5518 | 11.3505 | 11.1106 | 10.9376 | 10.822 | 10.6709 | 10.6324 | 7.5008 | 7.871 | 7.8325 | 7.9371 | 8.0314 | 8.2656 | 8.5142 | 8.8669 | 9.1756 | 9.6585 | 10.089 | 10.6456 | 11.1214 | 11.6332 | 12.21 | 12.7372 | 13.4148 | 14.0232 | 14.4365 | 14.676 | 14.8983 | 15.0555 | 15.3152 | 15.4565 | 14.7812 | 14.3827 | 14.3284 | 14.285 | 14.1646 | 14.2429
PSS | AUDLEM T1 | 3.5174 | 3.8033 | 3.8246 | 3.8554 | 3.9089 | 4.025 | 4.1486 | 4.3041 | 4.4436 | 4.6387 | 4.8181 | 5.0554 | 5.2899 | 5.5403 | 5.8138 | 6.1309 | 6.5615 | 7.0137 | 7.4825 | 7.9458 | 8.3622 | 8.8086 | 9.2917 | 9.7299 | 10.0537 | 10.2629 | 10.5624 | 10.8696 | 11.1898 | 11.5833 | 3.5174 | 3.395 | 3.4304 | 3.5263 | 3.657 | 3.7969 | 3.9647 | 4.2247 | 4.4604 | 4.7251 | 5.0193 | 5.4108 | 5.823 | 6.2104 | 6.4899 | 6.6752 | 6.9613 | 7.1545 | 7.4677 | 7.6329 | 7.7746 | 7.9902 | 8.2938 | 8.504 | 8.6392 | 8.5449 | 8.6592 | 8.7633 | 8.8787 | 9.0918 | 3.5174 | 3.6267 | 3.6883 | 3.818 | 3.9449 | 4.0878 | 4.2627 | 4.488 | 4.7059 | 4.92 | 5.1428 | 5.4864 | 5.8575 | 6.2458 | 6.5685 | 6.8697 | 7.3767 | 7.8436 | 8.2903 | 8.576 | 8.8339 | 9.0559 | 9.2605 | 9.4323 | 9.4971 | 9.5829 | 9.7122 | 9.8568 | 10.0113 | 10.2345 | 3.5174 | 3.3193 | 3.3274 | 3.3844 | 3.496 | 3.6685 | 3.8946 | 4.2208 | 4.5783 | 4.9999 | 5.4257 | 5.9484 | 6.4824 | 6.9752 | 7.3506 | 7.5704 | 7.9212 | 8.2369 | 8.5331 | 8.6476 | 8.7729 | 8.995 | 9.2323 | 9.416 | 9.3782 | 9.1979 | 9.1089 | 9.0059 | 8.8978 | 8.8003 | 3.5174 | 3.543 | 3.5112 | 3.6002 | 3.7733 | 4.0585 | 4.3514 | 4.7037 | 5.0831 | 5.5893 | 6.0578 | 6.5356 | 6.9574 | 7.4289 | 7.8079 | 8.139 | 8.5905 | 9.0552 | 9.4607 | 9.7604 | 10.0015 | 10.2016 | 10.4882 | 10.6827 | 10.2735 | 9.9453 | 9.966 | 9.9932 | 9.9989 | 10.0741
PSS | BALA T1 | 3.4838 | 3.5546 | 3.6077 | 3.6888 | 3.782 | 3.9484 | 4.1491 | 4.3951 | 4.6504 | 4.9535 | 5.214 | 5.5403 | 5.8753 | 6.258 | 6.6492 | 7.1963 | 7.8752 | 8.5949 | 9.3936 | 10.1648 | 10.8899 | 11.6412 | 12.3498 | 12.9099 | 13.2987 | 13.4629 | 13.6503 | 13.8169 | 13.8637 | 14.044 | 3.4838 | 3.2857 | 3.3796 | 3.5387 | 3.8265 | 4.1282 | 4.4939 | 4.9535 | 5.4219 | 5.9717 | 6.5029 | 7.0789 | 7.6763 | 8.1857 | 8.5096 | 8.7315 | 8.9498 | 9.0664 | 9.3082 | 9.3749 | 9.4294 | 9.6052 | 9.8847 | 10.0991 | 10.1098 | 10.0004 | 10.1076 | 10.2365 | 10.3398 | 10.5576 | 3.4838 | 3.4489 | 3.5543 | 3.713 | 3.9248 | 4.166 | 4.4976 | 4.9234 | 5.4135 | 5.9037 | 6.3863 | 6.936 | 7.5131 | 8.0932 | 8.4861 | 8.8619 | 9.3642 | 9.7707 | 10.1144 | 10.2816 | 10.4149 | 10.5281 | 10.6289 | 10.7003 | 10.6875 | 10.7323 | 10.8086 | 10.9282 | 11.0419 | 11.2587 | 3.4838 | 3.2449 | 3.3101 | 3.4546 | 3.7587 | 4.1529 | 4.6305 | 5.2532 | 5.9703 | 6.9 | 7.8133 | 8.723 | 9.6668 | 10.6175 | 11.2661 | 11.8513 | 12.4724 | 12.9633 | 13.3323 | 13.3421 | 13.3347 | 13.3619 | 13.344 | 13.2233 | 12.845 | 12.3682 | 11.9537 | 11.5619 | 11.0912 | 10.7177 | 3.4838 | 3.4056 | 3.413 | 3.5401 | 3.8786 | 4.3195 | 4.8312 | 5.379 | 5.9757 | 6.7731 | 7.4484 | 8.0371 | 8.5735 | 9.1264 | 9.5594 | 9.9586 | 10.3746 | 10.785 | 11.0999 | 11.2967 | 11.4368 | 11.5536 | 11.7743 | 11.9348 | 11.4146 | 11.0637 | 11.0701 | 11.1193 | 11.1213 | 11.2228
PSS | BANASTRE RD T1 / DOVER RD T1 / GRANTHAM CL T1 | 10.6938 | 12.126 | 12.1946 | 12.3404 | 12.4864 | 12.5939 | 12.7704 | 13.0637 | 13.3174 | 13.7354 | 14.0475 | 14.569 | 15.1598 | 15.8189 | 16.596 | 17.4628 | 18.5817 | 19.7573 | 21.0426 | 22.4056 | 23.7783 | 25.1054 | 26.4085 | 27.4075 | 28.0993 | 28.605 | 28.8282 | 28.9766 | 28.8613 | 28.9993 | 10.6938 | 11.1712 | 11.059 | 11.1379 | 11.3384 | 11.8267 | 12.2732 | 12.969 | 13.6866 | 14.7577 | 15.925 | 17.3697 | 18.8447 | 20.2081 | 21.4984 | 22.3283 | 23.2775 | 23.7505 | 24.1168 | 24.2337 | 24.2533 | 24.1593 | 24.2043 | 24.118 | 23.9135 | 23.79 | 23.6748 | 23.5447 | 23.3459 | 23.3056 | 10.6938 | 11.5943 | 11.5087 | 11.5635 | 11.6584 | 11.824 | 12.1019 | 12.5953 | 13.1593 | 13.7105 | 14.2994 | 15.2076 | 16.3159 | 17.4467 | 18.679 | 19.8984 | 21.1839 | 22.2316 | 23.0399 | 23.4933 | 23.8213 | 24.002 | 24.109 | 24.0043 | 23.7822 | 23.6434 | 23.4061 | 23.2242 | 22.976 | 22.9009 | 10.6938 | 10.7811 | 10.6245 | 10.6623 | 10.9068 | 11.3859 | 11.8944 | 12.7241 | 13.6381 | 15.011 | 16.5436 | 18.4303 | 20.5611 | 22.5773 | 24.4193 | 25.8687 | 27.0945 | 27.9075 | 28.3201 | 28.1205 | 27.8004 | 27.3105 | 26.7179 | 25.9283 | 24.997 | 24.0935 | 23.1147 | 22.1648 | 20.975 | 19.9671 | 10.6938 | 11.4236 | 11.3015 | 11.3593 | 11.7312 | 12.2138 | 12.7816 | 13.4889 | 14.1698 | 15.069 | 15.8608 | 16.7887 | 17.7621 | 18.7014 | 19.6951 | 20.6335 | 21.6409 | 22.4729 | 23.1759 | 23.6422 | 24.045 | 24.3464 | 24.7289 | 25.0625 | 25.0459 | 25.2011 | 25.3347 | 25.518 | 25.5935 | 25.8576
PSS | BANGOR HOSP T1 / EITHINOG T1 / BANGOR UNIVERSITY T1 / HIRAEL T1 | 11.9824 | 13.8789 | 14.0057 | 14.1982 | 14.341 | 14.4838 | 14.6261 | 14.8564 | 14.968 | 15.3011 | 15.4504 | 15.8254 | 16.185 | 16.564 | 17.049 | 17.5775 | 18.3212 | 19.0495 | 19.9154 | 20.7712 | 21.6442 | 22.4776 | 23.3526 | 23.9258 | 24.2707 | 24.5319 | 24.5416 | 24.4909 | 24.2172 | 24.2413 | 11.9824 | 13.4002 | 13.3676 | 13.4619 | 13.5769 | 13.892 | 14.317 | 15.0421 | 15.6202 | 16.4269 | 17.1998 | 18.245 | 19.5532 | 20.7203 | 21.7298 | 22.6135 | 23.5809 | 24.226 | 24.9207 | 25.191 | 25.321 | 25.6609 | 26.1622 | 26.5868 | 27.0636 | 26.4314 | 26.3325 | 26.2958 | 26.2157 | 26.3381 | 11.9824 | 13.6502 | 13.5841 | 13.6675 | 13.6773 | 13.777 | 13.9584 | 14.3183 | 14.6022 | 14.9532 | 15.2706 | 15.8257 | 16.4579 | 17.0263 | 17.6772 | 18.2781 | 18.913 | 19.3877 | 19.7492 | 19.8183 | 19.8864 | 19.9239 | 19.9912 | 19.8787 | 19.6841 | 19.5122 | 19.2825 | 19.0605 | 18.7788 | 18.7178 | 11.9824 | 13.1457 | 12.9622 | 12.9582 | 13.095 | 13.4331 | 13.8256 | 14.4346 | 14.9881 | 15.9322 | 16.8709 | 18.0989 | 19.4871 | 20.8826 | 22.1141 | 23.2331 | 24.1988 | 24.8267 | 25.1068 | 24.7831 | 24.3769 | 23.8707 | 23.3321 | 22.6543 | 21.8575 | 21.1633 | 20.4163 | 19.7361 | 18.864 | 18.2299 | 11.9824 | 13.5297 | 13.4628 | 13.5682 | 13.8088 | 14.2049 | 14.7399 | 15.4516 | 16.057 | 16.9438 | 17.7158 | 18.5829 | 19.686 | 20.6835 | 21.6342 | 22.5212 | 23.5187 | 24.3327 | 25.066 | 25.424 | 25.6226 | 25.9441 | 26.2965 | 26.5664 | 26.98 | 26.4976 | 26.4075 | 26.3547 | 26.2149 | 26.2908
PSS | BARBAULD ST T1 / HORROCKS LA T1 / WARRINGTON CENTRAL T1 | 7.7221 | 9.0209 | 9.1712 | 9.3551 | 9.5045 | 9.7466 | 9.9682 | 10.2442 | 10.4128 | 10.733 | 10.9025 | 11.1965 | 11.4563 | 11.7137 | 11.9627 | 12.2959 | 12.7567 | 13.1928 | 13.6671 | 14.1324 | 14.5489 | 15.0335 | 15.5681 | 16.0135 | 16.3112 | 16.5206 | 16.7857 | 17.0776 | 17.3299 | 17.7799 | 7.7221 | 8.8838 | 8.8396 | 8.8485 | 8.8248 | 8.8657 | 8.9768 | 9.2326 | 9.3778 | 9.6286 | 9.8421 | 10.2469 | 10.6881 | 11.0965 | 11.5618 | 11.9845 | 12.5173 | 12.903 | 13.2573 | 13.3935 | 13.5694 | 13.7341 | 13.9623 | 14.0499 | 13.7937 | 13.686 | 13.7354 | 13.7535 | 13.6787 | 13.8406 | 7.7221 | 9.0322 | 9.1544 | 9.3835 | 9.5522 | 9.7306 | 9.9251 | 10.2098 | 10.3821 | 10.5916 | 10.7589 | 11.1418 | 11.5358 | 11.8418 | 12.128 | 12.3698 | 12.8542 | 13.257 | 13.6689 | 13.8942 | 14.1168 | 14.2851 | 14.4703 | 14.5766 | 14.5709 | 14.6582 | 14.7555 | 14.9012 | 15.0162 | 15.3113 | 7.7221 | 8.8613 | 8.8087 | 8.8725 | 8.9537 | 9.116 | 9.277 | 9.5273 | 9.7035 | 10.0437 | 10.2711 | 10.6554 | 11.0468 | 11.4298 | 11.7685 | 11.9713 | 12.2958 | 12.5158 | 12.6447 | 12.5097 | 12.3846 | 12.2953 | 12.2816 | 12.2347 | 12.0241 | 11.8011 | 11.6344 | 11.5224 | 11.3552 | 11.336 | 7.7221 | 8.9364 | 8.9043 | 9.0189 | 9.093 | 9.2936 | 9.5 | 9.8293 | 10.0887 | 10.5277 | 10.909 | 11.4392 | 11.888 | 12.3484 | 12.8905 | 13.3663 | 14.0228 | 14.615 | 15.0079 | 15.2382 | 15.4601 | 15.6167 | 15.8675 | 15.9683 | 15.3163 | 14.9137 | 14.8497 | 14.7775 | 14.6298 | 14.6857
PSS | BARMOUTH T1 | 2.525 | 3.4554 | 3.4893 | 3.5406 | 3.6092 | 3.7293 | 3.8641 | 4.0388 | 4.1884 | 4.3909 | 4.5548 | 4.762 | 4.9808 | 5.2187 | 5.4663 | 5.8086 | 6.2569 | 6.7255 | 7.2405 | 7.7517 | 8.2398 | 8.7365 | 9.2402 | 9.6469 | 9.9148 | 10.0696 | 10.2393 | 10.3858 | 10.4585 | 10.6338 | 2.525 | 3.1771 | 3.2038 | 3.283 | 3.4181 | 3.5872 | 3.8054 | 4.098 | 4.3674 | 4.6892 | 4.9899 | 5.3425 | 5.7286 | 6.0708 | 6.3104 | 6.4962 | 6.7333 | 6.8475 | 7.0121 | 7.0499 | 7.0796 | 7.2025 | 7.4089 | 7.5834 | 7.4395 | 7.311 | 7.3639 | 7.4283 | 7.4712 | 7.6156 | 2.525 | 3.3535 | 3.4218 | 3.548 | 3.69 | 3.8462 | 4.0538 | 4.3277 | 4.602 | 4.8685 | 5.1349 | 5.4886 | 5.8686 | 6.2405 | 6.5027 | 6.7584 | 7.123 | 7.436 | 7.7008 | 7.8346 | 7.9442 | 8.0265 | 8.1215 | 8.1925 | 8.1958 | 8.2488 | 8.3116 | 8.4199 | 8.5175 | 8.7074 | 2.525 | 3.134 | 3.1558 | 3.2313 | 3.3966 | 3.6149 | 3.8723 | 4.2168 | 4.6128 | 5.1207 | 5.6305 | 6.1887 | 6.7725 | 7.3771 | 7.8142 | 8.2369 | 8.659 | 8.9911 | 9.238 | 9.2468 | 9.2293 | 9.2378 | 9.2171 | 9.1285 | 8.8648 | 8.5264 | 8.2405 | 7.973 | 7.6517 | 7.4151 | 2.525 | 3.278 | 3.2647 | 3.3562 | 3.5541 | 3.8469 | 4.1838 | 4.5609 | 4.9585 | 5.507 | 5.9794 | 6.4236 | 6.8452 | 7.2847 | 7.6496 | 7.9825 | 8.4004 | 8.7477 | 8.9554 | 9.0768 | 9.1597 | 9.2495 | 9.3957 | 9.5101 | 8.9996 | 8.6819 | 8.6582 | 8.6657 | 8.643 | 8.7052
PSS | BARNSTON T1 / GAYTON T1 / IRBY T1 / THINGWALL T1 | 18.2626 | 20.8706 | 21.0387 | 21.3058 | 21.5978 | 21.9938 | 22.4962 | 23.2419 | 23.9458 | 24.8696 | 25.6659 | 26.8375 | 28.0905 | 29.4819 | 31.0355 | 32.9055 | 35.1834 | 37.5527 | 40.1266 | 42.7336 | 45.2276 | 47.6742 | 50.0702 | 51.9126 | 53.2554 | 54.1081 | 54.7222 | 55.27 | 55.4957 | 56.1803 | 18.2626 | 19.4446 | 19.5458 | 19.9674 | 20.6707 | 22.0168 | 23.5407 | 25.6177 | 27.7409 | 30.2837 | 33.0331 | 36.2673 | 39.8807 | 43.0897 | 45.8187 | 47.7199 | 49.972 | 51.3276 | 52.79 | 53.3973 | 53.6915 | 54.5985 | 55.8132 | 56.3862 | 54.5187 | 53.3787 | 53.2565 | 53.1737 | 53.0601 | 53.2403 | 18.2626 | 20.1424 | 20.1978 | 20.4824 | 20.8506 | 21.362 | 22.0762 | 23.1968 | 24.426 | 25.6321 | 26.935 | 28.8066 | 30.9723 | 33.1688 | 35.4143 | 37.6308 | 40.0618 | 42.1283 | 43.8306 | 44.8879 | 45.7432 | 46.3944 | 46.8632 | 46.9336 | 46.7329 | 46.6262 | 46.4184 | 46.2845 | 46.0841 | 46.1842 | 18.2626 | 18.9722 | 18.9142 | 19.2471 | 20.0016 | 21.301 | 22.7079 | 24.6782 | 26.8039 | 29.682 | 32.7282 | 36.2646 | 40.0523 | 43.4767 | 46.3987 | 48.8257 | 50.7603 | 52.0604 | 52.7625 | 52.3198 | 51.7506 | 51.1381 | 50.438 | 49.4264 | 47.9365 | 46.4054 | 44.8548 | 43.3431 | 41.4662 | 39.8256 | 18.2626 | 19.8743 | 19.8428 | 20.233 | 21.3594 | 22.9321 | 24.7844 | 26.9199 | 29.1453 | 31.9795 | 34.6091 | 37.2511 | 40.1918 | 43.0243 | 45.6396 | 48.084 | 50.8343 | 53.3647 | 55.5521 | 57.0732 | 58.1761 | 59.5499 | 60.9469 | 61.6367 | 59.5215 | 58.8098 | 59.0432 | 59.3161 | 59.3929 | 59.8013
PSS | BASCHURCH T1 | 6.0231 | 6.5996 | 6.6189 | 6.6749 | 6.7312 | 6.7774 | 6.8532 | 6.9904 | 7.0805 | 7.2582 | 7.3955 | 7.636 | 7.9018 | 8.1876 | 8.5191 | 8.9236 | 9.4362 | 9.9784 | 10.571 | 11.179 | 11.7664 | 12.3633 | 12.9629 | 13.4552 | 13.8183 | 14.067 | 14.261 | 14.4208 | 14.4996 | 14.7056 | 6.0231 | 6.1171 | 6.1449 | 6.2912 | 6.4802 | 6.6811 | 6.8968 | 7.2289 | 7.5449 | 7.9622 | 8.4217 | 9.051 | 9.7484 | 10.3972 | 10.9796 | 11.4157 | 11.9187 | 12.2134 | 12.7712 | 13.0643 | 13.2352 | 13.4481 | 13.7918 | 14.0303 | 14.7146 | 14.5969 | 14.6776 | 14.8043 | 14.9542 | 15.1875 | 6.0231 | 6.3457 | 6.3049 | 6.3142 | 6.3417 | 6.4175 | 6.5633 | 6.8081 | 7.0387 | 7.2877 | 7.5388 | 7.919 | 8.3548 | 8.8124 | 9.3115 | 9.7817 | 10.3775 | 10.8869 | 11.3099 | 11.5441 | 11.7171 | 11.8811 | 12.0317 | 12.0735 | 12.0484 | 11.9819 | 11.9177 | 11.8441 | 11.7656 | 11.7706 | 6.0231 | 5.9555 | 5.8797 | 5.9123 | 6.0242 | 6.2642 | 6.5675 | 7.0486 | 7.5547 | 8.2594 | 9.0073 | 9.9574 | 11.0146 | 12.0212 | 12.9118 | 13.5214 | 14.2383 | 14.8265 | 15.2886 | 15.386 | 15.4711 | 15.5917 | 15.6847 | 15.6716 | 15.4485 | 15.1272 | 14.8235 | 14.5213 | 14.1291 | 13.797 | 6.0231 | 6.2183 | 6.1502 | 6.1782 | 6.3253 | 6.5691 | 6.8565 | 7.2163 | 7.5601 | 8.0276 | 8.4362 | 8.9122 | 9.4298 | 9.9531 | 10.4757 | 10.974 | 11.5163 | 11.9864 | 12.6024 | 13.0174 | 13.2966 | 13.5676 | 13.8837 | 14.1005 | 14.3422 | 14.1808 | 14.2177 | 14.2911 | 14.3283 | 14.4416
PSS | BASS CHARRINGTON T1 / BASS CHARRINGTON T2 / CLIFTON T1 / YKK T1 | 14.6446 | 15.1217 | 15.2646 | 15.5033 | 15.6464 | 15.7787 | 15.9234 | 16.1361 | 16.2338 | 16.5623 | 16.7049 | 17.0876 | 17.4518 | 17.8011 | 18.2539 | 18.7103 | 19.3305 | 19.9177 | 20.5856 | 21.2603 | 21.9026 | 22.5297 | 23.2336 | 23.7118 | 24.0245 | 24.2912 | 24.4308 | 24.5075 | 24.5116 | 24.7857 | 14.6446 | 14.7407 | 14.6338 | 14.7057 | 14.6934 | 14.9205 | 15.2483 | 15.8746 | 16.388 | 17.0912 | 17.8383 | 18.9485 | 20.2642 | 21.4673 | 22.6776 | 23.6596 | 24.7865 | 25.5144 | 26.3005 | 26.6416 | 26.8738 | 27.1833 | 27.5561 | 27.851 | 28.1177 | 27.6527 | 27.5807 | 27.5139 | 27.4121 | 27.4915 | 14.6446 | 14.932 | 14.8761 | 14.9194 | 14.878 | 14.9354 | 15.0265 | 15.3026 | 15.425 | 15.6478 | 15.8569 | 16.3536 | 16.8968 | 17.4126 | 18.084 | 18.7147 | 19.4619 | 20.0509 | 20.5662 | 20.8301 | 21.0861 | 21.2757 | 21.4616 | 21.397 | 21.2559 | 21.1203 | 20.9041 | 20.6905 | 20.4265 | 20.3416 | 14.6446 | 14.4569 | 14.221 | 14.2131 | 14.2356 | 14.4929 | 14.7657 | 15.2581 | 15.6457 | 16.3459 | 17.0105 | 18.0388 | 19.159 | 20.1856 | 21.2021 | 21.9086 | 22.5877 | 23.0214 | 23.187 | 22.8756 | 22.5229 | 22.1328 | 21.802 | 21.3804 | 20.8839 | 20.4924 | 20.0572 | 19.6406 | 19.0852 | 18.6905 | 14.6446 | 14.8397 | 14.749 | 14.8201 | 14.9344 | 15.2196 | 15.6065 | 16.1879 | 16.6413 | 17.3151 | 17.9308 | 18.7661 | 19.7626 | 20.6887 | 21.6784 | 22.5929 | 23.6486 | 24.5121 | 25.3497 | 25.8437 | 26.2229 | 26.6382 | 27.0454 | 27.3257 | 27.6246 | 27.3361 | 27.3048 | 27.2811 | 27.1763 | 27.2568
PSS | BATTERSBY LA T1 / RYLANDS ELDON ST T2 | 0.97528 | 1.2233 | 1.2711 | 1.3331 | 1.4031 | 1.3961 | 1.4175 | 1.4388 | 1.4586 | 1.4863 | 1.5108 | 1.5608 | 1.6069 | 1.6537 | 1.7022 | 1.6825 | 1.73 | 1.7871 | 1.849 | 1.9043 | 1.9748 | 2.0456 | 2.1288 | 2.2103 | 2.259 | 2.3082 | 2.3665 | 2.4231 | 2.4883 | 2.5728 | 0.97528 | 1.0294 | 1.0341 | 1.0466 | 1.0784 | 1.0662 | 1.077 | 1.1048 | 1.1415 | 1.1916 | 1.2303 | 1.2954 | 1.3626 | 1.4253 | 1.5155 | 1.4996 | 1.5874 | 1.6746 | 1.7379 | 1.7979 | 1.8496 | 1.926 | 1.9943 | 2.0472 | 2.0271 | 1.9869 | 2.0026 | 2.0169 | 2.017 | 2.0516 | 0.97528 | 1.1153 | 1.1329 | 1.1597 | 1.1958 | 1.2224 | 1.2286 | 1.263 | 1.2966 | 1.3318 | 1.3557 | 1.4199 | 1.4847 | 1.5535 | 1.6253 | 1.6624 | 1.7733 | 1.8771 | 1.9618 | 2.0283 | 2.094 | 2.1429 | 2.194 | 2.221 | 2.249 | 2.2875 | 2.3276 | 2.3722 | 2.4133 | 2.4699 | 0.97528 | 0.98708 | 0.99168 | 1.0154 | 1.0403 | 1.0263 | 1.0357 | 1.0614 | 1.1022 | 1.1523 | 1.1828 | 1.2478 | 1.3105 | 1.3801 | 1.4558 | 1.4813 | 1.5572 | 1.6306 | 1.7009 | 1.7459 | 1.779 | 1.8424 | 1.8967 | 1.9356 | 1.945 | 1.9055 | 1.9053 | 1.9171 | 1.9289 | 1.9364 | 0.97528 | 1.0721 | 1.0737 | 1.0949 | 1.1367 | 1.1662 | 1.1949 | 1.2442 | 1.3111 | 1.4061 | 1.4846 | 1.5831 | 1.6641 | 1.7571 | 1.87 | 1.9088 | 2.0343 | 2.1661 | 2.2397 | 2.3117 | 2.3746 | 2.4374 | 2.5059 | 2.5486 | 2.4611 | 2.3928 | 2.3975 | 2.4018 | 2.3933 | 2.4097
PSS | BEAUMARIS T1 | 3.7376 | 4.7969 | 4.8675 | 4.9734 | 5.077 | 5.3075 | 5.5269 | 5.7954 | 6.0366 | 6.3383 | 6.5961 | 6.9161 | 7.2354 | 7.567 | 7.8848 | 8.3445 | 8.9349 | 9.5246 | 10.1765 | 10.799 | 11.3544 | 11.9998 | 12.6612 | 13.2493 | 13.6943 | 13.965 | 14.3645 | 14.7845 | 15.176 | 15.698 | 3.7376 | 4.5323 | 4.5723 | 4.6941 | 4.8297 | 5.0052 | 5.2494 | 5.6006 | 5.9174 | 6.2864 | 6.6309 | 7.1227 | 7.5542 | 7.9572 | 8.3212 | 8.6098 | 8.994 | 9.2647 | 9.6209 | 9.8101 | 9.9983 | 10.2775 | 10.6445 | 10.908 | 10.9076 | 10.8175 | 10.9678 | 11.1087 | 11.2099 | 11.4812 | 3.7376 | 4.7271 | 4.8731 | 5.096 | 5.3225 | 5.5503 | 5.834 | 6.1678 | 6.507 | 6.811 | 7.1243 | 7.614 | 8.1157 | 8.6128 | 9.013 | 9.3679 | 10.0002 | 10.5835 | 11.1181 | 11.4796 | 11.7972 | 12.0602 | 12.3091 | 12.5246 | 12.5984 | 12.755 | 12.9712 | 13.2114 | 13.4724 | 13.841 | 3.7376 | 4.5249 | 4.5576 | 4.6843 | 4.8618 | 5.1168 | 5.4296 | 5.8404 | 6.2969 | 6.8561 | 7.3703 | 7.981 | 8.6146 | 9.2042 | 9.6513 | 9.9696 | 10.3966 | 10.7694 | 11.1178 | 11.1947 | 11.2811 | 11.4868 | 11.7208 | 11.8937 | 11.7865 | 11.528 | 11.3859 | 11.2614 | 11.1133 | 11.025 | 3.7376 | 4.6789 | 4.6649 | 4.8223 | 5.0706 | 5.4745 | 5.9032 | 6.4049 | 6.9543 | 7.6869 | 8.3393 | 9.0129 | 9.4826 | 10.027 | 10.5518 | 11.0189 | 11.6391 | 12.271 | 12.7201 | 13.075 | 13.3638 | 13.6067 | 13.9636 | 14.2044 | 13.5173 | 13.0474 | 13.0657 | 13.0844 | 13.0542 | 13.1552
PSS | BEAUMONT ST T1 / DINGLE VALE T1 / LARK LA T1 / MDHB BRUNSWICK DOCK T1 | 20.3733 | 23.3946 | 24.4059 | 25.5691 | 26.6566 | 27.6715 | 28.6813 | 28.6914 | 28.7014 | 28.7115 | 28.7215 | 28.7315 | 28.7416 | 28.7516 | 28.7617 | 28.7717 | 28.7817 | 28.7918 | 28.8018 | 28.8119 | 28.8219 | 28.8319 | 28.842 | 28.852 | 28.8621 | 28.8721 | 28.8821 | 28.8922 | 28.9022 | 28.9725 | 20.3733 | 21.8219 | 22.3073 | 23.0216 | 23.6455 | 24.4118 | 25.2316 | 25.1112 | 24.9908 | 24.8704 | 24.75 | 24.6296 | 24.5092 | 24.3888 | 24.2684 | 24.148 | 24.0276 | 23.9072 | 23.7868 | 23.6664 | 23.749 | 23.6235 | 23.5598 | 23.3115 | 22.9169 | 22.6752 | 22.409 | 22.1714 | 21.801 | 21.7399 | 20.3733 | 22.5424 | 23.2564 | 24.176 | 25.0332 | 25.9665 | 26.9049 | 26.7539 | 26.6029 | 26.4519 | 26.3009 | 26.1499 | 25.9989 | 25.8479 | 25.6969 | 25.5459 | 25.3949 | 25.2439 | 25.0929 | 24.9419 | 24.7909 | 24.6399 | 24.4889 | 24.3379 | 24.1869 | 24.0359 | 23.8849 | 23.7339 | 23.5829 | 22.5258 | 20.3733 | 21.13 | 21.4862 | 22.0913 | 22.7333 | 23.5185 | 24.3452 | 24.0452 | 23.7453 | 23.4453 | 23.1454 | 22.8455 | 22.5455 | 22.2456 | 21.9457 | 21.6457 | 21.3458 | 21.0458 | 20.7459 | 20.446 | 20.146 | 19.8461 | 19.5461 | 19.2462 | 18.9463 | 18.6463 | 18.3464 | 18.0465 | 17.7465 | 15.6469 | 20.3733 | 22.1876 | 22.7764 | 23.5918 | 24.3688 | 25.2533 | 26.1716 | 26.0405 | 25.9094 | 25.7783 | 25.6472 | 25.516 | 25.3849 | 25.2538 | 25.1227 | 24.9916 | 24.8605 | 24.7293 | 24.5982 | 24.4671 | 24.336 | 24.2049 | 24.0738 | 23.9426 | 23.8115 | 23.6804 | 23.5493 | 23.4182 | 23.2871 | 22.3693
PSS | BEDBURN DV T1 / BLUEBELL LA T1 / BROOKBRIDGE T1 / ECCLESTON T1 | 19.3219 | 20.0178 | 20.1174 | 20.3601 | 20.6074 | 20.8914 | 21.2655 | 21.8223 | 22.2862 | 23.0382 | 23.6009 | 24.5055 | 25.4698 | 26.5494 | 27.8095 | 29.2942 | 31.2301 | 33.3275 | 35.6705 | 38.065 | 40.4495 | 42.8658 | 45.2198 | 47.0691 | 48.3658 | 49.2318 | 49.7864 | 50.1868 | 50.1138 | 50.4859 | 19.3219 | 18.7304 | 18.8336 | 19.2374 | 19.8276 | 20.9585 | 22.415 | 24.401 | 26.3065 | 28.465 | 30.6552 | 33.3238 | 36.7065 | 39.7309 | 42.1581 | 44.1404 | 46.4245 | 48.0192 | 49.8951 | 50.6702 | 51.1216 | 52.6837 | 54.7181 | 56.7434 | 53.7841 | 52.1075 | 52.0653 | 52.2069 | 52.3752 | 52.8717 | 19.3219 | 19.2897 | 19.1565 | 19.1945 | 19.4644 | 19.8708 | 20.4258 | 21.3327 | 22.2916 | 23.194 | 24.1793 | 25.7026 | 27.5097 | 29.3538 | 31.2376 | 33.0571 | 35.1869 | 36.9501 | 38.308 | 39.0057 | 39.539 | 39.9819 | 40.3928 | 40.485 | 40.3395 | 40.2769 | 40.2026 | 40.2051 | 40.0798 | 40.3392 | 19.3219 | 18.1452 | 17.9803 | 18.1348 | 18.7482 | 19.7039 | 20.8501 | 22.4782 | 24.1732 | 26.5526 | 29.1206 | 32.3774 | 36.091 | 39.8032 | 43.0413 | 46.0999 | 48.6217 | 50.4477 | 51.5249 | 51.2908 | 50.8637 | 50.3807 | 49.6979 | 48.6402 | 47.0294 | 45.3628 | 43.7099 | 42.2037 | 40.2669 | 38.7171 | 19.3219 | 19.0684 | 18.9829 | 19.2979 | 20.2184 | 21.617 | 23.3797 | 25.4421 | 27.6546 | 30.4569 | 33.1549 | 35.8868 | 39.2544 | 42.4926 | 45.4126 | 48.0879 | 51.1878 | 53.9775 | 56.2744 | 57.6891 | 58.5318 | 59.9358 | 61.3725 | 62.7216 | 59.1634 | 57.7655 | 57.854 | 58.0236 | 57.9848 | 58.3586
PSS | BEECH ST T1 / LISTER DV A T2 | 3.8427 | 4.2315 | 4.2642 | 4.3246 | 4.3623 | 4.3654 | 4.3888 | 4.4219 | 4.4167 | 4.4909 | 4.5093 | 4.579 | 4.656 | 4.7319 | 4.8344 | 4.9324 | 5.0843 | 5.2367 | 5.4099 | 5.5821 | 5.7576 | 5.9495 | 6.1459 | 6.2817 | 6.3582 | 6.4234 | 6.4506 | 6.4441 | 6.3976 | 6.439 | 3.8427 | 3.9679 | 3.9217 | 3.8929 | 3.8697 | 3.8782 | 3.8911 | 3.9577 | 3.987 | 4.093 | 4.1857 | 4.3784 | 4.5739 | 4.7541 | 4.9571 | 5.1199 | 5.2961 | 5.404 | 5.4932 | 5.508 | 5.5159 | 5.4898 | 5.4838 | 5.4272 | 5.3714 | 5.3272 | 5.284 | 5.2405 | 5.1706 | 5.1711 | 3.8427 | 4.0897 | 4.0534 | 4.0448 | 4.0498 | 4.0589 | 4.0709 | 4.1366 | 4.1584 | 4.2005 | 4.2403 | 4.3388 | 4.458 | 4.5841 | 4.7161 | 4.8689 | 5.0277 | 5.1493 | 5.2405 | 5.2804 | 5.3055 | 5.3023 | 5.3242 | 5.2823 | 5.2286 | 5.1859 | 5.125 | 5.0742 | 5.0073 | 4.9937 | 3.8427 | 3.8564 | 3.7786 | 3.7359 | 3.7239 | 3.7376 | 3.7496 | 3.8231 | 3.8753 | 4.0172 | 4.1548 | 4.3895 | 4.6468 | 4.9215 | 5.1909 | 5.3816 | 5.5786 | 5.6917 | 5.7424 | 5.6686 | 5.5752 | 5.4459 | 5.3125 | 5.162 | 4.9726 | 4.8214 | 4.6506 | 4.5005 | 4.3017 | 4.1592 | 3.8427 | 4.011 | 3.9694 | 3.9513 | 3.9651 | 3.9865 | 4.0256 | 4.1033 | 4.134 | 4.2201 | 4.2815 | 4.4067 | 4.5379 | 4.6651 | 4.8151 | 4.9644 | 5.1233 | 5.2399 | 5.3412 | 5.3801 | 5.4128 | 5.4186 | 5.4504 | 5.4396 | 5.4089 | 5.3982 | 5.3762 | 5.3627 | 5.326 | 5.3558
PSS | BEMROSE T1 / CARR LA EAST T1 / LUCAS (FAZAKERLEY) T1 / NORRIS GREEN T1 / WEST DERBY T1 | 22.606 | 25.4994 | 25.6835 | 26.0198 | 26.3445 | 26.484 | 26.7288 | 27.1648 | 27.4258 | 28.0117 | 28.4106 | 29.2585 | 30.0964 | 30.983 | 32.0555 | 33.0586 | 34.4262 | 35.7258 | 37.1513 | 38.6049 | 40.0145 | 41.3257 | 42.7231 | 43.7094 | 44.4031 | 44.9661 | 45.2644 | 45.5501 | 45.7249 | 46.3436 | 22.606 | 23.8833 | 23.633 | 23.6934 | 23.8426 | 24.3635 | 24.8919 | 25.9125 | 26.8427 | 28.3074 | 29.9058 | 32.0627 | 34.2531 | 36.2379 | 38.284 | 39.5001 | 41.1024 | 41.9523 | 42.6991 | 42.9925 | 43.0921 | 43.0147 | 43.0149 | 42.7759 | 42.4283 | 42.0835 | 41.8247 | 41.4793 | 41.0261 | 40.8566 | 22.606 | 24.5793 | 24.4138 | 24.4623 | 24.5207 | 24.6867 | 24.938 | 25.5471 | 26.0461 | 26.6755 | 27.3272 | 28.45 | 29.7168 | 30.9759 | 32.5133 | 33.9916 | 35.5781 | 36.8972 | 38.0753 | 38.8162 | 39.4648 | 39.8699 | 40.1776 | 40.049 | 39.7647 | 39.5467 | 39.1398 | 38.7491 | 38.2885 | 38.0803 | 22.606 | 23.1337 | 22.7486 | 22.6886 | 22.8938 | 23.4344 | 23.9846 | 25.0403 | 26.0257 | 27.6174 | 29.2338 | 31.3053 | 33.4815 | 35.2457 | 36.9903 | 37.9354 | 38.8539 | 39.3489 | 39.5034 | 39.009 | 38.4047 | 37.7117 | 37.0742 | 36.2815 | 35.3652 | 34.5058 | 33.6076 | 32.6745 | 31.5184 | 30.5205 | 22.606 | 24.1908 | 23.9572 | 23.9836 | 24.3264 | 24.7885 | 25.3602 | 26.2261 | 26.8657 | 27.8976 | 28.7872 | 30.0001 | 31.2295 | 32.3691 | 33.7116 | 34.8954 | 36.2611 | 37.3925 | 38.522 | 39.3073 | 40.0176 | 40.5588 | 41.141 | 41.5127 | 41.5825 | 41.7782 | 41.8846 | 41.9801 | 41.9325 | 42.1639
PSS | BENTINCK ST T1 / BENTINCK ST T2 / CHESTER ST (BIRKENHEAD) T1 | 7.7664 | 10.657 | 10.839 | 11.109 | 11.346 | 11.6049 | 11.8633 | 12.1939 | 12.4369 | 12.8464 | 13.0681 | 13.4553 | 13.8425 | 14.2481 | 14.7019 | 15.2432 | 16.0535 | 16.8961 | 17.8692 | 18.8543 | 19.8889 | 20.949 | 22.0281 | 22.8611 | 23.3985 | 23.7743 | 24.0209 | 24.1842 | 24.0783 | 24.2401 | 7.7664 | 10.4576 | 10.4475 | 10.5399 | 10.6909 | 10.9305 | 11.1932 | 11.6751 | 12.0439 | 12.6377 | 13.1668 | 13.9324 | 14.752 | 15.5527 | 16.3486 | 16.9747 | 17.708 | 18.2096 | 18.6499 | 18.8105 | 18.9717 | 19.1113 | 19.3602 | 19.4715 | 19.1998 | 19.1516 | 19.2287 | 19.3158 | 19.2223 | 19.4455 | 7.7664 | 10.5777 | 10.7402 | 10.989 | 11.1946 | 11.4527 | 11.7773 | 12.2621 | 12.6846 | 13.1199 | 13.5345 | 14.2416 | 15.0248 | 15.7679 | 16.4377 | 17.0387 | 17.887 | 18.5325 | 19.0692 | 19.2351 | 19.3973 | 19.4514 | 19.5488 | 19.5405 | 19.4236 | 19.4296 | 19.4407 | 19.5 | 19.4993 | 19.7467 | 7.7664 | 10.3655 | 10.3533 | 10.4589 | 10.7302 | 11.0618 | 11.4427 | 11.996 | 12.5323 | 13.4555 | 14.3568 | 15.5652 | 16.9899 | 18.522 | 19.8692 | 21.0672 | 22.248 | 23.1213 | 23.6523 | 23.5722 | 23.4059 | 23.1341 | 22.7508 | 22.2331 | 21.4945 | 20.7765 | 20.0573 | 19.4062 | 18.5523 | 17.9757 | 7.7664 | 10.5521 | 10.5639 | 10.734 | 11.0066 | 11.4007 | 11.8324 | 12.4071 | 12.912 | 13.6696 | 14.2958 | 15.0652 | 15.7944 | 16.5545 | 17.3534 | 18.0355 | 18.9152 | 19.6316 | 20.1233 | 20.3299 | 20.5343 | 20.6616 | 20.917 | 21.0818 | 20.4869 | 20.1847 | 20.1908 | 20.2372 | 20.1516 | 20.3542
PSS | BERSHAM COLLIERY T1 | 1.9947 | 2.258 | 2.2738 | 2.3027 | 2.3215 | 2.3489 | 2.3747 | 2.4268 | 2.4662 | 2.5341 | 2.578 | 2.6569 | 2.7468 | 2.8436 | 2.9641 | 3.0939 | 3.2766 | 3.459 | 3.6545 | 3.8716 | 4.0902 | 4.2849 | 4.4908 | 4.6432 | 4.7437 | 4.8238 | 4.8579 | 4.8655 | 4.8408 | 4.8555 | 1.9947 | 2.1596 | 2.1645 | 2.191 | 2.2422 | 2.3341 | 2.45 | 2.6262 | 2.7776 | 3.0079 | 3.2221 | 3.4882 | 3.8127 | 4.0957 | 4.3603 | 4.5572 | 4.7889 | 4.9238 | 5.0899 | 5.152 | 5.1745 | 5.2608 | 5.3743 | 5.4778 | 5.601 | 5.4652 | 5.4486 | 5.4451 | 5.4384 | 5.46 | 1.9947 | 2.2066 | 2.2001 | 2.2074 | 2.2163 | 2.2405 | 2.285 | 2.3806 | 2.4552 | 2.5357 | 2.6193 | 2.7506 | 2.931 | 3.0879 | 3.2765 | 3.4649 | 3.6531 | 3.8207 | 3.9433 | 3.998 | 4.0376 | 4.0777 | 4.106 | 4.0917 | 4.0582 | 4.0289 | 3.9909 | 3.9518 | 3.8933 | 3.8729 | 1.9947 | 2.1126 | 2.0882 | 2.1081 | 2.1579 | 2.2405 | 2.3381 | 2.4955 | 2.6471 | 2.8683 | 3.1121 | 3.4341 | 3.7922 | 4.1348 | 4.4488 | 4.7208 | 4.95 | 5.0982 | 5.1796 | 5.1338 | 5.078 | 4.9872 | 4.9103 | 4.7901 | 4.6283 | 4.4809 | 4.3309 | 4.1822 | 3.9867 | 3.833 | 1.9947 | 2.171 | 2.1699 | 2.191 | 2.2703 | 2.375 | 2.5163 | 2.6964 | 2.855 | 3.0841 | 3.2817 | 3.4923 | 3.7707 | 4.0152 | 4.2652 | 4.4932 | 4.744 | 4.9592 | 5.1631 | 5.2784 | 5.3518 | 5.4621 | 5.5654 | 5.6616 | 5.7828 | 5.704 | 5.7135 | 5.7302 | 5.7249 | 5.7542
PSS | BERSHAM RD T1 / IND COOPE T1 / RHYD BROUGHTON LA T1 / TUTTLE ST T1 | 15.127 | 14.2834 | 14.393 | 14.5687 | 14.7586 | 14.8914 | 15.0495 | 15.323 | 15.4547 | 15.8099 | 16.0037 | 16.4358 | 16.8804 | 17.3278 | 17.8797 | 18.4808 | 19.2963 | 20.1038 | 21.0129 | 21.9227 | 22.8181 | 23.6504 | 24.533 | 25.1335 | 25.5195 | 25.8115 | 25.9035 | 25.9368 | 25.8116 | 25.9607 | 15.127 | 13.6694 | 13.7324 | 13.9487 | 14.226 | 14.6962 | 15.3801 | 16.3917 | 17.29 | 18.3603 | 19.4056 | 20.7613 | 22.5217 | 24.0525 | 25.3605 | 26.3691 | 27.6087 | 28.463 | 29.4901 | 29.9025 | 30.1224 | 30.7905 | 31.6636 | 32.5135 | 33.4922 | 32.38 | 32.2506 | 32.2205 | 32.2341 | 32.4158 | 15.127 | 14.021 | 14.0168 | 14.1247 | 14.2477 | 14.3748 | 14.5756 | 14.9938 | 15.3173 | 15.7381 | 16.1247 | 16.7618 | 17.5209 | 18.217 | 19.0248 | 19.6919 | 20.5306 | 21.164 | 21.7008 | 21.9275 | 22.1216 | 22.3129 | 22.5194 | 22.4779 | 22.3441 | 22.1781 | 21.9835 | 21.7879 | 21.5213 | 21.4528 | 15.127 | 13.4401 | 13.3249 | 13.3911 | 13.6266 | 14.0237 | 14.5349 | 15.3156 | 16.0099 | 17.0646 | 18.1117 | 19.4737 | 20.9593 | 22.3582 | 23.5951 | 24.6757 | 25.5615 | 26.1447 | 26.4361 | 26.0966 | 25.6992 | 25.2599 | 24.8254 | 24.2514 | 23.496 | 22.7981 | 22.0888 | 21.4231 | 20.5725 | 19.9223 | 15.127 | 13.8433 | 13.8468 | 14.0372 | 14.4695 | 15.0428 | 15.8102 | 16.7729 | 17.676 | 18.9147 | 20.0363 | 21.2346 | 22.8187 | 24.2513 | 25.5882 | 26.7255 | 28.1291 | 29.3315 | 30.4699 | 31.1212 | 31.4953 | 32.1329 | 32.7537 | 33.2713 | 34.1278 | 33.2809 | 33.191 | 33.1354 | 33.001 | 33.0477
PSS | BETHESDA T1 | 4.2818 | 4.7932 | 4.8185 | 4.8712 | 4.9262 | 4.9758 | 5.0397 | 5.1504 | 5.2317 | 5.377 | 5.5027 | 5.7101 | 5.918 | 6.1434 | 6.3864 | 6.6918 | 7.0502 | 7.4106 | 7.8148 | 8.2002 | 8.5597 | 8.8851 | 9.2368 | 9.4904 | 9.672 | 9.7972 | 9.8906 | 9.9871 | 10.0677 | 10.2376 | 4.2818 | 4.5102 | 4.5789 | 4.7205 | 4.8927 | 5.1161 | 5.4165 | 5.8375 | 6.2183 | 6.654 | 7.1244 | 7.6962 | 8.3786 | 8.9919 | 9.4781 | 9.8362 | 10.2952 | 10.6033 | 11.0812 | 11.3271 | 11.4612 | 11.7825 | 12.2067 | 12.6032 | 13.2577 | 12.8944 | 12.915 | 12.9826 | 13.0967 | 13.2502 | 4.2818 | 4.6405 | 4.6255 | 4.6565 | 4.6819 | 4.755 | 4.8696 | 5.0516 | 5.2215 | 5.4315 | 5.6349 | 5.9114 | 6.2228 | 6.519 | 6.8275 | 7.1215 | 7.476 | 7.7602 | 8.0268 | 8.1939 | 8.3199 | 8.4794 | 8.5996 | 8.6441 | 8.626 | 8.5872 | 8.5399 | 8.4902 | 8.4129 | 8.4018 | 4.2818 | 4.4108 | 4.3906 | 4.4458 | 4.5643 | 4.7994 | 5.0723 | 5.4832 | 5.8996 | 6.4351 | 6.9665 | 7.5796 | 8.2137 | 8.758 | 9.2011 | 9.5038 | 9.8447 | 10.1157 | 10.3256 | 10.3117 | 10.2909 | 10.321 | 10.3685 | 10.3627 | 10.2071 | 10.0098 | 9.8401 | 9.6481 | 9.4165 | 9.2053 | 4.2818 | 4.5798 | 4.5645 | 4.6282 | 4.7921 | 5.0463 | 5.3719 | 5.7494 | 6.1144 | 6.617 | 7.0838 | 7.5424 | 8.1014 | 8.6255 | 9.0888 | 9.5205 | 10.0114 | 10.458 | 10.9756 | 11.3359 | 11.5501 | 11.8668 | 12.1732 | 12.422 | 12.8088 | 12.4923 | 12.4918 | 12.5109 | 12.4979 | 12.5327
PSS | BETWS-Y-COED T1 | 3.3165 | 3.7759 | 3.8487 | 3.9433 | 4.0587 | 4.2791 | 4.5231 | 4.8235 | 5.1348 | 5.4839 | 5.7811 | 6.1346 | 6.5131 | 6.9423 | 7.3587 | 7.9858 | 8.7462 | 9.5681 | 10.4884 | 11.3901 | 12.262 | 13.1654 | 14.0109 | 14.7142 | 15.1746 | 15.4151 | 15.64 | 15.8432 | 15.8775 | 16.0642 | 3.3165 | 3.604 | 3.7123 | 3.8814 | 4.1694 | 4.4983 | 4.8976 | 5.3814 | 5.8732 | 6.4742 | 7.0523 | 7.6826 | 8.3252 | 8.8346 | 9.1838 | 9.4443 | 9.7383 | 9.9144 | 10.1557 | 10.2423 | 10.3299 | 10.4901 | 10.782 | 10.9923 | 10.9818 | 10.9079 | 11.0356 | 11.1725 | 11.2624 | 11.5036 | 3.3165 | 3.7312 | 3.8851 | 4.1067 | 4.362 | 4.6405 | 5.029 | 5.509 | 6.0664 | 6.5887 | 7.128 | 7.7703 | 8.4561 | 9.1328 | 9.6251 | 10.0791 | 10.6942 | 11.2005 | 11.608 | 11.8071 | 11.9641 | 12.0613 | 12.1694 | 12.2438 | 12.2292 | 12.2915 | 12.3834 | 12.5353 | 12.6813 | 12.9577 | 3.3165 | 3.6155 | 3.713 | 3.8995 | 4.2462 | 4.6925 | 5.2214 | 5.8776 | 6.6514 | 7.6613 | 8.6733 | 9.7187 | 10.8425 | 12.0017 | 12.8227 | 13.5848 | 14.3555 | 14.9536 | 15.3878 | 15.3876 | 15.3604 | 15.3399 | 15.2497 | 15.0566 | 14.5895 | 14.0208 | 13.5149 | 13.0512 | 12.4863 | 12.0619 | 3.3165 | 3.7171 | 3.7491 | 3.9214 | 4.3012 | 4.8016 | 5.3773 | 5.9847 | 6.6583 | 7.5483 | 8.3057 | 8.983 | 9.5808 | 10.1461 | 10.6047 | 11.0287 | 11.5514 | 12.0587 | 12.4045 | 12.6329 | 12.816 | 12.9493 | 13.2174 | 13.4242 | 12.8604 | 12.4991 | 12.5205 | 12.5819 | 12.5825 | 12.7229
PSS | BEWSEY T1 / OWEN ST T1 / RODNEY ST T1 / RYLANDS ELDON ST T1 | 16.0897 | 15.6791 | 15.8639 | 16.1254 | 16.3332 | 16.5766 | 16.8551 | 17.2024 | 17.436 | 17.8928 | 18.1308 | 18.5964 | 19.0795 | 19.5469 | 20.1148 | 20.7423 | 21.6454 | 22.5477 | 23.551 | 24.5703 | 25.6107 | 26.6582 | 27.7501 | 28.5501 | 29.1125 | 29.5075 | 29.7358 | 29.9359 | 29.9062 | 30.2173 | 16.0897 | 15.2069 | 15.0748 | 15.0931 | 15.1057 | 15.3393 | 15.5819 | 16.1189 | 16.5302 | 17.2161 | 17.8821 | 18.906 | 20.0008 | 21.0102 | 22.0806 | 22.9411 | 23.9042 | 24.5129 | 25.0544 | 25.2438 | 25.4068 | 25.4707 | 25.657 | 25.6268 | 25.3235 | 25.2251 | 25.1954 | 25.1484 | 24.9568 | 25.073 | 16.0897 | 15.462 | 15.5029 | 15.6911 | 15.8099 | 16.0077 | 16.2623 | 16.7428 | 17.1002 | 17.5063 | 17.8893 | 18.597 | 19.4239 | 20.1511 | 20.932 | 21.6681 | 22.6091 | 23.3417 | 23.9803 | 24.2527 | 24.5079 | 24.6309 | 24.7808 | 24.7401 | 24.5662 | 24.505 | 24.386 | 24.32 | 24.177 | 24.3134 | 16.0897 | 14.9568 | 14.7662 | 14.8143 | 14.9595 | 15.3042 | 15.6432 | 16.2265 | 16.7587 | 17.7007 | 18.6226 | 19.9033 | 21.3383 | 22.7718 | 24.0974 | 25.1481 | 26.1653 | 26.8556 | 27.1977 | 26.9294 | 26.5926 | 26.1461 | 25.706 | 25.1259 | 24.3773 | 23.7007 | 22.9882 | 22.3657 | 21.5477 | 20.9983 | 16.0897 | 15.2898 | 15.1904 | 15.2891 | 15.4662 | 15.8192 | 16.227 | 16.8407 | 17.3242 | 18.0857 | 18.714 | 19.5502 | 20.3834 | 21.1652 | 22.0551 | 22.8725 | 23.8485 | 24.6374 | 25.2523 | 25.5628 | 25.855 | 26.0285 | 26.3302 | 26.4701 | 25.9914 | 25.7831 | 25.7487 | 25.7424 | 25.6017 | 25.7661
PSS | BIBBYS T1 / INLAND REVENUE OFFICES T1 / REGENT RD T1 | 11.3502 | 12.8761 | 13.4588 | 14.3893 | 15.7521 | 16.5979 | 17.7066 | 17.8104 | 17.9142 | 18.018 | 18.1218 | 18.2256 | 18.3294 | 18.4332 | 18.537 | 18.6408 | 18.7446 | 18.8484 | 18.9522 | 19.056 | 19.1598 | 19.2636 | 19.3674 | 20.416 | 20.751 | 21.0406 | 21.0575 | 21.0203 | 20.7393 | 20.7168 | 11.3502 | 12.4519 | 12.8138 | 13.5396 | 14.773 | 15.6354 | 16.7531 | 16.7721 | 16.7912 | 16.8103 | 16.8294 | 16.8485 | 16.8676 | 16.8867 | 16.9058 | 16.9249 | 16.944 | 17.7159 | 18.0314 | 18.1029 | 18.1195 | 18.0282 | 18.0226 | 17.8954 | 17.6879 | 17.6503 | 17.5449 | 17.473 | 17.2823 | 17.3067 | 11.3502 | 12.6538 | 13.0786 | 13.8761 | 15.1131 | 15.9296 | 17.0432 | 16.9947 | 16.9462 | 16.8976 | 16.8491 | 16.8006 | 16.7521 | 16.7036 | 16.6551 | 16.6066 | 16.5581 | 16.5096 | 16.8668 | 16.9267 | 16.9492 | 16.9025 | 16.8919 | 16.7314 | 16.5134 | 16.3563 | 16.1367 | 15.9459 | 15.6876 | 15.6365 | 11.3502 | 12.1999 | 12.4912 | 13.1795 | 14.498 | 15.419 | 16.6073 | 16.5474 | 16.4875 | 16.4276 | 16.3677 | 16.3079 | 16.248 | 16.1881 | 18.3667 | 19.3812 | 20.3054 | 20.9057 | 21.1878 | 20.9516 | 20.6302 | 20.1324 | 19.5918 | 18.9261 | 18.1954 | 17.5748 | 16.8769 | 16.2454 | 15.4433 | 14.8705 | 11.3502 | 12.5731 | 12.967 | 13.7302 | 15.0788 | 15.9989 | 17.2272 | 17.2396 | 17.2519 | 17.2643 | 17.2766 | 17.2889 | 17.3013 | 17.3136 | 17.3259 | 17.3383 | 17.3506 | 17.3629 | 17.3753 | 17.5942 | 17.6556 | 17.6469 | 17.7115 | 17.7107 | 17.5926 | 17.6069 | 17.5512 | 17.5541 | 17.4579 | 17.5849
PSS | BICC HELSBY T2 / EVC T1 | 4.8092 | 4.9113 | 4.9674 | 5.0713 | 5.1757 | 5.3544 | 5.543 | 5.7922 | 6.0503 | 6.3541 | 6.626 | 6.9692 | 7.342 | 7.7673 | 8.2059 | 8.7752 | 9.4903 | 10.2527 | 11.0933 | 11.928 | 12.7269 | 13.5693 | 14.3982 | 15.1094 | 15.6175 | 15.9419 | 16.2915 | 16.6146 | 16.8423 | 17.1917 | 4.8092 | 4.59 | 4.6934 | 4.8976 | 5.1703 | 5.5049 | 5.9106 | 6.4473 | 6.9729 | 7.603 | 8.2624 | 9.06 | 9.9579 | 10.7806 | 11.4817 | 11.9664 | 12.5942 | 13.0051 | 13.4718 | 13.6877 | 13.8423 | 14.1272 | 14.5519 | 14.8657 | 14.85 | 14.6873 | 14.8284 | 14.9906 | 15.1387 | 15.4182 | 4.8092 | 4.7765 | 4.8908 | 5.0679 | 5.2501 | 5.4666 | 5.7727 | 6.1639 | 6.5941 | 7.0017 | 7.4293 | 8.0242 | 8.7064 | 9.4167 | 10.0489 | 10.6373 | 11.4682 | 12.1731 | 12.7944 | 13.1726 | 13.4821 | 13.7329 | 13.9609 | 14.1046 | 14.1368 | 14.1912 | 14.2843 | 14.4028 | 14.5103 | 14.7241 | 4.8092 | 4.5422 | 4.608 | 4.7656 | 5.0333 | 5.4264 | 5.8849 | 6.5185 | 7.2157 | 8.1033 | 9.0389 | 10.1364 | 11.3418 | 12.5011 | 13.4638 | 14.2187 | 15.015 | 15.6758 | 16.1651 | 16.2863 | 16.3598 | 16.501 | 16.6123 | 16.6166 | 16.318 | 15.905 | 15.5458 | 15.2112 | 14.7789 | 14.4371 | 4.8092 | 4.7393 | 4.7524 | 4.919 | 5.2597 | 5.7554 | 6.321 | 6.9554 | 7.642 | 8.5361 | 9.3448 | 10.1475 | 10.9698 | 11.8277 | 12.6101 | 13.3029 | 14.1581 | 14.9585 | 15.5225 | 15.9187 | 16.212 | 16.4997 | 16.8776 | 17.1492 | 16.5502 | 16.2134 | 16.3034 | 16.4155 | 16.4583 | 16.6242
PSS | BICC HUYTON QUARRY T1 / TARBOCK T1 / WHISTON T1 | 8.0185 | 8.7409 | 8.865 | 9.0438 | 9.1693 | 9.3568 | 9.55 | 9.8224 | 10.0724 | 10.409 | 10.6362 | 11.0085 | 11.4114 | 11.8433 | 12.3407 | 12.9397 | 13.7513 | 14.612 | 15.5687 | 16.5654 | 17.5834 | 18.5995 | 19.6226 | 20.4049 | 20.9763 | 21.3742 | 21.6164 | 21.8011 | 21.7608 | 21.9251 | 8.0185 | 8.4744 | 8.5377 | 8.7345 | 8.9572 | 9.4336 | 9.9997 | 10.819 | 11.5877 | 12.4705 | 13.3806 | 14.5354 | 15.9882 | 17.3209 | 18.4526 | 19.3898 | 20.4801 | 21.2405 | 22.1014 | 22.4809 | 22.7507 | 23.3791 | 24.1973 | 24.6149 | 23.5829 | 23.038 | 23.0521 | 23.1407 | 23.2111 | 23.4356 | 8.0185 | 8.6477 | 8.6943 | 8.8406 | 8.9444 | 9.1233 | 9.3763 | 9.7698 | 10.1716 | 10.5317 | 10.9057 | 11.5603 | 12.3487 | 13.1092 | 13.9406 | 14.6985 | 15.6655 | 16.4516 | 17.0604 | 17.3655 | 17.6222 | 17.8054 | 18.0106 | 18.0687 | 17.9935 | 17.9559 | 17.9156 | 17.9088 | 17.8519 | 17.9599 | 8.0185 | 8.3765 | 8.3677 | 8.5362 | 8.8143 | 9.2576 | 9.7426 | 10.421 | 11.1274 | 12.1178 | 13.1722 | 14.5875 | 16.2095 | 17.8533 | 19.326 | 20.6646 | 21.8285 | 22.6796 | 23.1835 | 23.0734 | 22.9207 | 22.7072 | 22.4265 | 22.0006 | 21.34 | 20.6925 | 20.0463 | 19.4601 | 18.6976 | 18.1214 | 8.0185 | 8.5171 | 8.5164 | 8.7119 | 9.0589 | 9.6477 | 10.3597 | 11.2136 | 12.1172 | 13.2533 | 14.3452 | 15.504 | 16.9129 | 18.2628 | 19.5362 | 20.683 | 22.0465 | 23.2427 | 24.2169 | 24.8085 | 25.1948 | 25.7366 | 26.3271 | 26.4997 | 25.1911 | 24.7049 | 24.7481 | 24.8358 | 24.8288 | 24.999
PSS | BICC WREXHAM T1 / MARCHWIEL T1 / WIE CENTRAL T1 | 13.9121 | 12.2725 | 12.4067 | 12.6217 | 12.7558 | 12.8818 | 12.983 | 13.1205 | 13.0965 | 13.295 | 13.3071 | 13.4838 | 13.6244 | 13.6981 | 13.847 | 13.8988 | 14.1058 | 14.208 | 14.3636 | 14.4884 | 14.6015 | 14.7167 | 14.9588 | 15.0663 | 15.1121 | 15.2288 | 15.2591 | 15.3063 | 15.3362 | 15.5755 | 13.9121 | 12.2873 | 12.1778 | 12.1401 | 11.9895 | 11.8951 | 11.8594 | 12.0393 | 12.0306 | 12.152 | 12.2394 | 12.6136 | 13.0757 | 13.5112 | 14.0988 | 14.6634 | 15.286 | 15.7143 | 16.1202 | 16.2644 | 16.375 | 16.361 | 16.3667 | 16.2383 | 16.0229 | 69.1339 | 69.1356 | 69.7966 | 71.0855 | 72.2688 | 13.9121 | 12.3282 | 12.3129 | 12.3915 | 12.3537 | 12.3626 | 12.3498 | 12.4536 | 12.3351 | 12.3455 | 12.2845 | 12.4197 | 12.5534 | 12.56 | 12.7418 | 12.8546 | 13.0708 | 13.2051 | 13.3971 | 13.4315 | 13.5006 | 13.5466 | 13.6399 | 13.5601 | 13.451 | 13.3393 | 13.1833 | 13.0233 | 12.8243 | 12.791 | 13.9121 | 12.1949 | 12.0094 | 11.9393 | 11.8459 | 11.8379 | 11.8401 | 11.9345 | 11.8371 | 11.9039 | 11.8721 | 12.0605 | 12.2753 | 12.4603 | 12.7296 | 12.7865 | 12.9593 | 13.0205 | 12.9705 | 12.6915 | 12.4011 | 12.0869 | 11.8899 | 11.69 | 11.4891 | 11.4074 | 11.3104 | 11.2303 | 11.1093 | 11.1317 | 13.9121 | 12.307 | 12.2455 | 12.2661 | 12.1734 | 12.1318 | 12.1081 | 12.2497 | 12.1857 | 12.2515 | 12.2646 | 12.5186 | 12.8165 | 13.0366 | 13.421 | 13.7596 | 14.1791 | 14.46 | 14.7596 | 14.849 | 14.9394 | 14.9556 | 15.0059 | 14.9026 | 14.7404 | 40.4739 | 39.7656 | 39.3563 | 39.0373 | 38.6383
PSS | BIRKENHEAD CENTRAL T1 / SINGLETON AVE T1 / TRANMERE T1 | 9.3295 | 10.1393 | 10.289 | 10.5314 | 10.7206 | 10.9731 | 11.0904 | 11.2434 | 11.4879 | 11.8863 | 12.116 | 12.4927 | 12.8885 | 13.2928 | 13.7444 | 14.193 | 14.9268 | 15.6969 | 16.5921 | 17.5099 | 18.4947 | 19.5238 | 20.6131 | 21.4885 | 22.1289 | 22.5807 | 22.9767 | 23.2988 | 23.4258 | 23.7906 | 9.3295 | 10.0164 | 9.9729 | 10.0313 | 10.0804 | 10.2442 | 10.3619 | 10.6817 | 10.9738 | 11.4552 | 11.8979 | 12.6017 | 13.3964 | 14.1552 | 15.0028 | 15.6422 | 16.4575 | 17.0405 | 17.544 | 17.7702 | 18.0249 | 18.2695 | 18.6079 | 18.8143 | 18.5476 | 18.4639 | 18.5716 | 18.685 | 18.6151 | 18.8746 | 9.3295 | 9.9978 | 9.9995 | 10.0718 | 10.1038 | 10.3475 | 10.4608 | 10.7101 | 11.0852 | 11.4541 | 11.7958 | 12.3953 | 13.1068 | 13.8055 | 14.5228 | 15.1482 | 16.0666 | 16.813 | 17.4477 | 17.7765 | 18.0723 | 18.1673 | 18.3035 | 18.3513 | 18.2954 | 18.4085 | 18.4823 | 18.6214 | 18.72 | 19.0501 | 9.3295 | 9.7357 | 9.6248 | 9.6426 | 9.7445 | 10.0128 | 10.1785 | 10.5069 | 10.9012 | 11.5943 | 12.2965 | 13.3594 | 14.6317 | 15.9825 | 17.2749 | 18.3463 | 19.4234 | 20.2398 | 20.7377 | 20.7368 | 20.6571 | 20.5061 | 20.2734 | 19.9412 | 19.364 | 18.7821 | 18.2321 | 17.7589 | 17.1322 | 16.7594 | 9.3295 | 9.9645 | 9.9348 | 10.0168 | 10.1414 | 10.5361 | 10.7953 | 11.198 | 11.7143 | 12.4102 | 13.0369 | 13.871 | 14.7243 | 15.5768 | 16.5267 | 17.3149 | 18.3508 | 19.2092 | 19.803 | 20.1367 | 20.4738 | 20.7141 | 21.0879 | 21.3554 | 20.7598 | 20.4273 | 20.448 | 20.4966 | 20.4065 | 20.6237
PSS | BIXTETH ST T1 / LITTLEWOODS T1 | 4.7105 | 5.1435 | 5.2015 | 5.2908 | 5.3513 | 5.4892 | 5.614 | 5.7628 | 5.8478 | 6.0348 | 6.1309 | 6.3001 | 6.4524 | 6.5876 | 6.7131 | 6.8947 | 7.155 | 7.3986 | 7.679 | 7.9293 | 8.1579 | 8.4477 | 8.777 | 9.0678 | 9.2823 | 9.4526 | 9.701 | 9.9543 | 10.2101 | 10.5757 | 4.7105 | 4.9494 | 4.8797 | 4.8494 | 4.7867 | 4.7745 | 4.7982 | 4.9015 | 4.9366 | 5.0211 | 5.077 | 5.2692 | 5.4666 | 5.6638 | 5.914 | 6.1633 | 6.4619 | 6.6877 | 6.8943 | 6.998 | 7.1037 | 7.2392 | 7.4067 | 7.5025 | 7.3163 | 7.2441 | 7.2905 | 7.3168 | 7.2844 | 7.399 | 4.7105 | 5.0797 | 5.1622 | 5.2927 | 5.3701 | 5.4828 | 5.578 | 5.7315 | 5.788 | 5.8418 | 5.9052 | 6.1138 | 6.3374 | 6.5091 | 6.6924 | 6.8415 | 7.1794 | 7.481 | 7.8081 | 7.9888 | 8.1909 | 8.3275 | 8.4771 | 8.5938 | 8.6272 | 8.7205 | 8.836 | 8.9704 | 9.1064 | 9.34 | 4.7105 | 4.9109 | 4.8607 | 4.8674 | 4.8647 | 4.9042 | 4.9387 | 5.0228 | 5.0478 | 5.1279 | 5.1692 | 5.3199 | 5.494 | 5.6365 | 5.8055 | 5.8962 | 6.0512 | 6.1672 | 6.2625 | 6.2432 | 6.2192 | 6.2452 | 6.3219 | 6.374 | 6.3198 | 6.2162 | 6.1805 | 6.1599 | 6.1288 | 6.1625 | 4.7105 | 5.0431 | 5.0028 | 5.0623 | 5.0924 | 5.2364 | 5.3671 | 5.5787 | 5.756 | 6.0392 | 6.3012 | 6.6511 | 6.9291 | 7.2275 | 7.5784 | 7.8856 | 8.3036 | 8.6967 | 8.9542 | 9.1117 | 9.2629 | 9.3741 | 9.5514 | 9.6476 | 9.16 | 8.861 | 8.8294 | 8.7878 | 8.7019 | 8.7412
PSS | BLACON T1 / COCOA BARRY T1 / CRANE BANK T1 / KNUTSFORD WAY T1 / TOWER WHARF T1 | 18.3689 | 18.1868 | 18.3627 | 18.6782 | 18.906 | 19.0422 | 19.2332 | 19.54 | 19.7165 | 20.1603 | 20.3845 | 20.9222 | 21.4781 | 22.0451 | 22.7514 | 23.4555 | 24.4679 | 25.4919 | 26.6434 | 27.8284 | 29.0038 | 30.1375 | 31.3327 | 32.157 | 32.7097 | 33.1617 | 33.3103 | 33.3846 | 33.2281 | 33.422 | 18.3689 | 17.468 | 17.5202 | 17.8023 | 18.0558 | 18.6701 | 19.5388 | 20.8661 | 22.0503 | 23.4389 | 24.8279 | 26.6527 | 29.0525 | 31.2136 | 33.0536 | 34.5446 | 36.3393 | 37.6192 | 39.1072 | 39.7981 | 40.2295 | 41.3011 | 42.6023 | 43.9117 | 45.3748 | 43.9247 | 43.8369 | 43.9153 | 44.0336 | 44.3246 | 18.3689 | 17.8081 | 17.7204 | 17.7774 | 17.769 | 17.8878 | 18.0807 | 18.5293 | 18.9022 | 19.3244 | 19.7427 | 20.5047 | 21.4165 | 22.2917 | 23.3399 | 24.3152 | 25.4428 | 26.3236 | 27.0264 | 27.3625 | 27.632 | 27.9148 | 28.1969 | 28.1821 | 28.0203 | 27.8133 | 27.5753 | 27.3209 | 26.9796 | 26.8833 | 18.3689 | 17.079 | 16.8551 | 16.9048 | 17.1007 | 17.6037 | 18.2165 | 19.1534 | 20.0076 | 21.2944 | 22.6422 | 24.449 | 26.5001 | 28.4683 | 30.2599 | 31.8827 | 33.2155 | 34.1073 | 34.5771 | 34.1961 | 33.749 | 33.2565 | 32.753 | 32.047 | 31.1357 | 30.3066 | 29.45 | 28.6524 | 27.5914 | 26.7798 | 18.3689 | 17.5676 | 17.5129 | 17.7209 | 18.1197 | 18.8308 | 19.7804 | 20.9979 | 22.1876 | 23.7597 | 25.2489 | 26.8716 | 29.0278 | 31.0344 | 32.9023 | 34.5775 | 36.5599 | 38.2726 | 39.8482 | 40.8055 | 41.3723 | 42.3166 | 43.192 | 43.9744 | 45.2305 | 44.1236 | 44.0515 | 44.0415 | 43.9184 | 44.003
PSS | BLAENAU FFESTINIOG T1 | 1.6595 | 2.2592 | 2.2684 | 2.2941 | 2.3159 | 2.3356 | 2.3486 | 2.3832 | 2.3967 | 2.4457 | 2.4726 | 2.5306 | 2.5888 | 2.6566 | 2.742 | 2.8331 | 2.9796 | 3.1298 | 3.3088 | 3.481 | 3.6587 | 3.8398 | 3.9998 | 4.1204 | 4.1978 | 4.2354 | 4.2424 | 4.2286 | 4.1462 | 4.1267 | 1.6595 | 2.1307 | 2.1491 | 2.1823 | 2.2286 | 2.3047 | 2.4207 | 2.5895 | 2.718 | 2.8836 | 3.0252 | 3.2089 | 3.4728 | 3.7111 | 3.8688 | 4.0401 | 4.212 | 4.3549 | 4.546 | 4.6281 | 4.6686 | 4.823 | 5.0275 | 5.228 | 5.5126 | 5.2916 | 5.275 | 5.304 | 5.3463 | 5.4128 | 1.6595 | 2.2057 | 2.1808 | 2.1971 | 2.1972 | 2.2148 | 2.2494 | 2.3208 | 2.3786 | 2.4465 | 2.5115 | 2.6115 | 2.7144 | 2.8206 | 2.9271 | 3.0113 | 3.1228 | 3.196 | 3.2355 | 3.2276 | 3.217 | 3.2154 | 3.2357 | 3.2283 | 3.1987 | 3.175 | 3.1388 | 3.1126 | 3.0752 | 3.0773 | 1.6595 | 2.0934 | 2.0652 | 2.0736 | 2.1114 | 2.1771 | 2.2603 | 2.3939 | 2.5239 | 2.7188 | 2.9145 | 3.1767 | 3.4678 | 3.7804 | 4.0401 | 4.3217 | 4.56 | 4.7254 | 4.8251 | 4.7922 | 4.7503 | 4.6836 | 4.6084 | 4.4924 | 4.3332 | 4.1755 | 4.0174 | 3.8745 | 3.6934 | 3.5628 | 1.6595 | 2.165 | 2.1537 | 2.1811 | 2.2472 | 2.3513 | 2.493 | 2.6615 | 2.8256 | 3.0578 | 3.2649 | 3.474 | 3.7457 | 4.0113 | 4.226 | 4.4307 | 4.6541 | 4.8471 | 5.018 | 5.1058 | 5.1305 | 5.2186 | 5.3122 | 5.3957 | 5.585 | 5.3857 | 5.3484 | 5.339 | 5.3153 | 5.3227
PSS | BLUNDELL ST T1 / ST JAMES T1 / ROPEWALKS T1 | 8.6437 | 8.2076 | 8.2652 | 8.3912 | 8.4724 | 8.5138 | 8.5601 | 8.6346 | 8.5942 | 8.6958 | 8.6952 | 8.8049 | 8.8819 | 8.9354 | 9.0165 | 9.0649 | 9.1876 | 9.2501 | 9.3476 | 9.4241 | 9.5018 | 9.578 | 9.7259 | 9.798 | 9.812 | 9.8867 | 9.9097 | 9.9198 | 9.9399 | 10.0972 | 8.6437 | 7.9968 | 7.8823 | 7.8524 | 7.7283 | 7.6531 | 7.6103 | 7.6885 | 7.6514 | 7.7145 | 7.7407 | 7.9412 | 8.2009 | 8.4365 | 8.7552 | 9.0639 | 9.4198 | 9.6502 | 9.8648 | 9.9598 | 10.0085 | 10.004 | 10 | 9.9294 | 9.7956 | 9.7398 | 9.6685 | 9.6009 | 9.4684 | 9.4808 | 8.6437 | 8.1157 | 8.0667 | 8.0845 | 8.0404 | 8.0257 | 8.0139 | 8.0745 | 7.9925 | 7.983 | 7.9208 | 7.9793 | 8.0562 | 8.0519 | 8.1441 | 8.2163 | 8.3575 | 8.4306 | 8.5382 | 8.5701 | 8.6168 | 8.6399 | 8.6867 | 8.6599 | 8.592 | 8.5222 | 8.4289 | 8.3269 | 8.2086 | 8.1909 | 8.6437 | 7.852 | 7.6962 | 7.6185 | 7.5384 | 7.501 | 7.4641 | 7.498 | 7.3939 | 7.4355 | 7.3975 | 7.4895 | 7.6057 | 7.6839 | 7.8414 | 7.8471 | 7.9455 | 7.9793 | 7.9426 | 7.7793 | 7.5946 | 7.4158 | 7.2872 | 7.1598 | 7.0196 | 6.9461 | 6.876 | 6.8145 | 6.7142 | 6.7022 | 8.6437 | 8.0225 | 7.9411 | 7.9344 | 7.8471 | 7.7994 | 7.7707 | 7.8375 | 7.7746 | 7.7999 | 7.7814 | 7.9112 | 8.0781 | 8.1934 | 8.3997 | 8.5909 | 8.8397 | 8.992 | 9.1544 | 9.2187 | 9.2666 | 9.2767 | 9.2986 | 9.2498 | 9.1495 | 9.0872 | 9.0052 | 8.9208 | 8.7957 | 8.7932
PSS | BLUNDELLSANDS (NORTH) T1 / BLUNDELLSANDS (SOUTH) T1 / CROSBY T1 / KERSHAW AVE T1 / WATERLOO T2 | 21.1176 | 23.2301 | 23.377 | 23.6592 | 23.9135 | 24.2605 | 24.6881 | 25.3283 | 25.8786 | 26.7379 | 27.4443 | 28.5935 | 29.763 | 31.0515 | 32.4787 | 34.1484 | 36.2415 | 38.356 | 40.657 | 43.0024 | 45.1522 | 47.2879 | 49.4468 | 51.1168 | 52.3294 | 53.1495 | 53.8188 | 54.481 | 54.9172 | 55.8255 | 21.1176 | 21.4348 | 21.5703 | 22.0555 | 22.7009 | 24.0392 | 25.7531 | 28.1148 | 30.4416 | 33.0489 | 35.8055 | 39.1117 | 43.1768 | 46.7396 | 49.6668 | 51.8138 | 54.4834 | 56.2922 | 58.4261 | 59.4012 | 59.9609 | 61.7058 | 63.8619 | 66.0305 | 62.8133 | 60.8296 | 60.7159 | 60.6972 | 60.8079 | 61.1357 | 21.1176 | 22.3373 | 22.3096 | 22.5451 | 22.789 | 23.2103 | 23.7582 | 24.7006 | 25.6563 | 26.6491 | 27.6958 | 29.39 | 31.2769 | 33.221 | 35.281 | 37.3063 | 39.6294 | 41.6147 | 43.3308 | 44.4276 | 45.362 | 46.2071 | 46.8771 | 47.1149 | 47.0496 | 46.9759 | 46.887 | 46.8096 | 46.6851 | 46.8378 | 21.1176 | 20.8929 | 20.7639 | 21.0287 | 21.631 | 22.7622 | 24.0538 | 25.925 | 27.8571 | 30.3692 | 33.0059 | 36.2016 | 39.5798 | 42.5654 | 45.1562 | 47.314 | 49.042 | 50.2224 | 50.8883 | 50.4548 | 49.9386 | 49.5708 | 49.1821 | 48.5114 | 47.3025 | 45.9839 | 44.7483 | 43.5511 | 42.0358 | 40.6928 | 21.1176 | 21.9463 | 21.8555 | 22.274 | 23.2743 | 24.8485 | 26.7676 | 29.0201 | 31.4048 | 34.4891 | 37.447 | 40.4495 | 44.049 | 47.4921 | 50.6075 | 53.4517 | 56.7724 | 59.8549 | 62.5714 | 64.4482 | 65.6857 | 67.5251 | 69.2861 | 70.8902 | 67.178 | 65.7382 | 65.904 | 66.0573 | 66.0591 | 66.3375
PSS | BODFARI PRODUCERS T1 | 2.774 | 2.4957 | 2.5152 | 2.559 | 2.5712 | 2.5956 | 2.6147 | 2.6442 | 2.642 | 2.677 | 2.6776 | 2.7229 | 2.7587 | 2.7773 | 2.8105 | 2.8062 | 2.8503 | 2.8823 | 2.913 | 2.9519 | 2.9747 | 3.0137 | 3.0583 | 3.088 | 3.1024 | 3.1183 | 3.1334 | 3.1333 | 3.1402 | 3.1863 | 2.774 | 2.4709 | 2.4384 | 2.4305 | 2.408 | 2.4008 | 2.3971 | 2.4187 | 2.4459 | 2.4727 | 2.4917 | 2.5708 | 2.6788 | 2.7754 | 2.89 | 2.9975 | 3.1181 | 3.2225 | 3.3075 | 3.3474 | 3.3842 | 3.3967 | 3.4171 | 3.4079 | 3.4056 | 3.4039 | 3.3853 | 3.3871 | 3.3549 | 3.365 | 2.774 | 2.4916 | 2.4777 | 2.4888 | 2.4805 | 2.4727 | 2.4784 | 2.4986 | 2.4796 | 2.4785 | 2.4628 | 2.4841 | 2.5006 | 2.5113 | 2.5372 | 2.5621 | 2.6267 | 2.6692 | 2.7097 | 2.72 | 2.7309 | 2.7532 | 2.7704 | 2.7609 | 2.7453 | 2.7236 | 2.6971 | 2.6662 | 2.6434 | 2.6375 | 2.774 | 2.4309 | 2.3833 | 2.3761 | 2.3548 | 2.3663 | 2.3553 | 2.3844 | 2.3599 | 2.3801 | 2.3844 | 2.4265 | 2.4772 | 2.5205 | 2.5801 | 2.6038 | 2.6432 | 2.6642 | 2.6668 | 2.6109 | 2.5707 | 2.5186 | 2.4879 | 2.4582 | 2.426 | 2.4024 | 2.385 | 2.3765 | 2.3495 | 2.3497 | 2.774 | 2.4187 | 2.395 | 2.3945 | 2.3722 | 2.3621 | 2.3638 | 2.3856 | 2.3886 | 2.4063 | 2.4132 | 2.4713 | 2.5386 | 2.5962 | 2.6715 | 2.7456 | 2.843 | 2.9222 | 2.9896 | 3.0216 | 3.0462 | 3.0717 | 3.0911 | 3.0858 | 3.0774 | 3.0635 | 3.0434 | 3.0278 | 3.0007 | 3.0015
PSS | BOLTON ST T1 / GREEK ST T1 / HPO COPPERAS HILL T1 / OLDHAM PLACE T1 | 13.4491 | 14.1096 | 14.2467 | 14.5012 | 14.6512 | 14.7705 | 14.8904 | 15.0661 | 15.0801 | 15.3192 | 15.3621 | 15.5841 | 15.7731 | 15.9185 | 16.1225 | 16.3019 | 16.6427 | 16.9027 | 17.213 | 17.5264 | 17.8536 | 18.1557 | 18.5529 | 18.7762 | 18.8615 | 19.0251 | 19.0195 | 19.0233 | 18.9267 | 19.1063 | 13.4491 | 13.981 | 13.8293 | 13.7903 | 13.6543 | 13.6098 | 13.6344 | 13.8614 | 13.9254 | 14.1548 | 14.3453 | 14.8578 | 15.4256 | 15.9707 | 16.6281 | 17.2719 | 17.9468 | 18.3826 | 18.807 | 18.9736 | 19.0692 | 19.0664 | 19.0675 | 18.9461 | 18.7259 | 18.673 | 18.5721 | 18.495 | 18.2664 | 18.2932 | 13.4491 | 14.0676 | 14.0289 | 14.1021 | 14.0514 | 14.0784 | 14.1175 | 14.297 | 14.2547 | 14.3742 | 14.3877 | 14.6244 | 14.8648 | 15.0013 | 15.2661 | 15.4647 | 15.7589 | 15.9456 | 16.1433 | 16.1497 | 16.2121 | 16.2295 | 16.2894 | 16.173 | 16.0206 | 15.8922 | 15.6907 | 15.5047 | 15.2578 | 15.218 | 13.4491 | 13.7928 | 13.5555 | 13.4744 | 13.444 | 13.502 | 13.5457 | 13.7516 | 13.7683 | 14.0547 | 14.2406 | 14.6692 | 15.1747 | 15.6438 | 16.1807 | 16.4999 | 16.8975 | 17.1215 | 17.1704 | 16.8701 | 16.5444 | 16.1453 | 15.8144 | 15.4506 | 15.0682 | 14.7963 | 14.4966 | 14.2443 | 13.8889 | 13.7231 | 13.4491 | 14.024 | 13.9259 | 13.9342 | 13.8498 | 13.8294 | 13.8499 | 14.0124 | 13.9756 | 14.1098 | 14.1532 | 14.4667 | 14.8092 | 15.0928 | 15.5301 | 15.9319 | 16.4145 | 16.7332 | 17.0582 | 17.165 | 17.267 | 17.2999 | 17.353 | 17.2677 | 17.1058 | 17.0353 | 16.9087 | 16.8041 | 16.5998 | 16.6234
PSS | BOOTLE GRID T1 / KELLOGGS T1 / PACIFIC RD T1 / WASHINGTON ST T1 / WATERLOO T1 | 18.5867 | 19.2955 | 19.5131 | 19.8897 | 20.1712 | 20.3674 | 20.6074 | 20.9891 | 21.2283 | 21.7293 | 21.9178 | 22.42 | 22.9665 | 23.5543 | 24.3017 | 25.0602 | 26.2503 | 27.4916 | 28.9561 | 30.4786 | 32.1545 | 33.7819 | 35.3971 | 36.521 | 37.2888 | 37.8327 | 37.8984 | 37.7606 | 37.1429 | 36.9327 | 18.5867 | 18.8217 | 18.696 | 18.7857 | 18.917 | 19.2894 | 19.6359 | 20.343 | 20.9354 | 21.9302 | 22.9512 | 24.3649 | 25.9571 | 27.4683 | 29.0227 | 30.2547 | 31.5354 | 32.3251 | 33.0045 | 33.2013 | 33.3442 | 33.272 | 33.3758 | 33.2355 | 33.0031 | 32.9833 | 32.9134 | 32.859 | 32.5846 | 32.669 | 18.5867 | 19.0382 | 19.0006 | 19.1139 | 19.1496 | 19.3453 | 19.6514 | 20.2576 | 20.8196 | 21.3639 | 21.9041 | 22.8266 | 23.983 | 25.0871 | 26.295 | 27.433 | 28.7017 | 29.623 | 30.2571 | 30.3661 | 30.4422 | 30.3605 | 30.3308 | 30.0454 | 29.667 | 29.4011 | 28.9921 | 28.6681 | 28.182 | 28.0729 | 18.5867 | 18.4866 | 18.2548 | 18.3054 | 18.6022 | 19.0919 | 19.595 | 20.445 | 21.2691 | 22.8128 | 24.4334 | 26.6904 | 29.3683 | 32.2023 | 34.8284 | 37.0994 | 39.1566 | 40.5957 | 41.3273 | 41.0048 | 40.5014 | 39.6586 | 38.6294 | 37.3387 | 35.9121 | 34.6587 | 33.2639 | 32.0027 | 30.3526 | 29.17 | 18.5867 | 18.8247 | 18.7275 | 18.8137 | 19.0598 | 19.461 | 19.979 | 20.7488 | 21.3706 | 22.2415 | 22.9724 | 23.9523 | 25.0995 | 26.1688 | 27.3645 | 28.4536 | 29.6549 | 30.5055 | 31.2066 | 31.4185 | 31.6336 | 31.7012 | 31.902 | 32.0081 | 31.9069 | 32.0052 | 32.0048 | 32.1024 | 31.9957 | 32.2864
PSS | BOOTLE GRID T2 / ORRELL MOUNT T1 / SCARISBRICK AVE T1 / TATTON RD T1 | 14.906 | 17.0867 | 17.2885 | 17.6011 | 17.9293 | 18.091 | 18.3452 | 18.736 | 19.0396 | 19.5535 | 19.8947 | 20.5477 | 21.2424 | 21.9703 | 22.8396 | 23.6577 | 24.8457 | 26.0812 | 27.4448 | 28.845 | 30.2852 | 31.686 | 33.1369 | 34.2363 | 35.0341 | 35.6168 | 35.9852 | 36.3168 | 36.4255 | 36.8626 | 14.906 | 15.8796 | 15.7688 | 15.8814 | 16.1159 | 16.5519 | 17.0002 | 17.7921 | 18.5512 | 19.7001 | 20.9269 | 22.5357 | 24.1852 | 25.7407 | 27.3065 | 28.2264 | 29.4716 | 30.1898 | 30.8257 | 31.095 | 31.2745 | 31.3632 | 31.5669 | 31.5712 | 31.2897 | 31.0496 | 30.9747 | 30.8516 | 30.61 | 30.6364 | 14.906 | 16.4038 | 16.4008 | 16.5642 | 16.7472 | 16.9953 | 17.3125 | 17.8943 | 18.4685 | 19.0498 | 19.6606 | 20.698 | 21.8991 | 23.1243 | 24.4615 | 25.7256 | 27.213 | 28.4627 | 29.515 | 30.1394 | 30.6571 | 30.9579 | 31.2249 | 31.2029 | 31.031 | 30.9785 | 30.8153 | 30.7135 | 30.5439 | 30.6067 | 14.906 | 15.4035 | 15.2645 | 15.3499 | 15.6517 | 16.1182 | 16.625 | 17.5018 | 18.3962 | 19.7991 | 21.2537 | 23.1722 | 25.2989 | 27.2856 | 29.1535 | 30.4336 | 31.6982 | 32.5808 | 33.0663 | 32.9005 | 32.579 | 32.1802 | 31.7232 | 31.0657 | 30.179 | 29.2735 | 28.367 | 27.5143 | 26.415 | 25.5223 | 14.906 | 16.147 | 16.0378 | 16.1689 | 16.5895 | 17.1231 | 17.7351 | 18.5656 | 19.3326 | 20.3987 | 21.35 | 22.5179 | 23.6652 | 24.824 | 26.0941 | 27.1641 | 28.4746 | 29.6033 | 30.558 | 31.1969 | 31.774 | 32.2106 | 32.7593 | 33.1567 | 32.8828 | 32.8314 | 32.942 | 33.0835 | 33.0817 | 33.3498
PSS | BOTWNNOG T1 | 2.5256 | 2.6266 | 2.6421 | 2.6742 | 2.7054 | 2.7572 | 2.8244 | 2.9224 | 3.0092 | 3.1342 | 3.2558 | 3.4133 | 3.5802 | 3.7662 | 3.9634 | 4.2251 | 4.5295 | 4.8545 | 5.2064 | 5.5432 | 5.8574 | 6.1761 | 6.5029 | 6.7841 | 6.9799 | 7.1079 | 7.2556 | 7.3991 | 7.5331 | 7.7235 | 2.5256 | 2.4067 | 2.4556 | 2.5668 | 2.7238 | 2.8367 | 2.9617 | 3.1539 | 3.3368 | 3.5732 | 3.8079 | 4.1173 | 4.4398 | 4.7239 | 4.9455 | 5.0942 | 5.2871 | 5.3952 | 5.6633 | 5.8208 | 5.925 | 6.0663 | 6.273 | 6.4098 | 6.7396 | 6.744 | 6.8386 | 6.9583 | 7.0802 | 7.2569 | 2.5256 | 2.5192 | 2.5318 | 2.5761 | 2.6292 | 2.7128 | 2.8467 | 3.0212 | 3.2042 | 3.4026 | 3.6082 | 3.8503 | 4.1094 | 4.3692 | 4.6 | 4.804 | 5.1183 | 5.3908 | 5.6267 | 5.7866 | 5.9129 | 6.0384 | 6.1507 | 6.2141 | 6.2335 | 6.2508 | 6.2686 | 6.304 | 6.3391 | 6.4106 | 2.5256 | 2.3408 | 2.3476 | 2.391 | 2.4967 | 2.6701 | 2.8848 | 3.2079 | 3.5618 | 4.0036 | 4.4459 | 4.9313 | 5.4358 | 5.9074 | 6.2631 | 6.4487 | 6.7839 | 7.087 | 7.3559 | 7.4718 | 7.5839 | 7.7599 | 7.9376 | 8.0642 | 8.0235 | 7.879 | 7.7958 | 7.6866 | 7.5488 | 7.4289 | 2.5256 | 2.4909 | 2.4666 | 2.5064 | 2.6313 | 2.8114 | 3.0105 | 3.2419 | 3.475 | 3.802 | 4.0734 | 4.3289 | 4.5696 | 4.8152 | 5.0408 | 5.2452 | 5.4803 | 5.705 | 5.998 | 6.2223 | 6.3873 | 6.5259 | 6.7141 | 6.8238 | 6.7507 | 6.6251 | 6.6435 | 6.6947 | 6.7188 | 6.7779
PSS | BOULEVARD T1 / CHAPELFORD T1 / HAWLEYS LA T1 / WESTBROOK T1 / WINWICK QUAY T1 | 21.2315 | 22.2977 | 22.4942 | 22.8171 | 23.0595 | 23.2841 | 23.5368 | 23.9337 | 24.1671 | 24.7111 | 25.0296 | 25.6882 | 26.3684 | 27.0166 | 27.849 | 28.6864 | 29.8224 | 30.84 | 31.9789 | 33.144 | 34.2531 | 35.285 | 36.4254 | 37.2129 | 37.7851 | 38.2485 | 38.4972 | 38.7388 | 38.8643 | 39.3933 | 21.2315 | 21.6333 | 21.5617 | 21.7557 | 21.8833 | 22.4532 | 23.1798 | 24.3913 | 25.4475 | 26.8101 | 28.2679 | 30.2708 | 32.6393 | 34.7654 | 36.8032 | 38.3627 | 40.2009 | 41.3998 | 42.6523 | 43.1943 | 43.516 | 44.058 | 44.7712 | 45.3416 | 45.9816 | 45.0518 | 44.9019 | 44.7662 | 44.5998 | 44.7054 | 21.2315 | 21.9729 | 21.8789 | 21.9809 | 21.974 | 22.1059 | 22.2989 | 22.8037 | 23.1373 | 23.5724 | 24.0082 | 24.8707 | 25.8677 | 26.7958 | 27.9825 | 29.1299 | 30.4184 | 31.4572 | 32.4045 | 32.9326 | 33.4153 | 33.8227 | 34.1534 | 34.1036 | 33.8965 | 33.6751 | 33.3296 | 32.9888 | 32.5731 | 32.4122 | 21.2315 | 21.2556 | 20.9784 | 21.0352 | 21.2181 | 21.7782 | 22.363 | 23.3326 | 24.1575 | 25.4635 | 26.7496 | 28.5235 | 30.3961 | 31.9981 | 33.5776 | 34.6492 | 35.5683 | 36.1315 | 36.3338 | 35.8235 | 35.2758 | 34.6892 | 34.2131 | 33.6165 | 32.8571 | 32.2421 | 31.5571 | 30.8983 | 30.0212 | 29.3569 | 21.2315 | 21.7781 | 21.6792 | 21.8536 | 22.1973 | 22.8374 | 23.647 | 24.7626 | 25.7188 | 27.0386 | 28.2579 | 29.7493 | 31.5577 | 33.2192 | 34.9211 | 36.4971 | 38.3035 | 39.8555 | 41.3552 | 42.2999 | 43.0031 | 43.8406 | 44.6467 | 45.2482 | 45.937 | 45.3744 | 45.3506 | 45.3402 | 45.1942 | 45.3142
PSS | BOW ST T1 | 4.6368 | 5.6485 | 5.6808 | 5.7622 | 5.8153 | 5.964 | 6.1368 | 6.3633 | 6.5765 | 6.8638 | 7.1098 | 7.4519 | 7.7918 | 8.1956 | 8.6352 | 9.2189 | 9.9405 | 10.7115 | 11.5957 | 12.471 | 13.3178 | 14.2098 | 15.1043 | 15.8584 | 16.4058 | 16.7864 | 17.1264 | 17.4453 | 17.649 | 17.978 | 4.6368 | 5.1377 | 5.1821 | 5.3267 | 5.5449 | 5.8153 | 6.1148 | 6.5613 | 6.9879 | 7.5147 | 8.0667 | 8.7845 | 9.5593 | 10.3051 | 10.9182 | 11.3844 | 11.8798 | 12.178 | 12.6054 | 12.8182 | 12.9584 | 13.18 | 13.5602 | 13.8171 | 13.9245 | 13.8213 | 13.9517 | 14.1084 | 14.2413 | 14.5229 | 4.6368 | 5.3989 | 5.4604 | 5.5967 | 5.7396 | 5.9307 | 6.1932 | 6.5622 | 6.9633 | 7.3153 | 7.7142 | 8.2867 | 8.9579 | 9.6354 | 10.2821 | 10.8758 | 11.7133 | 12.4459 | 13.0371 | 13.3975 | 13.6671 | 13.8829 | 14.0751 | 14.2065 | 14.2217 | 14.2629 | 14.3359 | 14.4516 | 14.5495 | 14.7695 | 4.6368 | 5.0217 | 5.0122 | 5.1113 | 5.3191 | 5.6352 | 6.0192 | 6.5933 | 7.2367 | 8.0838 | 8.9942 | 10.1209 | 11.3733 | 12.6468 | 13.7043 | 14.5552 | 15.4504 | 16.1656 | 16.7114 | 16.8351 | 16.9266 | 17.0634 | 17.1465 | 17.091 | 16.7381 | 16.2578 | 15.8382 | 15.4425 | 14.9396 | 14.532 | 4.6368 | 5.3212 | 5.2791 | 5.3918 | 5.6736 | 6.1183 | 6.602 | 7.179 | 7.8039 | 8.5907 | 9.3174 | 10.0654 | 10.8032 | 11.5826 | 12.3203 | 12.9902 | 13.7058 | 14.3814 | 14.9352 | 15.3218 | 15.5978 | 15.8474 | 16.1911 | 16.4505 | 15.9502 | 15.6035 | 15.6472 | 15.7419 | 15.7754 | 15.9364
PSS | BOWATER CONTAINERS T1 / ELLESMERE PORT LOCAL T1 / HH ROBERTSONS T1 / MOBIL OIL (E PORT) T1 / WHITBY MAIN T1 | 20.0567 | 18.3644 | 18.6679 | 19.1337 | 19.4861 | 19.6286 | 19.8473 | 20.3258 | 20.8044 | 21.2829 | 21.7614 | 22.2399 | 22.7184 | 23.1969 | 23.6755 | 24.154 | 24.6325 | 25.111 | 25.5895 | 26.068 | 26.5466 | 27.0251 | 27.5036 | 27.9821 | 28.4606 | 28.9391 | 29.4176 | 29.8962 | 30.3747 | 33.7243 | 20.0567 | 17.7655 | 17.6756 | 17.8234 | 17.9886 | 18.2958 | 18.695 | 19.2172 | 19.7395 | 20.2617 | 20.784 | 21.3062 | 21.8285 | 22.3507 | 22.873 | 23.3953 | 23.9175 | 24.4398 | 24.962 | 25.4843 | 26.0065 | 26.5288 | 27.051 | 27.5733 | 28.0955 | 28.6178 | 29.14 | 29.6623 | 30.1846 | 33.8403 | 20.0567 | 17.9749 | 17.923 | 18.0574 | 18.0785 | 18.2121 | 18.4209 | 18.7486 | 19.0764 | 19.4041 | 19.7319 | 20.0596 | 20.3873 | 20.7151 | 21.0428 | 21.3706 | 21.6983 | 22.0261 | 22.3538 | 22.6815 | 23.0093 | 23.337 | 23.6648 | 23.9925 | 24.3202 | 24.648 | 24.9757 | 25.3035 | 25.6312 | 27.9254 | 20.0567 | 17.2615 | 16.9396 | 16.8875 | 16.9558 | 17.317 | 17.7085 | 17.9325 | 18.1566 | 18.3807 | 18.6048 | 18.8288 | 19.0529 | 19.277 | 19.501 | 19.7251 | 19.9492 | 20.1733 | 20.3973 | 20.6214 | 20.8455 | 21.0695 | 21.2936 | 21.5177 | 21.7418 | 21.9658 | 22.1899 | 22.414 | 22.638 | 24.2065 | 20.0567 | 17.8836 | 17.7978 | 17.9227 | 18.1827 | 18.4943 | 18.9356 | 19.4012 | 19.8667 | 20.3322 | 20.7977 | 21.2633 | 21.7288 | 22.1943 | 22.6599 | 23.1254 | 23.5909 | 24.0564 | 24.522 | 24.9875 | 25.453 | 25.9186 | 26.3841 | 26.8496 | 27.3151 | 27.7807 | 28.2462 | 28.7117 | 29.1773 | 32.436
PSS | BR STATION T1 / DUCHY RD T1 / ELECTRA WAY T1 / MIDLAND ROLLMAKERS T1A / NORTH WESTERN MILLS T1 | 23.2398 | 23.2298 | 23.5327 | 23.9828 | 24.2838 | 24.5159 | 24.741 | 25.0888 | 25.1997 | 25.6368 | 25.7982 | 26.2869 | 26.7656 | 27.2047 | 27.7952 | 28.3239 | 29.1739 | 29.8964 | 30.7925 | 31.711 | 32.6324 | 33.5234 | 34.5877 | 35.242 | 35.6981 | 36.1047 | 36.2744 | 36.3404 | 36.2198 | 36.5402 | 23.2398 | 22.9438 | 22.9287 | 23.161 | 23.2679 | 23.5979 | 24.1069 | 25.0831 | 25.814 | 26.8468 | 27.8302 | 29.4056 | 31.3844 | 33.1913 | 35.0439 | 36.5251 | 38.3624 | 39.6664 | 41.0342 | 41.6778 | 42.1776 | 42.8063 | 43.5881 | 44.151 | 44.7051 | 43.9984 | 43.9516 | 43.9554 | 43.8577 | 44.0859 | 23.2398 | 23.1607 | 23.2322 | 23.5046 | 23.6056 | 23.7127 | 23.9034 | 24.3574 | 24.5833 | 24.9853 | 25.2423 | 25.9838 | 26.8738 | 27.6433 | 28.6926 | 29.3711 | 30.5254 | 31.4055 | 32.222 | 32.5884 | 32.8877 | 33.1452 | 33.4772 | 33.4371 | 33.2593 | 33.0706 | 32.8149 | 32.539 | 32.1618 | 32.093 | 23.2398 | 22.5616 | 22.2784 | 22.3201 | 22.4237 | 22.7851 | 23.1713 | 23.8566 | 24.3162 | 25.2593 | 26.1279 | 27.5824 | 29.2446 | 30.8454 | 32.4605 | 33.6496 | 34.8487 | 35.6579 | 36.0696 | 35.653 | 35.1807 | 34.5805 | 34.0779 | 33.4465 | 32.6356 | 32.0107 | 31.3224 | 30.729 | 29.8437 | 29.2976 | 23.2398 | 23.0166 | 23.0245 | 23.2935 | 23.5615 | 23.9614 | 24.5415 | 25.4279 | 26.1022 | 27.1537 | 28.042 | 29.3269 | 30.9564 | 32.4335 | 34.0527 | 35.3268 | 37.0533 | 38.451 | 39.7735 | 40.5004 | 41.0244 | 41.6166 | 42.2508 | 42.6334 | 43.1204 | 42.5783 | 42.5171 | 42.4744 | 42.2846 | 42.4188
PSS | BRD T1 | 5.2277 | 5.546 | 5.588 | 5.6719 | 5.7452 | 5.8187 | 5.9218 | 6.0695 | 6.1884 | 6.3694 | 6.5067 | 6.7369 | 6.9891 | 7.2725 | 7.7821 | 8.3927 | 9.1498 | 9.9651 | 10.8794 | 11.5882 | 12.2669 | 12.9796 | 13.6989 | 14.2693 | 14.6631 | 14.939 | 15.1249 | 15.289 | 15.2904 | 15.4235 | 5.2277 | 5.3399 | 5.4385 | 5.6407 | 5.9058 | 6.1536 | 6.4274 | 6.8187 | 7.1842 | 7.6456 | 8.1274 | 8.7552 | 9.4828 | 10.1647 | 10.8643 | 11.4403 | 12.1022 | 12.555 | 13.2586 | 13.4826 | 13.6324 | 13.8405 | 14.2064 | 14.4543 | 14.7134 | 14.6546 | 14.7871 | 14.9853 | 15.1879 | 15.4903 | 5.2277 | 5.4629 | 5.4589 | 5.5093 | 5.5753 | 5.6792 | 5.8495 | 6.1387 | 6.427 | 6.7207 | 7.0251 | 7.4285 | 7.9254 | 8.423 | 9.1262 | 9.7944 | 10.6315 | 11.3774 | 12.0391 | 12.2274 | 12.3535 | 12.5196 | 12.6824 | 12.7607 | 12.7341 | 12.6571 | 12.6346 | 12.6211 | 12.5704 | 12.6317 | 5.2277 | 5.2722 | 5.2635 | 5.3528 | 5.5404 | 5.8439 | 6.2141 | 6.774 | 7.3638 | 8.1739 | 9.0283 | 10.1119 | 11.3214 | 12.5753 | 13.7664 | 14.7156 | 15.7816 | 16.671 | 17.396 | 17.5362 | 17.6483 | 17.7778 | 17.8596 | 17.8124 | 17.5054 | 17.0941 | 16.7163 | 16.3515 | 15.8453 | 15.4468 | 5.2277 | 5.3793 | 5.3634 | 5.4398 | 5.6554 | 5.9528 | 6.3096 | 6.7418 | 7.1637 | 7.7179 | 8.2058 | 8.7124 | 9.3121 | 9.9017 | 10.7828 | 11.6213 | 12.5759 | 13.4262 | 14.3429 | 14.5994 | 14.7457 | 14.8632 | 15.0744 | 15.2026 | 14.8448 | 14.6162 | 14.6556 | 14.7606 | 14.8091 | 14.9512
PSS | BRITISH ALUMINIUM LATCHFORD T1 / GREENHALL WHITLEY T1 / LATCHFORD T1 / LATCHFORD T2 / THAMES BOARD MILL T1 | 14.5242 | 14.6355 | 14.7297 | 14.9136 | 15.0723 | 15.1799 | 15.323 | 15.5551 | 15.6714 | 16.006 | 16.183 | 16.5833 | 16.9788 | 17.4156 | 17.9282 | 18.4655 | 19.2161 | 19.9359 | 20.7306 | 21.5604 | 22.3986 | 23.1832 | 24.0222 | 24.6004 | 24.996 | 25.3086 | 25.4197 | 25.4827 | 25.3902 | 25.5815 | 14.5242 | 13.9849 | 13.8142 | 13.8106 | 13.8256 | 14.043 | 14.2531 | 14.7453 | 15.1387 | 15.8155 | 16.5379 | 17.566 | 18.6536 | 19.6406 | 20.6635 | 21.4187 | 22.2785 | 22.7406 | 23.1517 | 23.2702 | 23.3207 | 23.2461 | 23.2393 | 23.0814 | 22.8674 | 22.7536 | 22.6149 | 22.4656 | 22.2217 | 22.1866 | 14.5242 | 14.2674 | 14.1703 | 14.222 | 14.218 | 14.3029 | 14.4358 | 14.7872 | 15.0288 | 15.3398 | 15.6486 | 16.2012 | 16.8594 | 17.4949 | 18.2374 | 18.9721 | 19.7498 | 20.367 | 20.8918 | 21.1343 | 21.3373 | 21.4395 | 21.534 | 21.4184 | 21.2163 | 21.0543 | 20.801 | 20.5703 | 20.2785 | 20.185 | 14.5242 | 13.6227 | 13.379 | 13.3251 | 13.3862 | 13.6509 | 13.9117 | 14.4377 | 14.8883 | 15.735 | 16.5837 | 17.7323 | 19.0145 | 20.1842 | 21.3215 | 22.1358 | 22.8617 | 23.306 | 23.466 | 23.1527 | 22.7864 | 22.2983 | 21.8194 | 21.2377 | 20.5722 | 20.0149 | 19.3889 | 18.7855 | 18.0303 | 17.4395 | 14.5242 | 14.0812 | 13.9366 | 13.9472 | 14.0636 | 14.2751 | 14.5395 | 14.9889 | 15.2766 | 15.7735 | 16.1866 | 16.7835 | 17.4316 | 18.0212 | 18.7057 | 19.3646 | 20.087 | 20.6353 | 21.1633 | 21.4388 | 21.6949 | 21.8543 | 22.067 | 22.1691 | 22.1234 | 22.1855 | 22.1774 | 22.1889 | 22.107 | 22.2356
PSS | BRITISH OXYGEN T1 / WINDLEHURST T1 | 6.0564 | 8.2297 | 9.0301 | 10.2449 | 12.199 | 13.412 | 15 | 15.1437 | 15.2389 | 15.4335 | 15.5561 | 15.81 | 16.0361 | 16.2651 | 16.5284 | 16.7944 | 17.1705 | 17.5331 | 17.9341 | 18.319 | 18.6712 | 19.0692 | 19.5132 | 19.8648 | 20.1202 | 20.3215 | 20.5649 | 20.8191 | 21.0841 | 21.4729 | 6.0564 | 7.6372 | 8.2598 | 9.3473 | 11.1748 | 12.346 | 13.9093 | 14.0897 | 14.2387 | 14.4803 | 14.737 | 15.1334 | 15.5396 | 15.8997 | 16.3014 | 16.5652 | 16.938 | 17.1608 | 17.3724 | 17.4593 | 17.5365 | 17.609 | 17.7483 | 17.7862 | 17.5948 | 17.4719 | 17.4542 | 17.4154 | 17.3396 | 17.3842 | 6.0564 | 7.9323 | 8.6941 | 9.8969 | 11.8363 | 13.0506 | 14.6351 | 14.8108 | 14.927 | 15.0616 | 15.1901 | 15.4995 | 15.8249 | 16.141 | 16.4867 | 16.7944 | 17.2844 | 17.6955 | 18.1109 | 18.3956 | 18.6585 | 18.8338 | 19.0033 | 19.0838 | 19.09 | 19.1597 | 19.2131 | 19.2842 | 19.3682 | 19.5331 | 6.0564 | 7.4249 | 8.0671 | 9.1591 | 11.0427 | 12.2261 | 13.7922 | 13.9761 | 14.123 | 14.3815 | 14.6127 | 14.9936 | 15.3562 | 15.6603 | 15.948 | 16.0632 | 16.2479 | 16.3725 | 16.4552 | 16.4025 | 16.314 | 16.2877 | 16.3027 | 16.2778 | 16.1354 | 15.9442 | 15.8084 | 15.6764 | 15.5189 | 15.4033 | 6.0564 | 7.7712 | 8.4222 | 9.5693 | 11.5023 | 12.7833 | 14.4385 | 14.685 | 14.9092 | 15.2623 | 15.582 | 15.9913 | 16.3359 | 16.6954 | 17.1116 | 17.462 | 17.9384 | 18.3701 | 18.702 | 18.9478 | 19.1708 | 19.3368 | 19.5752 | 19.7113 | 19.3461 | 19.1394 | 19.1316 | 19.1161 | 19.066 | 19.1194
PSS | BRITISH PIPE ASSOCIATION T1 | 3.1817 | 3.4548 | 3.5027 | 3.5634 | 3.6026 | 3.6575 | 3.7054 | 3.763 | 3.7935 | 3.8728 | 3.9031 | 3.9693 | 4.037 | 4.0912 | 4.1522 | 4.2277 | 4.3361 | 4.4213 | 4.5161 | 4.6055 | 4.6857 | 4.7892 | 4.9168 | 5.0235 | 5.0762 | 5.1392 | 5.2202 | 5.2884 | 5.3509 | 5.4834 | 3.1817 | 3.4416 | 3.4061 | 3.4067 | 3.3706 | 3.3609 | 3.3877 | 3.4563 | 3.4687 | 3.5203 | 3.5744 | 3.7056 | 3.8497 | 4.005 | 4.1868 | 4.3558 | 4.5563 | 4.7042 | 4.8412 | 4.919 | 4.9677 | 5.0064 | 5.068 | 5.0741 | 5.0011 | 4.9691 | 4.9738 | 4.9707 | 4.932 | 4.9797 | 3.1817 | 3.4745 | 3.4815 | 3.5228 | 3.5354 | 3.5643 | 3.6117 | 3.6707 | 3.66 | 3.6859 | 3.7008 | 3.7813 | 3.8687 | 3.9228 | 4.0116 | 4.0919 | 4.2208 | 4.3352 | 4.4645 | 4.5214 | 4.5818 | 4.6269 | 4.6932 | 4.7068 | 4.6883 | 4.7054 | 4.6882 | 4.6931 | 4.696 | 4.7458 | 3.1817 | 3.4097 | 3.3655 | 3.3677 | 3.3546 | 3.3749 | 3.3927 | 3.4408 | 3.4373 | 3.5111 | 3.5333 | 3.6299 | 3.7211 | 3.8196 | 3.9282 | 3.9683 | 4.0611 | 4.113 | 4.1446 | 4.0938 | 4.0388 | 3.9875 | 3.9964 | 3.9779 | 3.9303 | 3.8882 | 3.8625 | 3.8412 | 3.808 | 3.8172 | 3.1817 | 3.4607 | 3.4362 | 3.4583 | 3.4535 | 3.4867 | 3.5428 | 3.6275 | 3.6594 | 3.7501 | 3.8326 | 3.9714 | 4.0998 | 4.2291 | 4.3949 | 4.5458 | 4.7341 | 4.8988 | 5.0319 | 5.1054 | 5.1628 | 5.2022 | 5.2742 | 5.2822 | 5.1389 | 5.0585 | 5.0274 | 5 | 4.952 | 4.9667
PSS | BRITISH SIDAC T1 / SHERDLEY RD T1 / ST HELENS LINKWAY T1 / WATERY LA T1 | 8.2555 | 8.4139 | 8.5039 | 8.6768 | 8.792 | 8.8676 | 8.985 | 9.1557 | 9.2536 | 9.4643 | 9.6067 | 9.8834 | 10.1662 | 10.4536 | 10.8082 | 11.1624 | 11.6755 | 12.165 | 12.7348 | 13.3229 | 13.8693 | 14.3993 | 14.9688 | 15.3531 | 15.6342 | 15.8516 | 15.9519 | 16.0241 | 15.9896 | 16.127 | 8.2555 | 8.2018 | 8.3132 | 8.5405 | 8.73 | 9.17 | 9.7765 | 10.6329 | 11.4097 | 12.2468 | 13.0648 | 14.1385 | 15.6121 | 16.9116 | 17.9735 | 18.8721 | 19.948 | 20.7483 | 21.7345 | 22.2037 | 22.4832 | 23.2942 | 24.2539 | 25.2598 | 26.4286 | 25.3508 | 25.3302 | 25.4037 | 25.56 | 25.7748 | 8.2555 | 8.3152 | 8.2969 | 8.3563 | 8.3659 | 8.4318 | 8.5477 | 8.7668 | 8.9436 | 9.1526 | 9.3725 | 9.763 | 10.2209 | 10.661 | 11.2147 | 11.7088 | 12.3095 | 12.7769 | 13.1783 | 13.3851 | 13.5729 | 13.7764 | 13.9679 | 14.0047 | 13.9595 | 13.8717 | 13.7616 | 13.6483 | 13.4946 | 13.446 | 8.2555 | 8.1094 | 8.0851 | 8.205 | 8.3837 | 8.7119 | 9.1214 | 9.6978 | 10.2105 | 10.9267 | 11.6257 | 12.6043 | 13.6916 | 14.7036 | 15.6315 | 16.4587 | 17.1451 | 17.6392 | 17.9042 | 17.7531 | 17.5496 | 17.3917 | 17.2301 | 16.9779 | 16.5804 | 16.2048 | 15.8399 | 15.4953 | 15.0419 | 14.6901 | 8.2555 | 8.2449 | 8.262 | 8.4351 | 8.6966 | 9.1699 | 9.7938 | 10.5406 | 11.3071 | 12.2997 | 13.266 | 14.2834 | 15.6783 | 16.9668 | 18.1338 | 19.1782 | 20.4176 | 21.5132 | 22.5367 | 23.1771 | 23.5357 | 24.195 | 24.7776 | 25.323 | 26.3043 | 25.4672 | 25.424 | 25.4089 | 25.3454 | 25.3607
PSS | BROADGREEN T1 / CROXTETH T1 / EAST PRESCOT RD (FINCH LA) T1 / KNOTTY ASH T1 / LEYFIELD RD T1 | 25.0115 | 26.093 | 26.2354 | 26.5217 | 26.7869 | 26.878 | 27.088 | 27.4804 | 27.7169 | 28.3428 | 28.7299 | 29.5923 | 30.4925 | 31.4408 | 32.5906 | 33.7563 | 35.3006 | 36.8258 | 38.5107 | 40.2322 | 41.9371 | 43.5821 | 45.2558 | 46.4352 | 47.2746 | 47.892 | 48.1863 | 48.4097 | 48.3936 | 48.8578 | 25.0115 | 24.1312 | 23.7737 | 23.7409 | 23.8396 | 24.3572 | 24.8789 | 25.8765 | 26.814 | 28.2955 | 29.952 | 32.1309 | 34.3509 | 36.3617 | 38.3665 | 39.6661 | 41.1867 | 41.9702 | 42.6155 | 42.8316 | 42.8363 | 42.6674 | 42.6106 | 42.3213 | 41.9555 | 41.6464 | 41.356 | 41.0044 | 40.5552 | 40.4006 | 25.0115 | 24.937 | 24.7035 | 24.6852 | 24.6928 | 24.8517 | 25.1159 | 25.7437 | 26.3312 | 27.0053 | 27.7283 | 28.9391 | 30.3554 | 31.7916 | 33.4519 | 35.0975 | 36.8268 | 38.2325 | 39.4143 | 40.0931 | 40.6614 | 40.996 | 41.2226 | 41.0252 | 40.6852 | 40.4326 | 39.9679 | 39.5655 | 39.0505 | 38.85 | 25.0115 | 23.2767 | 22.7941 | 22.6543 | 22.8154 | 23.3519 | 23.9311 | 25.0206 | 26.0935 | 27.8675 | 29.7669 | 32.1772 | 34.7851 | 37.0833 | 39.2509 | 40.7224 | 42.0181 | 42.7972 | 43.093 | 42.585 | 41.9347 | 41.1162 | 40.2972 | 39.233 | 38.0217 | 36.8997 | 35.6901 | 34.4839 | 32.9813 | 31.6977 | 25.0115 | 24.5752 | 24.2549 | 24.2052 | 24.5414 | 25.0406 | 25.6664 | 26.5725 | 27.2988 | 28.3959 | 29.3636 | 30.6213 | 31.9235 | 33.1421 | 34.5155 | 35.8132 | 37.2138 | 38.3597 | 39.4473 | 40.1661 | 40.8005 | 41.2761 | 41.808 | 42.1674 | 42.23 | 42.4591 | 42.5551 | 42.6866 | 42.6577 | 42.9537
PSS | BROMFIELD T1 / BROMFIELD T2 / PONTERWYL T1 / RHYD-Y-GOLEU T1 / SYNTHITE T1 | 15.9512 | 17.4147 | 17.5312 | 17.7647 | 17.9617 | 18.1444 | 18.3865 | 18.7991 | 19.1242 | 19.6844 | 20.0685 | 20.7697 | 21.5125 | 22.3547 | 23.3556 | 24.5181 | 26.0062 | 27.5558 | 29.2983 | 31.0796 | 32.8935 | 34.6304 | 36.3123 | 37.5344 | 38.3684 | 38.9162 | 39.066 | 39.0988 | 38.7303 | 38.7545 | 15.9512 | 16.4965 | 16.4955 | 16.7315 | 17.1095 | 17.9162 | 18.8214 | 20.1291 | 21.393 | 23.0279 | 24.7753 | 26.8661 | 29.2493 | 31.4052 | 33.255 | 34.6689 | 36.1985 | 37.1021 | 38.0598 | 38.4097 | 38.5303 | 38.9308 | 39.5842 | 40.1364 | 40.7829 | 39.9871 | 39.8438 | 39.7882 | 39.707 | 39.8391 | 15.9512 | 16.9259 | 16.8282 | 16.9061 | 17.0268 | 17.2609 | 17.6337 | 18.3306 | 19.0884 | 19.8372 | 20.6434 | 21.8306 | 23.2216 | 24.6353 | 26.124 | 27.5699 | 29.0712 | 30.2346 | 31.1083 | 31.507 | 31.7822 | 31.9599 | 32.0843 | 31.9032 | 31.6024 | 31.3444 | 30.9822 | 30.6617 | 30.2463 | 30.0931 | 15.9512 | 16.0907 | 15.8963 | 15.9943 | 16.3987 | 17.1766 | 18.0182 | 19.2928 | 20.6234 | 22.6112 | 24.7524 | 27.3655 | 30.2843 | 33.121 | 35.6219 | 37.8249 | 39.6043 | 40.8188 | 41.4272 | 41.0438 | 40.5082 | 39.7625 | 38.8815 | 37.7288 | 36.3579 | 35.085 | 33.6878 | 32.3616 | 30.6632 | 29.2766 | 15.9512 | 16.7266 | 16.6516 | 16.8281 | 17.4549 | 18.3218 | 19.4047 | 20.7067 | 21.9857 | 23.6346 | 25.1437 | 26.7198 | 28.5919 | 30.364 | 32.0144 | 33.5801 | 35.2872 | 36.7067 | 37.9995 | 38.7623 | 39.2666 | 39.9314 | 40.6318 | 41.2622 | 41.9706 | 41.5544 | 41.6148 | 41.7629 | 41.7744 | 42.0491
PSS | BROOK LA T1 / MANNINGS LA T1 / NEWTOWN CHESTER T1 / UPTON HEATH T1 | 17.0176 | 18.6942 | 18.8924 | 19.2206 | 19.5643 | 19.6328 | 19.8259 | 20.191 | 20.4223 | 20.9255 | 21.2589 | 21.9376 | 22.6642 | 23.4478 | 24.3817 | 25.255 | 26.5166 | 27.801 | 29.2365 | 30.7278 | 32.2172 | 33.6401 | 35.0834 | 36.1384 | 36.9016 | 37.4469 | 37.7297 | 37.9376 | 37.9154 | 38.2574 | 17.0176 | 17.1726 | 17.2291 | 17.5522 | 17.9571 | 18.7075 | 19.663 | 21.1139 | 22.482 | 24.171 | 25.8728 | 28.0155 | 30.6389 | 32.9978 | 35.0102 | 36.3119 | 38.1333 | 39.3576 | 40.7689 | 41.4397 | 41.8329 | 42.8509 | 44.1199 | 45.3473 | 46.6593 | 45.1714 | 45.0592 | 45.0621 | 45.1307 | 45.3592 | 17.0176 | 17.8192 | 17.7247 | 17.796 | 17.8967 | 18.0709 | 18.3593 | 18.9265 | 19.49 | 20.1163 | 20.7309 | 21.7592 | 22.9639 | 24.2062 | 25.5914 | 26.8585 | 28.3363 | 29.561 | 30.5578 | 31.1419 | 31.6153 | 32.0233 | 32.3716 | 32.3945 | 32.2479 | 32.1141 | 31.9153 | 31.7036 | 31.4315 | 31.3902 | 17.0176 | 16.5729 | 16.3019 | 16.3189 | 16.5752 | 17.1401 | 17.8238 | 18.92 | 19.9933 | 21.5794 | 23.271 | 25.4062 | 27.7453 | 29.9046 | 31.8294 | 33.4974 | 34.8121 | 35.7152 | 36.1542 | 35.8051 | 35.3748 | 34.8887 | 34.3627 | 33.6072 | 32.5773 | 31.5608 | 30.5236 | 29.5243 | 28.2519 | 27.1806 | 17.0176 | 17.4794 | 17.4064 | 17.6367 | 18.2287 | 19.0753 | 20.1657 | 21.5247 | 22.8951 | 24.7271 | 26.4186 | 28.2299 | 30.4823 | 32.6304 | 34.6258 | 36.3037 | 38.3912 | 40.2539 | 41.9493 | 43.0739 | 43.8122 | 44.8817 | 45.9091 | 46.8232 | 47.9679 | 46.9603 | 46.9903 | 47.0636 | 47.0352 | 47.204
PSS | BROOK ST T1 / KINGSWAY TUNNEL T1 / NWWA SANDON DOCK T1 / NWWA SANDON DOCK T2 | 12.4517 | 13.7963 | 13.9464 | 14.1899 | 14.3361 | 14.4946 | 14.6419 | 14.8458 | 14.8697 | 15.1342 | 15.183 | 15.4088 | 15.608 | 15.7625 | 15.9778 | 16.1868 | 16.5677 | 16.868 | 17.2303 | 17.6099 | 18.0069 | 18.4032 | 18.8892 | 19.1963 | 19.3795 | 19.5988 | 19.6624 | 19.7296 | 19.6749 | 19.883 | 12.4517 | 13.7753 | 13.6405 | 13.6184 | 13.4765 | 13.4493 | 13.4759 | 13.7089 | 13.7745 | 14.0123 | 14.2129 | 14.7528 | 15.3753 | 15.9877 | 16.7351 | 17.4789 | 18.2571 | 18.782 | 19.2594 | 19.4542 | 19.5862 | 19.6169 | 19.6654 | 19.5809 | 19.3441 | 19.3223 | 19.2383 | 19.1924 | 18.9779 | 19.0458 | 12.4517 | 13.8204 | 13.8286 | 13.9406 | 13.9056 | 13.9558 | 14.0013 | 14.2013 | 14.1717 | 14.2469 | 14.2519 | 14.5224 | 14.827 | 15.0183 | 15.3598 | 15.6455 | 16.0688 | 16.3658 | 16.6612 | 16.72 | 16.8194 | 16.8601 | 16.9329 | 16.8628 | 16.7066 | 16.5999 | 16.4243 | 16.2705 | 16.0621 | 16.0631 | 12.4517 | 13.646 | 13.4524 | 13.4098 | 13.3744 | 13.4596 | 13.5119 | 13.7201 | 13.732 | 14.0223 | 14.2306 | 14.7479 | 15.3772 | 16.0023 | 16.7095 | 17.1651 | 17.6946 | 18.0176 | 18.1661 | 17.8825 | 17.5772 | 17.2022 | 16.8783 | 16.5338 | 16.1383 | 15.85 | 15.5397 | 15.2907 | 14.9168 | 14.7626 | 12.4517 | 13.7912 | 13.7169 | 13.761 | 13.6909 | 13.724 | 13.7837 | 14.0102 | 14.039 | 14.2313 | 14.3481 | 14.7471 | 15.1802 | 15.5693 | 16.1098 | 16.6248 | 17.2344 | 17.6652 | 18.0561 | 18.1902 | 18.3167 | 18.3649 | 18.4452 | 18.4034 | 18.1565 | 18.0609 | 17.9389 | 17.8509 | 17.6509 | 17.6981
PSS | BRYN STANLEY T1 | 4.0212 | 2.7678 | 2.7828 | 2.8155 | 2.8255 | 2.8627 | 2.9045 | 2.9608 | 3.0124 | 3.1152 | 3.1746 | 3.293 | 3.4205 | 3.5586 | 3.7194 | 3.9167 | 4.1594 | 4.4284 | 4.7114 | 5.0121 | 5.2996 | 5.5806 | 5.8777 | 6.1185 | 6.2888 | 6.4162 | 6.5115 | 6.608 | 6.6428 | 6.7496 | 4.0212 | 2.5699 | 2.5994 | 2.6708 | 2.763 | 2.8828 | 3.0269 | 3.2435 | 3.4373 | 3.6736 | 3.9248 | 4.2483 | 4.6471 | 5.0146 | 5.308 | 5.5578 | 5.84 | 6.0596 | 6.3535 | 6.5197 | 6.6109 | 6.8107 | 7.0765 | 7.313 | 7.2275 | 7.099 | 7.1359 | 7.2006 | 7.2743 | 7.3865 | 4.0212 | 2.6574 | 2.6535 | 2.6682 | 2.6847 | 2.7291 | 2.7983 | 2.9062 | 3.0174 | 3.1341 | 3.2538 | 3.4336 | 3.6574 | 3.8752 | 4.1166 | 4.3436 | 4.6248 | 4.8739 | 5.0822 | 5.1971 | 5.2876 | 5.383 | 5.4501 | 5.487 | 5.4841 | 5.4695 | 5.4657 | 5.4631 | 5.4471 | 5.4748 | 4.0212 | 2.5039 | 2.4778 | 2.5071 | 2.5694 | 2.6846 | 2.8359 | 3.066 | 3.3071 | 3.6307 | 3.9725 | 4.4114 | 4.9017 | 5.3744 | 5.7901 | 6.1173 | 6.4542 | 6.7359 | 6.9485 | 6.9824 | 7.0133 | 7.0493 | 7.0946 | 7.0765 | 6.9621 | 6.8017 | 6.6555 | 6.5134 | 6.3293 | 6.1778 | 4.0212 | 2.6303 | 2.6129 | 2.6446 | 2.7387 | 2.8967 | 3.0837 | 3.3106 | 3.5386 | 3.8479 | 4.1342 | 4.4314 | 4.7939 | 5.1501 | 5.4786 | 5.7899 | 6.136 | 6.4635 | 6.7975 | 7.0257 | 7.1652 | 7.3531 | 7.5412 | 7.7 | 7.4078 | 7.2621 | 7.2845 | 7.3214 | 7.3295 | 7.3839
PSS | BUCKINGHAM ST T1 / EVERTON RD T1 / SUBURBAN RD T1 | 8.2424 | 8.524 | 8.5493 | 8.6177 | 8.6659 | 8.6764 | 8.6584 | 8.6885 | 8.6213 | 8.724 | 8.7102 | 8.8244 | 8.9367 | 9.0064 | 9.1252 | 9.2182 | 9.3979 | 9.5545 | 9.7443 | 9.9138 | 10.1218 | 10.313 | 10.5447 | 10.6792 | 10.7662 | 10.8598 | 10.8619 | 10.8631 | 10.8205 | 10.9316 | 8.2424 | 7.963 | 7.7878 | 7.6873 | 7.5321 | 7.4468 | 7.371 | 7.427 | 7.3813 | 7.4325 | 7.4578 | 7.6491 | 7.8679 | 8.058 | 8.3202 | 8.5568 | 8.8253 | 8.9571 | 9.1262 | 9.1332 | 9.119 | 9.0847 | 9.0405 | 8.9372 | 8.7897 | 8.7085 | 8.6114 | 8.5342 | 8.3933 | 8.3708 | 8.2424 | 8.2175 | 8.1324 | 8.0901 | 8.0311 | 7.9993 | 7.9677 | 8.0005 | 7.95 | 7.9489 | 7.9304 | 8.0229 | 8.1442 | 8.2111 | 8.359 | 8.4739 | 8.6491 | 8.7587 | 8.877 | 8.8894 | 8.9208 | 8.9051 | 8.9219 | 8.8605 | 8.7754 | 8.7134 | 8.6235 | 8.5099 | 8.4008 | 8.3788 | 8.2424 | 7.706 | 7.482 | 7.3303 | 7.2008 | 7.1051 | 7.0448 | 7.0761 | 7.0061 | 7.0902 | 7.1296 | 7.3265 | 7.5585 | 7.7723 | 8.0372 | 8.1902 | 8.3757 | 8.4677 | 8.4697 | 8.305 | 8.1224 | 7.9012 | 7.7091 | 7.4851 | 7.2311 | 7.0353 | 6.8354 | 6.6393 | 6.4029 | 6.2553 | 8.2424 | 8.0943 | 7.9672 | 7.9001 | 7.8256 | 7.7912 | 7.7731 | 7.8443 | 7.8211 | 7.8737 | 7.8888 | 8.0339 | 8.2023 | 8.3269 | 8.5299 | 8.7006 | 8.9187 | 9.0363 | 9.1738 | 9.1773 | 9.1812 | 9.1573 | 9.1496 | 9.088 | 8.9815 | 8.9306 | 8.8505 | 8.7786 | 8.6714 | 8.6729
PSS | BUCKLEY T1 / BUCKLEY T2 / BUCKLEY CROSS T1 | 11.4219 | 12.6391 | 12.7156 | 12.8692 | 13.0082 | 13.139 | 13.3379 | 13.6716 | 13.9744 | 14.4365 | 14.7789 | 15.3775 | 16.0287 | 16.7722 | 17.6446 | 18.6663 | 19.9547 | 21.3032 | 22.7967 | 24.369 | 25.9376 | 27.4398 | 28.8828 | 29.9587 | 30.7241 | 31.243 | 31.4385 | 31.5353 | 31.3035 | 31.3631 | 11.4219 | 11.8044 | 11.8464 | 12.0801 | 12.4566 | 13.2322 | 14.0863 | 15.2586 | 16.4616 | 17.926 | 19.5391 | 21.4314 | 23.6129 | 25.5696 | 27.2419 | 28.461 | 29.8157 | 30.6456 | 31.5093 | 31.8364 | 31.9781 | 32.4196 | 33.0812 | 33.7036 | 34.4213 | 33.5971 | 33.4708 | 33.4307 | 33.4039 | 33.5053 | 11.4219 | 12.177 | 12.1019 | 12.1709 | 12.2603 | 12.4598 | 12.7838 | 13.3527 | 14.0387 | 14.6621 | 15.3681 | 16.385 | 17.6119 | 18.8948 | 20.269 | 21.6344 | 23.0118 | 24.1459 | 24.9931 | 25.43 | 25.7529 | 25.971 | 26.1348 | 26.0247 | 25.8046 | 25.587 | 25.3142 | 25.0663 | 24.7376 | 24.5976 | 11.4219 | 11.4736 | 11.364 | 11.4813 | 11.872 | 12.5617 | 13.3125 | 14.437 | 15.638 | 17.3527 | 19.2474 | 21.5558 | 24.1403 | 26.6008 | 28.8032 | 30.7196 | 32.2358 | 33.2537 | 33.7834 | 33.5233 | 33.1355 | 32.5766 | 31.8945 | 30.9841 | 29.8581 | 28.799 | 27.6347 | 26.5356 | 25.123 | 23.9325 | 11.4219 | 12.0348 | 11.9984 | 12.1759 | 12.7683 | 13.6003 | 14.6175 | 15.8004 | 17.0422 | 18.5506 | 19.9795 | 21.4371 | 23.2016 | 24.8839 | 26.4489 | 27.9239 | 29.5147 | 30.9136 | 32.1661 | 32.9533 | 33.4971 | 34.2093 | 34.9329 | 35.6171 | 36.3919 | 35.9594 | 36.0544 | 36.2255 | 36.2858 | 36.5158
PSS | BUILDWAS ROAD T1 / MORGAN REFRACTORIES T1 / NESTON MAIN T1 | 11.4055 | 9.613 | 9.7392 | 9.9275 | 10.0984 | 10.3839 | 10.7096 | 11.1486 | 11.5837 | 12.1239 | 12.5562 | 13.1873 | 13.8418 | 14.5446 | 15.3117 | 16.2866 | 17.4798 | 18.7321 | 20.07 | 21.4457 | 22.7514 | 24.0708 | 25.3769 | 26.4412 | 27.2071 | 27.6986 | 28.1538 | 28.5838 | 28.8394 | 29.3367 | 11.4055 | 9.105 | 9.2077 | 9.4422 | 9.8075 | 10.48 | 11.2646 | 12.3391 | 13.4109 | 14.6681 | 16.0132 | 17.5977 | 19.4039 | 21.0137 | 22.4127 | 23.4059 | 24.6145 | 25.3855 | 26.2209 | 26.5959 | 26.6776 | 27.0128 | 27.5108 | 27.8952 | 26.9905 | 26.4766 | 26.525 | 26.556 | 26.5457 | 26.7378 | 11.4055 | 9.3998 | 9.5237 | 9.769 | 10.0272 | 10.3572 | 10.7855 | 11.4018 | 12.0802 | 12.6975 | 13.3817 | 14.3888 | 15.5308 | 16.6955 | 17.8247 | 18.9234 | 20.2503 | 21.3961 | 22.3742 | 22.9713 | 23.4724 | 23.8773 | 24.1811 | 24.3055 | 24.2672 | 24.3066 | 24.3374 | 24.4203 | 24.4778 | 24.7042 | 11.4055 | 8.9922 | 9.0351 | 9.2823 | 9.7052 | 10.3878 | 11.1216 | 12.1148 | 13.2191 | 14.6299 | 16.1135 | 17.8789 | 19.772 | 21.4937 | 22.9909 | 24.2383 | 25.2708 | 26.0037 | 26.4424 | 26.2903 | 26.0812 | 25.904 | 25.6865 | 25.3083 | 24.6352 | 23.8917 | 23.2127 | 22.5373 | 21.705 | 21.0193 | 11.4055 | 9.3348 | 9.3638 | 9.6338 | 10.2511 | 11.1406 | 12.1604 | 13.3303 | 14.5879 | 16.1598 | 17.6382 | 19.1076 | 20.6941 | 22.2627 | 23.7194 | 25.0444 | 26.6078 | 28.0702 | 29.2677 | 30.102 | 30.5131 | 30.9899 | 31.5412 | 31.9653 | 30.6982 | 30.2002 | 30.3451 | 30.4827 | 30.51 | 30.7434
PSS | BURLINGTON AVE T1 / FRESHFIELD T1 / MARSH BROWS T1 / SOUTHPORT RD T1 | 14.5888 | 16.6094 | 16.7044 | 16.9113 | 17.1172 | 17.3301 | 17.6128 | 18.0799 | 18.4972 | 19.11 | 19.5901 | 20.3989 | 21.2641 | 22.2213 | 23.3334 | 24.6211 | 26.1931 | 27.8276 | 29.6027 | 31.4541 | 33.2719 | 35.0076 | 36.7178 | 38.0094 | 38.9614 | 39.6111 | 39.989 | 40.2859 | 40.3098 | 40.6728 | 14.5888 | 15.5833 | 15.6145 | 15.9133 | 16.3857 | 17.3453 | 18.4008 | 19.8984 | 21.4129 | 23.2742 | 25.3158 | 27.7756 | 30.5653 | 33.0696 | 35.2652 | 36.8133 | 38.6169 | 39.6924 | 40.8246 | 41.2942 | 41.5043 | 42.083 | 42.8937 | 43.6393 | 44.4192 | 43.4049 | 43.2654 | 43.1733 | 43.1201 | 43.2191 | 14.5888 | 16.0308 | 15.97 | 16.0957 | 16.248 | 16.5161 | 16.913 | 17.6318 | 18.4225 | 19.1686 | 20.0338 | 21.3101 | 22.8478 | 24.4207 | 26.1476 | 27.8623 | 29.6869 | 31.2047 | 32.4325 | 33.1697 | 33.759 | 34.188 | 34.5057 | 34.4556 | 34.2524 | 34.0644 | 33.773 | 33.5024 | 33.1622 | 33.0362 | 14.5888 | 15.1719 | 15.0803 | 15.2527 | 15.7257 | 16.608 | 17.5485 | 18.9369 | 20.4073 | 22.4446 | 24.6645 | 27.3734 | 30.3262 | 33.0045 | 35.4317 | 37.397 | 38.9357 | 39.9805 | 40.5096 | 40.1699 | 39.7266 | 39.1693 | 38.531 | 37.6507 | 36.5067 | 35.3958 | 34.2127 | 33.0495 | 31.5739 | 30.2855 | 14.5888 | 15.8415 | 15.7865 | 16.024 | 16.7494 | 17.7668 | 18.9833 | 20.4405 | 21.9269 | 23.7705 | 25.5329 | 27.3878 | 29.5664 | 31.6372 | 33.6112 | 35.4633 | 37.5178 | 39.3382 | 40.9978 | 42.1248 | 42.9439 | 43.9436 | 44.9388 | 45.8427 | 46.681 | 46.1613 | 46.3136 | 46.51 | 46.5858 | 46.8605
PSS | BURMAH OIL T1 / VAN LEER NO 1 T1 | 3.7719 | 3.6696 | 3.7093 | 3.7691 | 3.8077 | 3.8512 | 3.8742 | 3.913 | 3.9073 | 3.9734 | 3.9765 | 4.0171 | 4.0586 | 4.0834 | 4.119 | 4.1401 | 4.1968 | 4.2257 | 4.2669 | 4.3028 | 4.3348 | 4.364 | 4.4432 | 4.4726 | 4.4752 | 4.508 | 4.5189 | 4.5271 | 4.5392 | 4.6091 | 3.7719 | 3.686 | 3.6495 | 3.6482 | 3.5808 | 3.5581 | 3.5503 | 3.5956 | 3.5985 | 3.6363 | 3.6641 | 3.7747 | 3.9157 | 4.0598 | 4.2325 | 4.4193 | 4.6166 | 4.749 | 4.8791 | 4.9391 | 4.9821 | 4.9977 | 5.0049 | 4.9919 | 4.9383 | 4.9228 | 4.9054 | 4.8845 | 4.8376 | 4.8475 | 3.7719 | 3.6978 | 3.6888 | 3.7 | 3.6795 | 3.6836 | 3.6787 | 3.6959 | 3.6667 | 3.6622 | 3.6396 | 3.6688 | 3.6975 | 3.7119 | 3.7557 | 3.7892 | 3.8566 | 3.8981 | 3.9565 | 3.9613 | 4.0019 | 4.0121 | 4.0505 | 4.0271 | 3.9986 | 3.968 | 3.9163 | 3.8719 | 3.8194 | 3.8096 | 3.7719 | 3.6471 | 3.5836 | 3.5658 | 3.5362 | 3.5388 | 3.53 | 3.5596 | 3.5252 | 3.5532 | 3.5438 | 3.594 | 3.6596 | 3.7214 | 3.8188 | 3.8321 | 3.9006 | 3.9363 | 3.9223 | 3.8514 | 3.7604 | 3.6746 | 3.6318 | 3.575 | 3.5201 | 3.499 | 3.4753 | 3.4532 | 3.4165 | 3.4231 | 3.7719 | 3.6781 | 3.6561 | 3.6614 | 3.6179 | 3.61 | 3.606 | 3.639 | 3.6275 | 3.6474 | 3.6529 | 3.7253 | 3.8123 | 3.8954 | 4.0055 | 4.1172 | 4.2534 | 4.342 | 4.4374 | 4.4709 | 4.5149 | 4.5284 | 4.5521 | 4.5379 | 4.497 | 4.4766 | 4.4431 | 4.4114 | 4.3623 | 4.3631
PSS | BUTLINS T1 | 3.2018 | 3.86 | 3.8831 | 3.9308 | 3.9541 | 3.9749 | 3.992 | 4.0225 | 4.007 | 4.0726 | 4.0836 | 4.1477 | 4.2021 | 4.2365 | 4.3087 | 4.3533 | 4.4532 | 4.5181 | 4.604 | 4.6753 | 4.7415 | 4.8121 | 4.9062 | 4.9716 | 5.0004 | 5.0542 | 5.0827 | 5.1058 | 5.1297 | 5.222 | 3.2018 | 3.7157 | 3.6825 | 3.6632 | 3.6308 | 3.6116 | 3.6203 | 3.6842 | 3.6919 | 3.7453 | 3.8 | 3.9316 | 4.0818 | 4.23 | 4.3954 | 4.5407 | 4.7207 | 4.8335 | 4.962 | 5.0168 | 5.0557 | 5.0901 | 5.129 | 5.1304 | 5.1569 | 5.0973 | 5.0736 | 5.0515 | 5.0106 | 5.0334 | 3.2018 | 3.7821 | 3.7646 | 3.7564 | 3.7545 | 3.7477 | 3.7484 | 3.7825 | 3.7579 | 3.7708 | 3.7794 | 3.8345 | 3.8887 | 3.9194 | 3.9917 | 4.0547 | 4.1551 | 4.2221 | 4.3014 | 4.3334 | 4.3775 | 4.4018 | 4.4355 | 4.4313 | 4.4054 | 4.3768 | 4.3303 | 4.2983 | 4.2413 | 4.2334 | 3.2018 | 3.637 | 3.5648 | 3.522 | 3.4889 | 3.4812 | 3.4971 | 3.545 | 3.5494 | 3.6105 | 3.6472 | 3.7505 | 3.853 | 3.9474 | 4.0484 | 4.0771 | 4.1371 | 4.1903 | 4.194 | 4.1404 | 4.0719 | 4.0178 | 3.985 | 3.9448 | 3.8829 | 3.8349 | 3.789 | 3.7366 | 3.6847 | 3.6587 | 3.2018 | 3.7461 | 3.7152 | 3.697 | 3.6841 | 3.6838 | 3.7015 | 3.7594 | 3.7612 | 3.816 | 3.8615 | 3.9596 | 4.0686 | 4.1634 | 4.2928 | 4.4095 | 4.5536 | 4.6591 | 4.7838 | 4.8431 | 4.8995 | 4.9393 | 4.9815 | 4.9837 | 4.9813 | 4.9244 | 4.8915 | 4.8652 | 4.8102 | 4.8112
PSS | BUTTINGTON CROSS T1 | 3.8526 | 3.6738 | 3.7226 | 3.7864 | 3.8261 | 3.8557 | 3.8879 | 3.9415 | 3.9575 | 4.03 | 4.054 | 4.1282 | 4.2148 | 4.2902 | 4.3815 | 4.4699 | 4.6292 | 4.7663 | 4.9284 | 5.0981 | 5.2826 | 5.4505 | 5.6494 | 5.7736 | 5.8582 | 5.9402 | 5.9572 | 5.955 | 5.9115 | 5.941 | 3.8526 | 3.6031 | 3.5811 | 3.6025 | 3.5938 | 3.6189 | 3.662 | 3.7512 | 3.8261 | 3.9581 | 4.0864 | 4.2962 | 4.5319 | 4.7663 | 5.0154 | 5.2079 | 5.4371 | 5.5921 | 5.729 | 5.7724 | 5.8231 | 5.8301 | 5.8478 | 5.829 | 5.7859 | 5.7724 | 5.7435 | 5.7359 | 5.6758 | 5.69 | 3.8526 | 3.6508 | 3.6537 | 3.6831 | 3.707 | 3.7205 | 3.754 | 3.8531 | 3.88 | 3.9631 | 4.0155 | 4.1459 | 4.298 | 4.4372 | 4.6201 | 4.7285 | 4.929 | 5.0805 | 5.2009 | 5.248 | 5.2825 | 5.2986 | 5.3351 | 5.3105 | 5.2649 | 5.2286 | 5.1753 | 5.1233 | 5.068 | 5.0531 | 3.8526 | 3.5221 | 3.476 | 3.4682 | 3.4804 | 3.5125 | 3.5529 | 3.6598 | 3.7253 | 3.8791 | 4.0289 | 4.2788 | 4.5753 | 4.8673 | 5.1557 | 5.3648 | 5.5822 | 5.7118 | 5.7779 | 5.7073 | 5.6195 | 5.4976 | 5.3813 | 5.2435 | 5.0738 | 4.9443 | 4.7942 | 4.6687 | 4.4901 | 4.3719 | 3.8526 | 3.6213 | 3.6116 | 3.6385 | 3.6704 | 3.7096 | 3.7797 | 3.8899 | 3.9521 | 4.0776 | 4.1682 | 4.3206 | 4.4948 | 4.6635 | 4.8621 | 5.0063 | 5.2155 | 5.3738 | 5.5129 | 5.5685 | 5.6249 | 5.6547 | 5.7064 | 5.7234 | 5.7035 | 5.7121 | 5.7012 | 5.707 | 5.6795 | 5.7148
PSS | BXL BROMBOROUGH T1 / TULIP T1 | 6.759 | 6.4851 | 6.5766 | 6.7028 | 6.81 | 6.8988 | 6.9837 | 7.0903 | 7.141 | 7.2817 | 7.3207 | 7.4406 | 7.5686 | 7.6853 | 7.845 | 7.9887 | 8.2449 | 8.4929 | 8.7654 | 9.0708 | 9.3883 | 9.6923 | 10.0564 | 10.2781 | 10.4322 | 10.5638 | 10.6072 | 10.6084 | 10.524 | 10.5675 | 6.759 | 6.493 | 6.4825 | 6.4966 | 6.5036 | 6.5533 | 6.6194 | 6.7941 | 6.8819 | 7.0881 | 7.2653 | 7.6034 | 7.9966 | 8.3663 | 8.8047 | 9.1677 | 9.5747 | 9.8295 | 10.0548 | 10.1383 | 10.1711 | 10.1602 | 10.1672 | 10.1006 | 9.9784 | 9.9475 | 9.9183 | 9.8852 | 9.7769 | 9.8244 | 6.759 | 6.5177 | 6.5352 | 6.5836 | 6.637 | 6.6754 | 6.7464 | 6.8967 | 6.9538 | 7.0552 | 7.1313 | 7.3322 | 7.5673 | 7.7621 | 8.0265 | 8.2567 | 8.5367 | 8.7472 | 8.9017 | 8.9284 | 8.9635 | 8.9486 | 8.9668 | 8.9019 | 8.812 | 8.7335 | 8.6224 | 8.5316 | 8.4068 | 8.3954 | 6.759 | 6.4522 | 6.3894 | 6.4197 | 6.4668 | 6.5575 | 6.665 | 6.8366 | 6.9456 | 7.2251 | 7.4763 | 7.8976 | 8.4294 | 8.9691 | 9.4962 | 9.9141 | 10.3179 | 10.5966 | 10.6958 | 10.5718 | 10.4018 | 10.1671 | 9.9287 | 9.6628 | 9.3635 | 9.1286 | 8.8597 | 8.6411 | 8.3297 | 8.1533 | 6.759 | 6.4915 | 6.4915 | 6.5249 | 6.5895 | 6.6667 | 6.78 | 6.9748 | 7.0796 | 7.2747 | 7.416 | 7.6754 | 7.9748 | 8.2454 | 8.5808 | 8.876 | 9.2211 | 9.4576 | 9.6546 | 9.7117 | 9.7557 | 9.7577 | 9.795 | 9.7767 | 9.6758 | 9.6413 | 9.6007 | 9.5785 | 9.4981 | 9.5556
PSS | CABLE ST T1 / GRADWELL ST T2 / OLDHAM PLACE T2 | 12.6073 | 12.8586 | 12.9964 | 13.1929 | 13.3118 | 13.4082 | 13.4828 | 13.6039 | 13.5802 | 13.9478 | 13.946 | 14.3202 | 14.6497 | 14.926 | 15.232 | 15.5368 | 16.0209 | 16.4292 | 16.8888 | 17.1078 | 17.3065 | 17.5417 | 17.8613 | 18.0621 | 18.1374 | 18.2556 | 18.3417 | 18.419 | 18.4814 | 18.7766 | 12.6073 | 12.6414 | 12.5085 | 12.4382 | 12.252 | 12.1649 | 12.1219 | 12.2675 | 12.2595 | 12.4584 | 12.5464 | 13.024 | 13.5378 | 14.0223 | 14.6545 | 15.2612 | 15.9789 | 16.4747 | 16.9735 | 17.1118 | 17.1934 | 17.2522 | 17.3128 | 17.2536 | 16.9251 | 16.7577 | 16.6638 | 16.5784 | 16.3969 | 16.4375 | 12.6073 | 12.7496 | 12.6917 | 12.7319 | 12.6863 | 12.6787 | 12.6673 | 12.7614 | 12.6631 | 12.8529 | 12.8035 | 13.134 | 13.4823 | 13.7493 | 14.1107 | 14.4119 | 14.9456 | 15.3728 | 15.8761 | 15.927 | 16.0361 | 16.154 | 16.3211 | 16.3256 | 16.2388 | 16.1274 | 16.0404 | 15.9521 | 15.8199 | 15.8738 | 12.6073 | 12.4282 | 12.2074 | 12.0947 | 11.9829 | 11.9722 | 11.927 | 12.023 | 11.9273 | 12.1507 | 12.1565 | 12.4765 | 12.8433 | 13.159 | 13.5517 | 13.7297 | 14.0477 | 14.2673 | 14.3941 | 14.1002 | 13.8141 | 13.5545 | 13.3671 | 13.1909 | 12.9455 | 12.7632 | 12.614 | 12.4942 | 12.3092 | 12.2759 | 12.6073 | 12.6913 | 12.5926 | 12.5769 | 12.4612 | 12.41 | 12.3754 | 12.4762 | 12.4035 | 12.7044 | 12.7289 | 13.264 | 13.8053 | 14.3048 | 14.9818 | 15.6014 | 16.4132 | 17.0782 | 17.6518 | 17.7089 | 17.7245 | 17.6726 | 17.6868 | 17.5657 | 17.0143 | 16.7014 | 16.5347 | 16.3885 | 16.18 | 16.1476
PSS | CABLE ST T2 / CROWN COURTS T1 / GRADWELL ST T1 | 9.652 | 10.441 | 10.5826 | 10.7513 | 11.0186 | 11.2657 | 11.5084 | 11.8518 | 12.0082 | 12.3372 | 12.5262 | 12.8426 | 13.1201 | 13.3575 | 13.6246 | 13.9566 | 14.4629 | 14.9101 | 15.4 | 15.8685 | 16.3072 | 16.8127 | 17.4252 | 17.9364 | 18.3046 | 18.6022 | 18.9965 | 19.4004 | 19.8047 | 20.406 | 9.652 | 10.2096 | 10.1981 | 10.2007 | 10.2738 | 10.2729 | 10.3749 | 10.663 | 10.7656 | 10.9885 | 11.1027 | 11.4832 | 11.8776 | 12.2366 | 12.7037 | 13.0991 | 13.6189 | 13.9565 | 14.2658 | 14.3353 | 14.3594 | 14.4017 | 14.5446 | 14.5414 | 14.078 | 13.8827 | 13.8426 | 13.7725 | 13.6069 | 13.787 | 9.652 | 10.4228 | 10.6197 | 10.9022 | 11.2607 | 11.4891 | 11.7436 | 12.1176 | 12.2624 | 12.4454 | 12.614 | 13.0401 | 13.4731 | 13.8162 | 14.1615 | 14.4081 | 14.9881 | 15.4611 | 15.9582 | 16.2196 | 16.4912 | 16.6515 | 16.8656 | 16.9786 | 16.956 | 17.0479 | 17.1592 | 17.3087 | 17.4823 | 17.8483 | 9.652 | 10.2581 | 10.2723 | 10.33 | 10.5133 | 10.5837 | 10.7222 | 10.9904 | 11.0957 | 11.3432 | 11.4777 | 11.788 | 12.1224 | 12.4241 | 12.7205 | 12.7935 | 13.0138 | 13.1563 | 13.2526 | 13.1151 | 12.9114 | 12.7966 | 12.7834 | 12.7342 | 12.5134 | 12.2313 | 12.0593 | 11.9257 | 11.7783 | 11.7958 | 9.652 | 10.3714 | 10.3888 | 10.539 | 10.7859 | 11.034 | 11.3088 | 11.7425 | 12.0439 | 12.5491 | 12.9723 | 13.5824 | 14.0728 | 14.583 | 15.1928 | 15.6788 | 16.3923 | 17.0134 | 17.4035 | 17.6072 | 17.7609 | 17.8328 | 18.0484 | 18.0919 | 17.2077 | 16.667 | 16.5269 | 16.3726 | 16.1651 | 16.2206
PSS | CADBURYS KRONOSPAN T1 / CADBURYS KRONOSPAN T2 | 5.4025 | 6.5175 | 6.5692 | 6.6643 | 6.7376 | 6.8444 | 6.96 | 7.1082 | 7.2071 | 7.4178 | 7.5402 | 7.7788 | 8.0071 | 8.2334 | 8.5085 | 8.8245 | 9.2548 | 9.6704 | 10.1393 | 10.6162 | 11.0423 | 11.5055 | 11.986 | 12.361 | 12.6375 | 12.8332 | 13.0119 | 13.174 | 13.2786 | 13.5226 | 5.4025 | 6.226 | 6.2423 | 6.3209 | 6.411 | 6.5651 | 6.7885 | 7.132 | 7.4049 | 7.7685 | 8.1383 | 8.6576 | 9.2733 | 9.8409 | 10.3505 | 10.7638 | 11.2585 | 11.5943 | 12.0291 | 12.2403 | 12.3644 | 12.5041 | 12.7544 | 12.8868 | 12.7141 | 12.5388 | 12.5576 | 12.6092 | 12.6273 | 12.771 | 5.4025 | 6.3924 | 6.4182 | 6.5269 | 6.5941 | 6.689 | 6.8182 | 7.045 | 7.2208 | 7.4133 | 7.6049 | 7.935 | 8.2945 | 8.6417 | 9.0273 | 9.3623 | 9.8286 | 10.218 | 10.5643 | 10.7547 | 10.928 | 11.0705 | 11.205 | 11.2566 | 11.2309 | 11.225 | 11.2145 | 11.2105 | 11.2043 | 11.2913 | 5.4025 | 6.1404 | 6.0947 | 6.1255 | 6.227 | 6.4042 | 6.6214 | 6.9828 | 7.3022 | 7.7728 | 8.2319 | 8.8515 | 9.5073 | 10.1461 | 10.7239 | 11.0975 | 11.5645 | 11.889 | 12.1238 | 12.0854 | 12.0336 | 11.9978 | 11.9839 | 11.9123 | 11.6854 | 11.4308 | 11.2076 | 10.9852 | 10.7098 | 10.5119 | 5.4025 | 6.3296 | 6.3026 | 6.3849 | 6.5273 | 6.7657 | 7.0615 | 7.4413 | 7.7806 | 8.2619 | 8.6991 | 9.1944 | 9.7275 | 10.2586 | 10.7917 | 11.2672 | 11.8352 | 12.3333 | 12.8121 | 13.1173 | 13.3241 | 13.4491 | 13.6401 | 13.7196 | 13.2671 | 13.0352 | 13.028 | 13.0387 | 12.9993 | 13.0723
PSS | CADBURYS T1 / CADBURYS T2 / HOPFIELD RD T1 | 11.5248 | 12.4181 | 12.5358 | 12.7582 | 12.9483 | 13.0075 | 13.1091 | 13.2802 | 13.3245 | 13.5522 | 13.6337 | 13.9046 | 14.1765 | 14.42 | 14.7406 | 14.9895 | 15.4408 | 15.8522 | 16.339 | 16.8506 | 17.3671 | 17.8742 | 18.4576 | 18.8257 | 19.0674 | 19.2849 | 19.3697 | 19.4135 | 19.368 | 19.5499 | 11.5248 | 11.8019 | 11.6849 | 11.6842 | 11.6899 | 11.7412 | 11.835 | 12.1117 | 12.293 | 12.6888 | 13.0494 | 13.6569 | 14.3366 | 14.9552 | 15.6479 | 16.1195 | 16.7399 | 17.1325 | 17.4938 | 17.6273 | 17.7162 | 17.7331 | 17.7849 | 17.7143 | 17.528 | 17.3999 | 17.3158 | 17.2254 | 17.0395 | 17.059 | 11.5248 | 12.064 | 12.027 | 12.0838 | 12.1201 | 12.1759 | 12.2604 | 12.4855 | 12.6087 | 12.7918 | 12.9482 | 13.2984 | 13.6971 | 14.0549 | 14.4981 | 14.8875 | 15.3924 | 15.7675 | 16.0989 | 16.2451 | 16.3757 | 16.4275 | 16.5186 | 16.4524 | 16.3116 | 16.2255 | 16.0795 | 15.9475 | 15.7741 | 15.7716 | 11.5248 | 11.4895 | 11.3041 | 11.2405 | 11.2661 | 11.3707 | 11.4793 | 11.7646 | 11.9469 | 12.4241 | 12.8424 | 13.5101 | 14.2708 | 14.9954 | 15.7185 | 16.1846 | 16.6971 | 17.0301 | 17.1647 | 16.9627 | 16.7233 | 16.3944 | 16.087 | 15.7036 | 15.2672 | 14.8675 | 14.4725 | 14.1006 | 13.6153 | 13.2809 | 11.5248 | 11.8573 | 11.7681 | 11.7907 | 11.8627 | 11.9648 | 12.1199 | 12.4133 | 12.59 | 12.9437 | 13.2116 | 13.6424 | 14.1071 | 14.5277 | 15.0438 | 15.4582 | 16.0042 | 16.4151 | 16.7884 | 16.9701 | 17.1354 | 17.2313 | 17.3795 | 17.4207 | 17.2636 | 17.1955 | 17.1465 | 17.1085 | 16.9919 | 17.0713
PSS | CAERGEILIOG T1 | 4.2975 | 4.5847 | 4.6146 | 4.6961 | 4.7658 | 4.9957 | 5.1043 | 5.2535 | 5.5543 | 5.9223 | 6.2629 | 6.6816 | 7.1176 | 7.5868 | 8.0601 | 8.707 | 9.5014 | 10.3488 | 11.2851 | 12.2299 | 13.1321 | 14.1014 | 15.0842 | 15.9503 | 16.6129 | 17.0388 | 17.5504 | 18.0523 | 18.473 | 19.0203 | 4.2975 | 4.4312 | 4.535 | 4.7547 | 5.0134 | 5.3289 | 5.6334 | 6.0765 | 6.5532 | 7.1086 | 7.6953 | 8.4443 | 9.2477 | 10.0046 | 10.6258 | 11.1198 | 11.6618 | 12.0314 | 12.5681 | 12.8729 | 13.1195 | 13.5094 | 14.0786 | 14.4955 | 14.6925 | 14.5982 | 14.8391 | 15.095 | 15.3351 | 15.7603 | 4.2975 | 4.4532 | 4.4435 | 4.4907 | 4.5686 | 4.857 | 5.0442 | 5.3314 | 5.8358 | 6.3107 | 6.7968 | 7.4272 | 8.1422 | 8.8708 | 9.5318 | 10.1602 | 11.0374 | 11.8282 | 12.5355 | 13.0294 | 13.4165 | 13.6896 | 13.9353 | 14.1562 | 14.2402 | 14.4191 | 14.6059 | 14.8515 | 15.1021 | 15.4773 | 4.2975 | 4.2363 | 4.2381 | 4.3297 | 4.5274 | 4.9396 | 5.3246 | 5.8872 | 6.6215 | 7.5339 | 8.4912 | 9.6172 | 10.8453 | 12.0642 | 13.065 | 13.8336 | 14.7186 | 15.5028 | 16.1335 | 16.3795 | 16.5917 | 16.925 | 17.2153 | 17.3892 | 17.1806 | 16.7647 | 16.4623 | 16.1737 | 15.8232 | 15.5557 | 4.2975 | 4.5068 | 4.4744 | 4.5949 | 4.8573 | 5.3371 | 5.7573 | 6.2463 | 6.9285 | 7.8011 | 8.6209 | 9.4777 | 10.3255 | 11.214 | 12.0505 | 12.8248 | 13.6723 | 14.4967 | 15.2017 | 15.755 | 16.1879 | 16.5534 | 17.0698 | 17.4557 | 16.8465 | 16.3761 | 16.4552 | 16.5659 | 16.6086 | 16.8099
PSS | CAERGWRLE T1 | 6.1043 | 6.4231 | 6.4399 | 6.4998 | 6.5837 | 6.8124 | 7.0663 | 7.4068 | 7.7348 | 8.1387 | 8.5285 | 9.0252 | 9.5396 | 10.0897 | 10.6828 | 11.4634 | 12.409 | 13.423 | 14.5317 | 15.6314 | 16.6552 | 17.77 | 18.8923 | 19.8721 | 20.6263 | 21.1216 | 21.7087 | 22.2942 | 22.7967 | 23.4713 | 6.1043 | 5.9959 | 6.1025 | 6.3345 | 6.6795 | 7.1026 | 7.6019 | 8.2712 | 8.954 | 9.6887 | 10.4976 | 11.5127 | 12.6275 | 13.6643 | 14.5309 | 15.1674 | 15.972 | 16.4373 | 17.0887 | 17.4076 | 17.6534 | 18.1044 | 18.7578 | 19.2667 | 19.3186 | 19.0852 | 19.3124 | 19.5501 | 19.8132 | 20.2504 | 6.1043 | 6.1255 | 6.0926 | 6.1249 | 6.3579 | 6.6504 | 7.0347 | 7.5394 | 8.0756 | 8.5648 | 9.1151 | 9.8733 | 10.7325 | 11.6274 | 12.497 | 13.2983 | 14.4253 | 15.4376 | 16.3264 | 16.9438 | 17.4543 | 17.8523 | 18.1999 | 18.4704 | 18.5646 | 18.7264 | 18.9154 | 19.1625 | 19.3936 | 19.7715 | 6.1043 | 5.7157 | 5.6945 | 5.7764 | 6.1044 | 6.5852 | 7.1444 | 7.9483 | 8.826 | 9.9002 | 11.0466 | 12.4214 | 13.9167 | 15.3223 | 16.4959 | 17.3696 | 18.3591 | 19.1999 | 19.9008 | 20.1276 | 20.3458 | 20.7097 | 21.0507 | 21.2421 | 20.9976 | 20.5129 | 20.1489 | 19.7986 | 19.3555 | 18.9863 | 6.1043 | 6.1281 | 6.0722 | 6.1862 | 6.5664 | 7.1685 | 7.8615 | 8.6625 | 9.5601 | 10.6783 | 11.7628 | 12.8565 | 13.9529 | 15.1025 | 16.2056 | 17.199 | 18.3847 | 19.424 | 20.2564 | 20.8927 | 21.3855 | 21.8665 | 22.4614 | 22.8996 | 22.0361 | 21.5099 | 21.6361 | 21.7576 | 21.8124 | 22.0149
PSS | CAERNARFON T1 | 5.8438 | 6.4521 | 6.4907 | 6.5977 | 6.6528 | 6.7021 | 6.7568 | 6.8558 | 7.0751 | 7.4173 | 7.6805 | 8.0523 | 8.4343 | 8.8189 | 9.225 | 9.7121 | 10.3521 | 11.0098 | 11.7455 | 12.4939 | 13.191 | 13.9798 | 14.8005 | 15.4953 | 16.0188 | 16.386 | 16.798 | 17.2149 | 17.5543 | 18.0513 | 5.8438 | 6.2485 | 6.2358 | 6.2908 | 6.3311 | 6.5345 | 6.7813 | 7.1609 | 7.5886 | 8.0951 | 8.6081 | 9.3109 | 10.1301 | 10.8772 | 11.5818 | 12.1648 | 12.8624 | 13.3684 | 13.7397 | 13.8704 | 14.0272 | 14.3297 | 14.7499 | 15.0471 | 14.5576 | 14.2932 | 14.3993 | 14.4862 | 14.5081 | 14.7324 | 5.8438 | 6.2921 | 6.2431 | 6.2546 | 6.2463 | 6.2817 | 6.3496 | 6.5087 | 6.8185 | 7.127 | 7.4579 | 7.9532 | 8.5167 | 9.0969 | 9.676 | 10.2291 | 10.991 | 11.6495 | 12.2589 | 12.6611 | 13.0226 | 13.2398 | 13.4425 | 13.5847 | 13.6276 | 13.7911 | 13.9338 | 14.1246 | 14.3046 | 14.6283 | 5.8438 | 6.0029 | 5.8941 | 5.8916 | 5.9433 | 6.1015 | 6.2843 | 6.5787 | 6.9668 | 7.5214 | 8.1073 | 8.8798 | 9.7483 | 10.5934 | 11.364 | 12.0312 | 12.6409 | 13.1285 | 13.4409 | 13.4374 | 13.4077 | 13.4246 | 13.4526 | 13.3893 | 13.1071 | 12.7447 | 12.4505 | 12.1923 | 11.8641 | 11.6467 | 5.8438 | 6.3164 | 6.2616 | 6.3408 | 6.4799 | 6.7525 | 7.0623 | 7.4498 | 8.0137 | 8.7544 | 9.4951 | 10.339 | 11.2421 | 12.1605 | 13.0701 | 13.9068 | 14.9307 | 15.8727 | 16.4057 | 16.7733 | 17.1106 | 17.4494 | 17.8704 | 18.1649 | 17.3373 | 16.9225 | 16.9922 | 17.026 | 16.9788 | 17.1172
PSS | CAERSWS T1 | 3.3149 | 3.7211 | 3.7402 | 3.7907 | 3.8422 | 3.9027 | 3.9901 | 4.1131 | 4.2247 | 4.3942 | 4.5195 | 4.7256 | 4.9261 | 5.1593 | 5.4175 | 5.7475 | 6.1652 | 6.5964 | 7.0627 | 7.5406 | 7.9889 | 8.4481 | 8.9012 | 9.27 | 9.5337 | 9.7002 | 9.8381 | 9.973 | 10.0392 | 10.1915 | 3.3149 | 3.4577 | 3.5084 | 3.6223 | 3.7987 | 3.9774 | 4.1756 | 4.4601 | 4.73 | 5.0795 | 5.4284 | 5.8823 | 6.3672 | 6.8073 | 7.1619 | 7.4222 | 7.7224 | 7.9095 | 8.2581 | 8.4371 | 8.543 | 8.6741 | 8.903 | 9.0557 | 9.212 | 9.1458 | 9.2141 | 9.3125 | 9.4185 | 9.5862 | 3.3149 | 3.5928 | 3.5962 | 3.6459 | 3.7111 | 3.8106 | 3.9608 | 4.195 | 4.4206 | 4.6663 | 4.9083 | 5.2223 | 5.5667 | 5.936 | 6.2696 | 6.5807 | 6.9865 | 7.3278 | 7.6158 | 7.7781 | 7.9028 | 8.0246 | 8.1227 | 8.1693 | 8.1654 | 8.155 | 8.1392 | 8.1441 | 8.1469 | 8.2055 | 3.3149 | 3.3619 | 3.3532 | 3.4158 | 3.5572 | 3.7798 | 4.0458 | 4.4278 | 4.8669 | 5.4275 | 6.0107 | 6.6896 | 7.3984 | 8.0951 | 8.6569 | 9.066 | 9.5439 | 9.9274 | 10.2449 | 10.3045 | 10.3518 | 10.4314 | 10.4985 | 10.4907 | 10.3054 | 10.0519 | 9.8341 | 9.6032 | 9.3203 | 9.0817 | 3.3149 | 3.5103 | 3.4842 | 3.533 | 3.6972 | 3.9373 | 4.2119 | 4.5415 | 4.8603 | 5.3083 | 5.6856 | 6.0639 | 6.4483 | 6.8407 | 7.1986 | 7.5329 | 7.9084 | 8.2557 | 8.655 | 8.9268 | 9.1146 | 9.2546 | 9.4446 | 9.5616 | 9.3713 | 9.2315 | 9.2577 | 9.3149 | 9.3395 | 9.4246
PSS | CALDY T1 / HOYLAKE T1 / MEOLS T1 / WEST KIRBY SOUTH T1 | 16.2761 | 16.3557 | 16.494 | 16.7266 | 16.9705 | 17.1996 | 17.537 | 18.0552 | 18.5563 | 19.2162 | 19.7824 | 20.6507 | 21.5763 | 22.626 | 23.7747 | 25.1931 | 26.9047 | 28.6733 | 30.6457 | 32.5886 | 34.4769 | 36.2226 | 37.8696 | 39.0144 | 39.7555 | 40.1289 | 40.146 | 40.1091 | 39.711 | 39.7128 | 16.2761 | 15.4269 | 15.5677 | 15.9643 | 16.648 | 17.7758 | 19.1213 | 20.9085 | 22.693 | 24.8471 | 27.0633 | 29.5472 | 32.3855 | 34.8237 | 36.7038 | 38.013 | 39.5212 | 40.4058 | 41.4645 | 41.8333 | 41.948 | 42.6253 | 43.5615 | 44.5132 | 45.6412 | 44.3564 | 44.2052 | 44.1585 | 44.1528 | 44.2994 | 16.2761 | 15.8418 | 15.7965 | 15.93 | 16.1899 | 16.5302 | 17.1012 | 18.0101 | 19.0361 | 20.1687 | 21.3193 | 22.6996 | 24.2446 | 25.7896 | 27.2516 | 28.6789 | 30.0358 | 31.0797 | 31.8754 | 32.2673 | 32.5534 | 32.782 | 32.9194 | 32.728 | 32.4649 | 32.1794 | 31.8318 | 31.5094 | 31.099 | 30.9304 | 16.2761 | 15.0185 | 14.951 | 15.2051 | 15.8623 | 16.9994 | 18.2498 | 19.9656 | 21.8171 | 24.3922 | 27.0174 | 29.8124 | 32.7364 | 35.4592 | 37.5946 | 39.5269 | 41.0196 | 41.992 | 42.4229 | 41.8679 | 41.2113 | 40.4357 | 39.5373 | 38.3754 | 36.9641 | 35.6063 | 34.1581 | 32.759 | 31.0316 | 29.5334 | 16.2761 | 15.6536 | 15.6497 | 15.9306 | 16.8969 | 18.0686 | 19.5749 | 21.2505 | 22.9273 | 25.1716 | 27.1479 | 28.9664 | 31.1327 | 33.1134 | 34.7784 | 36.3419 | 38.0446 | 39.5462 | 40.9693 | 41.8684 | 42.4416 | 43.3395 | 44.2064 | 45.0276 | 46.1603 | 45.3871 | 45.4555 | 45.5875 | 45.591 | 45.8042
PSS | CARBORUNDUM T1 / HOUGHTONS LA T1 / RAINFORD T1 / WINDLEHURST T2 | 17.7586 | 18.2413 | 18.3581 | 18.5807 | 18.7818 | 18.9558 | 19.2081 | 19.624 | 19.9781 | 20.5598 | 20.9915 | 21.7547 | 22.5753 | 23.4806 | 24.5611 | 25.7741 | 27.2754 | 28.8425 | 30.5355 | 32.3087 | 34.015 | 35.6528 | 37.2867 | 38.481 | 39.3454 | 39.9525 | 40.2557 | 40.4629 | 40.41 | 40.7079 | 17.7586 | 17.2092 | 17.2779 | 17.6116 | 18.1117 | 19.1273 | 20.307 | 21.9791 | 23.6242 | 25.5616 | 27.6515 | 30.1775 | 33.2072 | 35.9147 | 38.2243 | 39.9386 | 41.9403 | 43.2221 | 44.6553 | 45.2752 | 45.5505 | 46.4639 | 47.6391 | 48.7888 | 50.1532 | 48.7284 | 48.5775 | 48.5394 | 48.5967 | 48.8066 | 17.7586 | 17.6789 | 17.5777 | 17.6396 | 17.7229 | 17.9652 | 18.3089 | 18.9729 | 19.6636 | 20.363 | 21.1331 | 22.3325 | 23.771 | 25.2419 | 26.8926 | 28.5119 | 30.2362 | 31.6467 | 32.7613 | 33.423 | 33.932 | 34.3659 | 34.7023 | 34.6501 | 34.4435 | 34.2067 | 33.8885 | 33.5628 | 33.165 | 32.9859 | 17.7586 | 16.7829 | 16.6545 | 16.8135 | 17.2504 | 18.1142 | 19.0619 | 20.4644 | 21.8965 | 23.8937 | 26.0427 | 28.7332 | 31.6639 | 34.3635 | 36.8016 | 38.8583 | 40.4588 | 41.537 | 42.0902 | 41.7146 | 41.231 | 40.662 | 40.0299 | 39.1535 | 37.9881 | 36.8959 | 35.7313 | 34.5872 | 33.1003 | 31.8273 | 17.7586 | 17.4659 | 17.4044 | 17.6331 | 18.3346 | 19.377 | 20.6572 | 22.1915 | 23.7493 | 25.7137 | 27.6013 | 29.5775 | 32.0605 | 34.3929 | 36.5604 | 38.584 | 40.8442 | 42.8386 | 44.6753 | 45.8919 | 46.6793 | 47.8173 | 48.8959 | 49.8795 | 51.2466 | 50.4069 | 50.5009 | 50.6487 | 50.693 | 50.9307
PSS | CARLTON ST T1 / CARLTON ST T2 / CHALON WAY T2 | 9.5301 | 10.3666 | 10.5456 | 10.7851 | 10.9729 | 11.0682 | 11.1949 | 11.3924 | 11.478 | 11.7342 | 11.8432 | 12.1111 | 12.3736 | 12.6458 | 12.97 | 13.2351 | 13.7001 | 14.1238 | 14.6501 | 15.1602 | 15.7201 | 16.2215 | 16.764 | 17.1257 | 17.3385 | 17.5302 | 17.5247 | 17.5005 | 17.3491 | 17.4143 | 9.5301 | 10.1628 | 10.0989 | 10.1405 | 10.1538 | 10.299 | 10.452 | 10.8124 | 11.0755 | 11.5374 | 11.9994 | 12.6637 | 13.4041 | 14.0809 | 14.7975 | 15.3189 | 15.9556 | 16.3435 | 16.6979 | 16.8488 | 16.9586 | 16.9695 | 17.0105 | 16.941 | 16.823 | 16.7713 | 16.7303 | 16.6646 | 16.5243 | 16.545 | 9.5301 | 10.2266 | 10.2197 | 10.3 | 10.3151 | 10.3871 | 10.5146 | 10.7691 | 10.9467 | 11.2198 | 11.4354 | 11.8248 | 12.2796 | 12.6575 | 13.1143 | 13.4935 | 13.9571 | 14.2889 | 14.5766 | 14.6774 | 14.7769 | 14.7922 | 14.8507 | 14.7546 | 14.6045 | 14.5021 | 14.3315 | 14.1732 | 13.9598 | 13.9055 | 9.5301 | 10.0022 | 9.8994 | 9.9423 | 10.0606 | 10.2722 | 10.5002 | 10.8901 | 11.2314 | 11.855 | 12.4313 | 13.2271 | 14.1151 | 14.9738 | 15.7889 | 16.3669 | 16.9731 | 17.3933 | 17.5787 | 17.3792 | 17.1324 | 16.7982 | 16.4706 | 16.0496 | 15.6002 | 15.1994 | 14.7917 | 14.4099 | 13.8975 | 13.55 | 9.5301 | 10.1988 | 10.1566 | 10.2117 | 10.3007 | 10.4478 | 10.6507 | 10.974 | 11.1743 | 11.5544 | 11.8295 | 12.234 | 12.6938 | 13.0875 | 13.5624 | 13.9552 | 14.4563 | 14.812 | 15.1559 | 15.3235 | 15.4833 | 15.5649 | 15.6907 | 15.7247 | 15.6688 | 15.6849 | 15.6698 | 15.6605 | 15.5769 | 15.6607
PSS | CARMEL T1 | 2.4582 | 2.4982 | 2.5114 | 2.5331 | 2.561 | 2.6697 | 2.7755 | 2.9171 | 3.0403 | 3.2002 | 3.3531 | 3.5377 | 3.7312 | 3.9357 | 4.141 | 4.4246 | 4.7757 | 5.1415 | 5.5301 | 5.8975 | 6.2295 | 6.6085 | 7.0083 | 7.3786 | 7.6652 | 7.8562 | 8.1463 | 8.4481 | 8.7563 | 9.1263 | 2.4582 | 2.1705 | 2.2147 | 2.289 | 2.384 | 2.5137 | 2.6918 | 2.9263 | 3.1527 | 3.3812 | 3.6327 | 3.966 | 4.3384 | 4.6847 | 4.9624 | 5.176 | 5.4835 | 5.6498 | 5.8952 | 6.0232 | 6.1461 | 6.3612 | 6.6572 | 6.8877 | 6.8285 | 6.6934 | 6.7854 | 6.8841 | 6.9915 | 7.1723 | 2.4582 | 2.3625 | 2.4264 | 2.5319 | 2.6452 | 2.7617 | 2.9102 | 3.0814 | 3.254 | 3.4063 | 3.566 | 3.8493 | 4.1562 | 4.4721 | 4.7534 | 5.0079 | 5.4572 | 5.8794 | 6.2763 | 6.5551 | 6.7925 | 7.0104 | 7.2006 | 7.3641 | 7.441 | 7.5557 | 7.6947 | 7.8521 | 8.0246 | 8.2467 | 2.4582 | 2.1298 | 2.1618 | 2.224 | 2.3167 | 2.4566 | 2.629 | 2.8906 | 3.1677 | 3.4754 | 3.7934 | 4.1907 | 4.5995 | 4.9646 | 5.267 | 5.4487 | 5.726 | 5.979 | 6.2141 | 6.3191 | 6.4401 | 6.6554 | 6.8806 | 7.0649 | 7.0545 | 6.9181 | 6.8729 | 6.8099 | 6.753 | 6.6946 | 2.4582 | 2.304 | 2.2887 | 2.3689 | 2.5155 | 2.7781 | 3.0599 | 3.3793 | 3.749 | 4.2226 | 4.6778 | 5.1415 | 5.5789 | 6.0536 | 6.4932 | 6.8832 | 7.3938 | 7.8465 | 8.1713 | 8.429 | 8.6283 | 8.8328 | 9.0715 | 9.2447 | 8.7169 | 8.3717 | 8.3787 | 8.4027 | 8.4117 | 8.4669
PSS | CASTLE BEESTON ST T1 / HARTFORD T2 / LEICESTER STREET T1 / NORTHWICH TOWN T1 / WINNINGTON T1 | 21.2346 | 20.9379 | 21.083 | 21.3597 | 21.5948 | 21.7786 | 22.081 | 22.548 | 22.9128 | 23.5491 | 23.9907 | 24.785 | 25.6312 | 26.5376 | 27.5961 | 28.8102 | 30.3517 | 31.8939 | 33.6213 | 35.3504 | 37.0991 | 38.7216 | 40.3419 | 41.4774 | 42.2315 | 42.7223 | 42.855 | 42.8977 | 42.6286 | 42.7965 | 21.2346 | 19.7975 | 19.6154 | 19.6971 | 19.9467 | 20.5807 | 21.2111 | 22.2712 | 23.2922 | 24.8036 | 26.4384 | 28.4404 | 30.482 | 32.3092 | 34.01 | 35.1614 | 36.4285 | 37.0425 | 37.561 | 37.6727 | 37.6497 | 37.4629 | 37.4009 | 37.1563 | 36.8426 | 36.6568 | 36.4458 | 36.1954 | 35.8154 | 35.7181 | 21.2346 | 20.2923 | 20.1843 | 20.2443 | 20.3593 | 20.6083 | 21.0243 | 21.7844 | 22.5555 | 23.4172 | 24.2692 | 25.4928 | 26.8884 | 28.2739 | 29.7246 | 31.1387 | 32.5543 | 33.6558 | 34.5506 | 34.9719 | 35.3294 | 35.4864 | 35.5665 | 35.3266 | 34.9664 | 34.6942 | 34.2573 | 33.8687 | 33.396 | 33.209 | 21.2346 | 19.2271 | 18.9156 | 18.9299 | 19.2645 | 20.0014 | 20.768 | 21.9918 | 23.2657 | 25.2641 | 27.3342 | 29.7491 | 32.3394 | 34.7284 | 36.8176 | 38.4373 | 39.7798 | 40.6271 | 40.9719 | 40.4321 | 39.7952 | 38.9144 | 37.9811 | 36.8132 | 35.4966 | 34.3138 | 32.9829 | 31.6898 | 30.0927 | 28.7655 | 21.2346 | 20.0428 | 19.8674 | 19.9105 | 20.3899 | 20.9976 | 21.7605 | 22.7456 | 23.5717 | 24.7851 | 25.7889 | 26.9215 | 28.0823 | 29.1477 | 30.2484 | 31.3168 | 32.4258 | 33.2932 | 34.128 | 34.609 | 35.062 | 35.3731 | 35.7615 | 36.0415 | 36.0665 | 36.2759 | 36.3642 | 36.4933 | 36.4737 | 36.7585
PSS | CEFN MAWR T1 | 3.9902 | 4.3943 | 4.424 | 4.4865 | 4.5445 | 4.7149 | 4.8796 | 5.1344 | 5.3682 | 5.6609 | 5.9421 | 6.3005 | 6.6786 | 7.1215 | 7.5943 | 8.2407 | 9.0339 | 9.8978 | 10.8545 | 11.8185 | 12.7547 | 13.7222 | 14.6722 | 15.4885 | 16.0985 | 16.4563 | 16.8372 | 17.1849 | 17.3719 | 17.6983 | 3.9902 | 3.9235 | 4.0199 | 4.2255 | 4.555 | 4.889 | 5.2546 | 5.7149 | 6.1827 | 6.7772 | 7.4 | 8.1377 | 8.8939 | 9.5446 | 10.0897 | 10.4548 | 10.8953 | 11.146 | 11.5828 | 11.8043 | 11.9586 | 12.2031 | 12.6178 | 12.9143 | 13.2442 | 13.2531 | 13.4428 | 13.6748 | 13.8896 | 14.2439 | 3.9902 | 4.1655 | 4.2577 | 4.4195 | 4.6048 | 4.8367 | 5.1606 | 5.5763 | 6.0338 | 6.4796 | 6.9735 | 7.6263 | 8.3872 | 9.1684 | 9.8561 | 10.5172 | 11.3952 | 12.167 | 12.7935 | 13.1725 | 13.4582 | 13.6864 | 13.8843 | 14.0418 | 14.0795 | 14.1582 | 14.266 | 14.4292 | 14.5871 | 14.8385 | 3.9902 | 3.8165 | 3.8726 | 4.0086 | 4.2756 | 4.6596 | 5.1393 | 5.8017 | 6.5876 | 7.5876 | 8.6658 | 9.9277 | 11.3385 | 12.735 | 13.8895 | 14.8308 | 15.8389 | 16.68 | 17.3529 | 17.5914 | 17.788 | 18.0251 | 18.1766 | 18.1819 | 17.846 | 17.3283 | 16.8759 | 16.4397 | 15.8421 | 15.334 | 3.9902 | 4.1157 | 4.1016 | 4.2453 | 4.6188 | 5.1307 | 5.6947 | 6.3031 | 6.9595 | 7.838 | 8.6283 | 9.3822 | 10.0942 | 10.7863 | 11.4289 | 12.015 | 12.6977 | 13.3533 | 13.9516 | 14.3754 | 14.6938 | 14.9625 | 15.3655 | 15.6956 | 15.328 | 15.0587 | 15.166 | 15.3405 | 15.4511 | 15.6852
PSS | CEMAES BAY T1 | 1.9515 | 2.1594 | 2.1811 | 2.2412 | 2.297 | 2.3909 | 2.5005 | 2.6301 | 2.7629 | 2.9164 | 3.0547 | 3.2253 | 3.4024 | 3.604 | 3.8054 | 4.0908 | 4.4391 | 4.8252 | 5.2435 | 5.6637 | 6.059 | 6.4797 | 6.9083 | 7.2928 | 7.5728 | 7.7505 | 7.9504 | 8.1589 | 8.3134 | 8.5261 | 1.9515 | 1.9729 | 2.0193 | 2.1185 | 2.2564 | 2.3822 | 2.5433 | 2.7531 | 2.9499 | 3.1902 | 3.4216 | 3.7448 | 4.0689 | 4.3883 | 4.6077 | 4.7754 | 4.9852 | 5.1417 | 5.3628 | 5.4827 | 5.5872 | 5.7293 | 5.9526 | 6.1142 | 6.2057 | 6.1606 | 6.2518 | 6.3506 | 6.4528 | 6.6193 | 1.9515 | 2.0856 | 2.1474 | 2.2549 | 2.3776 | 2.5056 | 2.6564 | 2.8717 | 3.0918 | 3.274 | 3.4869 | 3.7668 | 4.1044 | 4.4443 | 4.7222 | 4.9812 | 5.3919 | 5.7512 | 6.0553 | 6.2569 | 6.4101 | 6.5426 | 6.6538 | 6.7684 | 6.798 | 6.8497 | 6.9368 | 7.0367 | 7.1422 | 7.3054 | 1.9515 | 1.9598 | 1.9967 | 2.0655 | 2.2053 | 2.3696 | 2.5706 | 2.8627 | 3.1884 | 3.5844 | 4.0006 | 4.5079 | 5.0553 | 5.6109 | 6.0537 | 6.3885 | 6.7975 | 7.1494 | 7.4398 | 7.5258 | 7.6097 | 7.7427 | 7.849 | 7.9044 | 7.7841 | 7.5791 | 7.4218 | 7.2737 | 7.0917 | 6.9504 | 1.9515 | 2.0498 | 2.0469 | 2.1357 | 2.3106 | 2.5536 | 2.8168 | 3.1237 | 3.4531 | 3.8782 | 4.2562 | 4.6359 | 4.9874 | 5.3761 | 5.6801 | 5.9518 | 6.3021 | 6.6564 | 6.9412 | 7.1524 | 7.308 | 7.4329 | 7.6242 | 7.7764 | 7.4787 | 7.2531 | 7.2788 | 7.3209 | 7.3389 | 7.4159
PSS | CEMMAES RD T1 | 2.5383 | 2.5783 | 2.5952 | 2.6241 | 2.6783 | 2.7445 | 2.8308 | 2.9715 | 3.1146 | 3.2814 | 3.4358 | 3.6489 | 3.9014 | 4.2251 | 4.5861 | 5.0756 | 5.6958 | 6.409 | 7.2182 | 8.0446 | 8.9096 | 9.767 | 10.5555 | 11.1693 | 11.5863 | 11.8251 | 11.8966 | 11.895 | 11.6168 | 11.4619 | 2.5383 | 2.3888 | 2.4917 | 2.6625 | 2.9952 | 3.3267 | 3.654 | 4.0424 | 4.4573 | 5.0036 | 5.5576 | 6.1384 | 6.7622 | 7.3549 | 7.7682 | 8.0876 | 8.3761 | 8.5196 | 8.7795 | 8.8884 | 8.9455 | 9.0175 | 9.2686 | 9.4546 | 9.6941 | 9.76 | 9.8742 | 10.0568 | 10.207 | 10.4509 | 2.5383 | 2.4626 | 2.4764 | 2.5341 | 2.6474 | 2.7839 | 3.0162 | 3.3305 | 3.7459 | 4.1564 | 4.6006 | 5.1029 | 5.7329 | 6.3735 | 6.9339 | 7.4806 | 8.0543 | 8.5125 | 8.7733 | 8.8485 | 8.8422 | 8.8203 | 8.8238 | 8.7692 | 8.6864 | 8.6243 | 8.5707 | 8.55 | 8.4763 | 8.5002 | 2.5383 | 2.2888 | 2.326 | 2.4374 | 2.6953 | 3.042 | 3.4785 | 4.0615 | 4.7626 | 5.7473 | 6.8352 | 8.0875 | 9.5455 | 11.0965 | 12.384 | 13.5769 | 14.7096 | 15.5832 | 16.1947 | 16.338 | 16.3987 | 16.3653 | 16.1717 | 15.8097 | 15.2511 | 14.6487 | 14.0025 | 13.3913 | 12.5499 | 11.8522 | 2.5383 | 2.4487 | 2.4672 | 2.5541 | 2.916 | 3.2963 | 3.7531 | 4.2143 | 4.7126 | 5.3646 | 5.9089 | 6.3841 | 6.9213 | 7.4482 | 7.8719 | 8.2979 | 8.708 | 9.034 | 9.3635 | 9.5342 | 9.6274 | 9.7176 | 9.9143 | 10.111 | 10.0663 | 10.0792 | 10.197 | 10.3901 | 10.509 | 10.7485
PSS | CEREAL PARTNERS T1 / LEVER GEORGIA AVE T1 / POOL LA T1 / UML LEVER BROMBOROUGH T2 | 10.9495 | 11.6489 | 11.7902 | 11.9955 | 12.1309 | 12.2444 | 12.3461 | 12.4825 | 12.4938 | 12.6855 | 12.7215 | 12.9053 | 13.0605 | 13.1696 | 13.3384 | 13.451 | 13.6862 | 13.8415 | 14.0119 | 14.2014 | 14.3756 | 14.5123 | 14.7827 | 14.9233 | 14.9815 | 15.1036 | 15.1704 | 15.2033 | 15.2434 | 15.4847 | 10.9495 | 11.6262 | 11.5334 | 11.5158 | 11.3921 | 11.3791 | 11.3857 | 11.5996 | 11.6492 | 11.8404 | 12.0301 | 12.4816 | 13.0309 | 13.5305 | 14.1719 | 14.7459 | 15.3961 | 15.8402 | 16.2607 | 16.4554 | 16.5857 | 16.6086 | 16.6339 | 16.5553 | 16.3917 | 16.322 | 16.2672 | 16.1978 | 16.0204 | 16.0401 | 10.9495 | 11.6472 | 11.6359 | 11.6915 | 11.6392 | 11.6407 | 11.6731 | 11.7787 | 11.7012 | 11.7357 | 11.7204 | 11.8878 | 12.0438 | 12.1347 | 12.3549 | 12.5461 | 12.8313 | 13.0247 | 13.2601 | 13.331 | 13.461 | 13.5285 | 13.6096 | 13.568 | 13.4627 | 13.3742 | 13.2141 | 13.066 | 12.8719 | 12.83 | 10.9495 | 11.4932 | 11.3242 | 11.2638 | 11.2237 | 11.2839 | 11.315 | 11.4548 | 11.4369 | 11.5847 | 11.6507 | 11.9338 | 12.2532 | 12.4962 | 12.8348 | 12.9556 | 13.1526 | 13.2675 | 13.2484 | 12.998 | 12.7394 | 12.4694 | 12.2752 | 12.086 | 11.8932 | 11.7998 | 11.7073 | 11.6106 | 11.4516 | 11.4265 | 10.9495 | 11.6136 | 11.5609 | 11.5783 | 11.5047 | 11.5053 | 11.5342 | 11.6963 | 11.6764 | 11.7896 | 11.8631 | 12.1488 | 12.4747 | 12.7414 | 13.1473 | 13.5241 | 13.9795 | 14.3019 | 14.6425 | 14.7951 | 14.9476 | 15.0177 | 15.0994 | 15.0731 | 14.9625 | 14.9139 | 14.8344 | 14.7546 | 14.5941 | 14.6089
PSS | CHALON WAY T1 / TECHNOLOGY CAMPUS T1 / WOODVILLE ST T1 | 7.4025 | 7.0193 | 7.1109 | 7.2532 | 7.3598 | 7.4456 | 7.5613 | 7.724 | 7.856 | 8.0638 | 8.204 | 8.4496 | 8.7396 | 9.0564 | 9.4267 | 9.8225 | 10.3842 | 10.9683 | 11.6199 | 12.329 | 13.0664 | 13.7711 | 14.4716 | 14.9978 | 15.3495 | 15.6193 | 15.6969 | 15.7115 | 15.5452 | 15.5308 | 7.4025 | 6.8452 | 6.8108 | 6.8849 | 6.9956 | 7.2523 | 7.4879 | 7.8747 | 8.2516 | 8.8052 | 9.4023 | 10.1718 | 11.0022 | 11.77 | 12.5314 | 13.0862 | 13.6827 | 14.0379 | 14.3279 | 14.4506 | 14.5184 | 14.5121 | 14.5527 | 14.5257 | 14.4695 | 14.4909 | 14.4849 | 14.466 | 14.3944 | 14.4265 | 7.4025 | 6.9052 | 6.8888 | 6.9453 | 6.9638 | 7.0615 | 7.1954 | 7.4642 | 7.7319 | 8.004 | 8.2984 | 8.7707 | 9.3624 | 9.9317 | 10.5599 | 11.1814 | 11.8243 | 12.3468 | 12.7263 | 12.8909 | 13.0151 | 13.0607 | 13.1061 | 13.0237 | 12.899 | 12.7998 | 12.6407 | 12.5227 | 12.3351 | 12.2681 | 7.4025 | 6.6917 | 6.6136 | 6.6838 | 6.8322 | 7.11 | 7.3981 | 7.8503 | 8.3116 | 9.0648 | 9.8865 | 10.9575 | 12.1895 | 13.4338 | 14.5941 | 15.5388 | 16.383 | 16.9881 | 17.3186 | 17.24 | 17.0907 | 16.8107 | 16.4665 | 15.9934 | 15.4739 | 14.9932 | 14.45 | 13.9424 | 13.2423 | 12.6982 | 7.4025 | 6.8628 | 6.8313 | 6.8906 | 7.0564 | 7.2957 | 7.5759 | 7.9476 | 8.272 | 8.7135 | 9.1033 | 9.593 | 10.1485 | 10.6623 | 11.2189 | 11.7504 | 12.3095 | 12.7588 | 13.1411 | 13.3532 | 13.5438 | 13.6758 | 13.8481 | 13.9942 | 14.0402 | 14.1697 | 14.2478 | 14.3635 | 14.3994 | 14.5668
PSS | CHESTER GATES T1 / UNILEVER DUNKIRK T1 | 5.223 | 7.4825 | 7.5847 | 7.7213 | 7.7938 | 7.8816 | 7.9613 | 8.034 | 8.1067 | 8.1794 | 8.2521 | 8.3248 | 8.3975 | 8.4702 | 8.5429 | 8.6156 | 8.6883 | 8.761 | 8.8337 | 8.9064 | 9.2276 | 9.4826 | 9.7612 | 9.9404 | 10.0411 | 10.1244 | 10.1235 | 10.1152 | 10.0208 | 10.0697 | 5.223 | 7.4947 | 7.4801 | 7.5039 | 7.495 | 7.5277 | 7.6099 | 7.6981 | 7.7863 | 7.8746 | 7.9628 | 8.0511 | 8.1393 | 8.2275 | 8.6731 | 9.0142 | 9.3759 | 9.6284 | 9.8874 | 10.0023 | 10.111 | 10.1395 | 10.1981 | 10.1897 | 10.194 | 10.1906 | 10.168 | 10.1709 | 10.1192 | 10.1688 | 5.223 | 7.5004 | 7.4928 | 7.5441 | 7.5452 | 7.5898 | 7.6428 | 7.6533 | 7.6638 | 7.6743 | 7.6848 | 7.6952 | 7.7057 | 7.7162 | 7.7267 | 7.9321 | 8.1336 | 8.262 | 8.3895 | 8.4007 | 8.4194 | 8.4432 | 8.469 | 8.4176 | 8.3357 | 8.2676 | 8.1682 | 8.0871 | 7.965 | 7.9469 | 5.223 | 7.4076 | 7.3175 | 7.3195 | 7.3388 | 7.4429 | 7.556 | 7.5695 | 7.5831 | 7.5967 | 7.6103 | 7.6239 | 8.227 | 8.6674 | 9.063 | 9.3514 | 9.689 | 9.9292 | 10.0244 | 9.8872 | 9.7336 | 9.539 | 9.3736 | 9.168 | 8.9276 | 8.7287 | 8.5318 | 8.349 | 8.0934 | 7.9498 | 5.223 | 7.4702 | 7.4489 | 7.472 | 7.4814 | 7.5367 | 7.6288 | 7.6797 | 7.7305 | 7.7814 | 7.8323 | 7.8831 | 7.934 | 7.9849 | 8.0357 | 8.337 | 8.6129 | 8.8087 | 9.017 | 9.0994 | 9.1819 | 9.2277 | 9.287 | 9.2839 | 9.2426 | 9.2096 | 9.1647 | 9.1476 | 9.0751 | 9.104
PSS | CHESTER ST (WREXHAM) T1 / EAGLES MEADOW T1 / RHOSNESNI T1 / WHITEGATE T1 | 12.6551 | 15.0464 | 15.1269 | 15.291 | 15.4428 | 15.5437 | 15.6995 | 15.9651 | 16.1359 | 16.5117 | 16.7657 | 17.2564 | 17.7758 | 18.3478 | 19.0324 | 19.8213 | 20.8346 | 21.877 | 23.0594 | 24.267 | 25.4483 | 26.5884 | 27.7362 | 28.5605 | 29.111 | 29.4909 | 29.6328 | 29.6748 | 29.4834 | 29.5911 | 12.6551 | 14.1051 | 14.1536 | 14.3875 | 14.6815 | 15.3089 | 16.1336 | 17.3372 | 18.4391 | 19.7574 | 21.0792 | 22.7194 | 24.8427 | 26.7208 | 28.2636 | 29.4692 | 30.8916 | 31.8895 | 33.0664 | 33.5615 | 33.8084 | 34.6649 | 35.7863 | 36.8844 | 38.1817 | 36.844 | 36.7234 | 36.7375 | 36.817 | 37.0385 | 12.6551 | 14.5976 | 14.5323 | 14.5926 | 14.6673 | 14.7931 | 15.0253 | 15.4918 | 15.9279 | 16.4164 | 16.8974 | 17.6741 | 18.6056 | 19.5333 | 20.5744 | 21.504 | 22.5751 | 23.4297 | 24.101 | 24.4127 | 24.6492 | 24.8814 | 25.1067 | 25.0791 | 24.9346 | 24.7562 | 24.5393 | 24.3258 | 24.0321 | 23.9582 | 12.6551 | 13.7795 | 13.6147 | 13.6582 | 13.9091 | 14.4046 | 15.0039 | 15.9308 | 16.8211 | 18.1536 | 19.5452 | 21.3224 | 23.3034 | 25.2207 | 26.9001 | 28.4487 | 29.6914 | 30.5333 | 30.9785 | 30.6671 | 30.2681 | 29.8085 | 29.2896 | 28.5728 | 27.6342 | 26.7475 | 25.8167 | 24.9467 | 23.826 | 22.9266 | 12.6551 | 14.3075 | 14.2636 | 14.4451 | 14.9163 | 15.6329 | 16.5788 | 17.7348 | 18.8823 | 20.4064 | 21.8286 | 23.2975 | 25.2362 | 27.0396 | 28.6787 | 30.1292 | 31.8296 | 33.3308 | 34.7001 | 35.5194 | 35.9788 | 36.7958 | 37.5821 | 38.2864 | 39.4352 | 38.462 | 38.412 | 38.4246 | 38.3439 | 38.445
PSS | CHILDWALL T1 / CHILDWALL FIVEWAYS T1 / LYNDENE RD T1 / MIDDLEMASS HEY T1 / NAYLORS RD T1 | 23.8813 | 23.9314 | 24.0597 | 24.3292 | 24.562 | 24.6764 | 24.8673 | 25.2355 | 25.4121 | 25.9482 | 26.3026 | 27.0565 | 27.8269 | 28.6203 | 29.5627 | 30.5418 | 31.8567 | 33.1104 | 34.4974 | 35.8789 | 37.1646 | 38.3741 | 39.658 | 40.5441 | 41.1219 | 41.5899 | 41.804 | 42.0144 | 42.0861 | 42.5924 | 23.8813 | 22.3575 | 22.3478 | 22.6188 | 22.9409 | 23.7658 | 24.9428 | 26.6507 | 28.2166 | 30.0275 | 31.8958 | 34.2845 | 37.3253 | 39.9754 | 42.1744 | 43.8689 | 45.9729 | 47.3998 | 49.1524 | 49.9218 | 50.311 | 51.6208 | 53.2189 | 54.8265 | 56.7154 | 54.6446 | 54.4102 | 54.3389 | 54.441 | 54.7 | 23.8813 | 23.1027 | 22.9284 | 22.9213 | 22.9299 | 23.0611 | 23.2777 | 23.7904 | 24.2027 | 24.7685 | 25.3127 | 26.2754 | 27.3713 | 28.4175 | 29.6945 | 30.8995 | 32.2486 | 33.3351 | 34.3082 | 34.85 | 35.3449 | 35.8375 | 36.2589 | 36.2916 | 36.1237 | 35.8998 | 35.6114 | 35.2864 | 34.8896 | 34.7526 | 23.8813 | 21.7562 | 21.4364 | 21.4538 | 21.703 | 22.342 | 23.123 | 24.3473 | 25.4739 | 27.0968 | 28.7067 | 30.7835 | 32.9438 | 34.8284 | 36.5185 | 37.8738 | 38.9637 | 39.6384 | 39.9369 | 39.4084 | 38.8128 | 38.29 | 37.823 | 37.1749 | 36.242 | 35.3448 | 34.4593 | 33.6059 | 32.5091 | 31.5797 | 23.8813 | 22.6922 | 22.5442 | 22.7238 | 23.2694 | 24.196 | 25.434 | 26.9504 | 28.4375 | 30.473 | 32.4042 | 34.4452 | 37.1048 | 39.5425 | 41.7729 | 43.7897 | 46.1569 | 48.2621 | 50.2827 | 51.5737 | 52.3543 | 53.6604 | 54.8368 | 55.8701 | 57.5632 | 56.0816 | 55.9728 | 55.894 | 55.7353 | 55.7697
PSS | CHOWLEY T1 | 6.6281 | 7.9111 | 7.9507 | 8.0386 | 8.1195 | 8.2021 | 8.3183 | 8.4971 | 8.648 | 8.9121 | 9.098 | 9.4374 | 9.7923 | 10.1827 | 10.6501 | 11.204 | 11.9081 | 12.6477 | 13.47 | 14.3148 | 15.1377 | 15.9523 | 16.7774 | 17.4107 | 17.8821 | 18.1945 | 18.4079 | 18.5685 | 18.582 | 18.7668 | 6.6281 | 7.4307 | 7.4918 | 7.6845 | 7.9384 | 8.2533 | 8.5962 | 9.118 | 9.6134 | 10.2497 | 10.9509 | 11.8393 | 12.8404 | 13.7699 | 14.5688 | 15.1747 | 15.8842 | 16.2873 | 16.9457 | 17.2944 | 17.4813 | 17.7574 | 18.1938 | 18.5246 | 19.3123 | 19.1148 | 19.1985 | 19.3403 | 19.4896 | 19.7495 | 6.6281 | 7.6624 | 7.6168 | 7.6615 | 7.7042 | 7.8243 | 8.0234 | 8.364 | 8.7261 | 9.0914 | 9.4762 | 10.0066 | 10.6335 | 11.3095 | 11.9978 | 12.6441 | 13.4107 | 14.0439 | 14.5702 | 14.8483 | 15.0483 | 15.2312 | 15.3786 | 15.4092 | 15.3479 | 15.2514 | 15.1408 | 15.0386 | 14.9042 | 14.8883 | 6.6281 | 7.2455 | 7.1866 | 7.2548 | 7.4443 | 7.8025 | 8.2365 | 8.9134 | 9.633 | 10.6274 | 11.6789 | 12.986 | 14.4318 | 15.8355 | 17.0481 | 17.9488 | 18.9119 | 19.6666 | 20.2205 | 20.2972 | 20.3258 | 20.3541 | 20.3484 | 20.1949 | 19.8065 | 19.3269 | 18.8522 | 18.3778 | 17.7787 | 17.2744 | 6.6281 | 7.5819 | 7.52 | 7.5875 | 7.8258 | 8.1886 | 8.6191 | 9.157 | 9.6812 | 10.358 | 10.9692 | 11.6233 | 12.3695 | 13.1178 | 13.8304 | 14.5089 | 15.2448 | 15.8675 | 16.6226 | 17.1239 | 17.4618 | 17.8081 | 18.2028 | 18.5069 | 18.8498 | 18.6389 | 18.696 | 18.8021 | 18.838 | 18.9877
PSS | CHURCH LANE T1 / NANT HALL T1 / PRESTATYN T1 | 9.5568 | 11.4226 | 11.5174 | 11.6669 | 11.7959 | 11.9939 | 12.2393 | 12.6221 | 12.9537 | 13.432 | 13.8376 | 14.4199 | 15.0458 | 15.7368 | 16.4872 | 17.4215 | 18.5798 | 19.7849 | 21.0973 | 22.4008 | 23.6884 | 24.9435 | 26.1739 | 27.1288 | 27.8088 | 28.2181 | 28.5328 | 28.829 | 28.9171 | 29.2946 | 9.5568 | 10.4978 | 10.4743 | 10.6288 | 10.9279 | 11.5069 | 12.1979 | 13.1513 | 14.1203 | 15.3041 | 16.5345 | 18.021 | 19.6589 | 21.0999 | 22.3108 | 23.147 | 24.1626 | 24.7743 | 25.4518 | 25.7241 | 25.8621 | 26.3137 | 26.7317 | 27.023 | 26.1123 | 25.5556 | 25.5151 | 25.4772 | 25.4302 | 25.5445 | 9.5568 | 10.9255 | 10.9664 | 11.116 | 11.2982 | 11.5617 | 11.9443 | 12.5108 | 13.1395 | 13.7524 | 14.4009 | 15.3343 | 16.3789 | 17.4572 | 18.4895 | 19.494 | 20.6437 | 21.6105 | 22.4124 | 22.8806 | 23.2828 | 23.5716 | 23.7927 | 23.8549 | 23.7694 | 23.7353 | 23.6853 | 23.6965 | 23.6591 | 23.7981 | 9.5568 | 10.1789 | 10.0783 | 10.1661 | 10.4769 | 11.0554 | 11.679 | 12.6057 | 13.6055 | 14.9885 | 16.4377 | 18.1004 | 19.8993 | 21.5423 | 22.9247 | 24.104 | 25.069 | 25.722 | 26.0826 | 25.8524 | 25.5803 | 25.2713 | 24.9087 | 24.3942 | 23.6186 | 22.8034 | 21.9963 | 21.2152 | 20.261 | 19.4483 | 9.5568 | 10.7538 | 10.6973 | 10.8725 | 11.4088 | 12.1829 | 13.1094 | 14.1686 | 15.2929 | 16.748 | 18.0613 | 19.3793 | 20.7846 | 22.1636 | 23.4163 | 24.5559 | 25.8847 | 27.1114 | 28.1345 | 28.8252 | 29.327 | 29.9553 | 30.4001 | 30.7331 | 29.5741 | 29.1051 | 29.1837 | 29.281 | 29.2816 | 29.4719
PSS | CHURCH LAWTON T1 | 3.9652 | 4.1476 | 4.1732 | 4.2329 | 4.3033 | 4.3338 | 4.393 | 4.4885 | 4.5791 | 4.7233 | 4.8604 | 5.0669 | 5.2923 | 5.5578 | 5.8449 | 6.1902 | 6.6164 | 7.0666 | 7.5736 | 8.0901 | 8.6145 | 9.1013 | 9.5828 | 9.9747 | 10.223 | 10.4092 | 10.5044 | 10.5734 | 10.5626 | 10.6302 | 3.9652 | 3.7633 | 3.8057 | 3.9287 | 4.116 | 4.4017 | 4.7387 | 5.1775 | 5.6572 | 6.2036 | 6.7866 | 7.4677 | 8.2694 | 8.9937 | 9.6178 | 9.9958 | 10.516 | 10.85 | 11.2463 | 11.429 | 11.527 | 11.814 | 12.1625 | 12.5344 | 12.8999 | 12.5353 | 12.5339 | 12.5638 | 12.6124 | 12.6946 | 3.9652 | 3.9399 | 3.9532 | 4.0212 | 4.1137 | 4.1758 | 4.299 | 4.5056 | 4.7269 | 4.9834 | 5.2349 | 5.6388 | 6.0884 | 6.591 | 7.1091 | 7.5371 | 8.0947 | 8.5566 | 8.9272 | 9.1637 | 9.3132 | 9.466 | 9.5708 | 9.599 | 9.5773 | 9.5436 | 9.5205 | 9.4964 | 9.4308 | 9.4291 | 3.9652 | 3.5909 | 3.5793 | 3.6179 | 3.7518 | 3.9722 | 4.2221 | 4.6054 | 5.015 | 5.5809 | 6.2113 | 6.9698 | 7.8229 | 8.6228 | 9.3377 | 9.9491 | 10.4347 | 10.7998 | 11.0201 | 10.9822 | 10.903 | 10.806 | 10.6552 | 10.4283 | 10.1007 | 9.7614 | 9.4159 | 9.0773 | 8.6186 | 8.2269 | 3.9652 | 3.8678 | 3.8845 | 3.9944 | 4.2685 | 4.5804 | 4.9803 | 5.4301 | 5.9161 | 6.5385 | 7.112 | 7.7112 | 8.416 | 9.1156 | 9.7582 | 10.2734 | 10.9384 | 11.5334 | 12.0791 | 12.451 | 12.685 | 13.0352 | 13.3657 | 13.701 | 14.0319 | 13.8033 | 13.8744 | 13.964 | 14.0054 | 14.1081
PSS | CHURCH ST WINSFORD T1 / OVER T1 / WHARTON PK T1 / WOODFORD PK T1 | 18.2163 | 17.7413 | 17.8427 | 18.0653 | 18.2634 | 18.4298 | 18.6911 | 19.1095 | 19.4559 | 20.0255 | 20.4556 | 21.1843 | 21.9603 | 22.8336 | 23.8375 | 25.0157 | 26.5024 | 28.0504 | 29.7735 | 31.5237 | 33.2374 | 34.8742 | 36.4587 | 37.5905 | 38.3698 | 38.8592 | 39.0053 | 39.0617 | 38.7768 | 38.874 | 18.2163 | 16.7193 | 16.7527 | 17.0685 | 17.514 | 18.4461 | 19.5723 | 21.1923 | 22.7361 | 24.5877 | 26.5188 | 28.8119 | 31.6011 | 34.0439 | 36.0511 | 37.5623 | 39.3154 | 40.4392 | 41.7427 | 42.2721 | 42.5166 | 43.389 | 44.5422 | 45.6945 | 47.0556 | 45.6464 | 45.5013 | 45.5002 | 45.5572 | 45.7788 | 18.2163 | 17.2022 | 17.0899 | 17.1373 | 17.2145 | 17.4514 | 17.8287 | 18.5339 | 19.2868 | 20.0713 | 20.8704 | 22.0232 | 23.3589 | 24.6953 | 26.1426 | 27.5262 | 28.9459 | 30.0549 | 30.9248 | 31.3457 | 31.6621 | 31.9492 | 32.1695 | 32.0613 | 31.8233 | 31.5794 | 31.2516 | 30.9422 | 30.5357 | 30.3883 | 18.2163 | 16.3044 | 16.0984 | 16.2267 | 16.6499 | 17.5058 | 18.4795 | 19.8562 | 21.2909 | 23.3504 | 25.5015 | 28.0714 | 30.8633 | 33.5114 | 35.8011 | 37.8564 | 39.4637 | 40.5503 | 41.1005 | 40.6383 | 40.0948 | 39.4347 | 38.6856 | 37.6766 | 36.397 | 35.2022 | 33.9199 | 32.7036 | 31.1708 | 29.8832 | 18.2163 | 16.9136 | 16.8318 | 17.0496 | 17.7332 | 18.7585 | 20.0541 | 21.6017 | 23.1566 | 25.1734 | 27.0276 | 28.8852 | 31.2166 | 33.3751 | 35.3261 | 37.123 | 39.1376 | 40.8946 | 42.521 | 43.5333 | 44.1499 | 45.1458 | 46.095 | 46.9769 | 48.2413 | 47.3013 | 47.3151 | 47.4049 | 47.369 | 47.555
PSS | CIVIC CENTRE T1 / CLAUGHTON AVE T1 / ELECTRICITY ST T1 | 14.4645 | 15.7778 | 16.0892 | 16.4993 | 16.8791 | 16.9478 | 17.1068 | 17.3641 | 17.4872 | 17.846 | 18.0431 | 18.4942 | 18.9477 | 19.4408 | 20.017 | 20.4868 | 21.2002 | 21.9041 | 22.7297 | 23.5565 | 24.5079 | 25.3477 | 26.243 | 26.8506 | 27.2511 | 27.5718 | 27.6409 | 27.6677 | 27.5108 | 27.6678 | 14.4645 | 15.1059 | 15.2143 | 15.5088 | 15.8781 | 16.2016 | 16.5707 | 17.2872 | 17.9824 | 19.0379 | 19.9679 | 21.3327 | 22.8012 | 24.2287 | 25.731 | 26.3249 | 27.6219 | 28.5314 | 29.3725 | 29.8951 | 30.3405 | 30.6746 | 31.0094 | 31.1306 | 31.1419 | 30.957 | 30.9978 | 30.9684 | 30.8321 | 30.886 | 14.4645 | 15.5567 | 15.8498 | 16.29 | 16.747 | 16.9098 | 17.2272 | 17.7935 | 18.3682 | 19.1473 | 19.6644 | 20.5996 | 21.6942 | 22.7955 | 24.0475 | 24.5094 | 25.7737 | 26.8277 | 27.7562 | 28.3396 | 28.6421 | 29.0148 | 29.3551 | 29.3843 | 29.2808 | 29.2299 | 29.131 | 29.017 | 28.7778 | 28.7271 | 14.4645 | 14.4788 | 14.2977 | 14.3252 | 14.5168 | 14.8159 | 15.136 | 15.7336 | 16.3057 | 17.3151 | 18.2692 | 19.5458 | 20.9647 | 22.3041 | 23.5648 | 24.3212 | 25.2232 | 25.8072 | 26.1125 | 25.8859 | 25.5798 | 25.134 | 24.6703 | 24.0814 | 23.3899 | 22.7306 | 22.0712 | 21.4487 | 20.6342 | 20.0083 | 14.4645 | 15.3137 | 15.5029 | 15.8577 | 16.3999 | 16.7191 | 17.1741 | 17.8538 | 18.4639 | 19.4023 | 20.0236 | 20.968 | 22.0101 | 23.0418 | 24.2119 | 24.6489 | 25.8327 | 26.8192 | 27.7603 | 28.406 | 28.9046 | 29.3999 | 29.9043 | 30.2165 | 30.332 | 30.4128 | 30.5707 | 30.7036 | 30.7029 | 30.9027
PSS | CLEDFORD T1 | 5.4657 | 6.0569 | 6.0565 | 6.0986 | 6.1446 | 6.1616 | 6.1996 | 6.2952 | 6.3731 | 6.5141 | 6.6404 | 6.8667 | 7.1076 | 7.3644 | 7.666 | 7.9736 | 8.356 | 8.7371 | 9.1434 | 9.5375 | 9.9036 | 10.241 | 10.5988 | 10.8581 | 11.0322 | 11.1855 | 11.2919 | 11.3982 | 11.5012 | 11.706 | 5.4657 | 5.4742 | 5.4253 | 5.4658 | 5.5425 | 5.7723 | 6.0406 | 6.4783 | 6.887 | 7.3852 | 7.9446 | 8.6407 | 9.4229 | 10.1054 | 10.7016 | 11.086 | 11.5942 | 11.9003 | 12.2469 | 12.4062 | 12.4665 | 12.7001 | 12.9634 | 13.2435 | 13.5608 | 13.1448 | 13.0682 | 13.01 | 12.9884 | 12.9982 | 5.4657 | 5.7267 | 5.6506 | 5.6201 | 5.6176 | 5.6509 | 5.7096 | 5.8507 | 5.9779 | 6.1454 | 6.3183 | 6.6056 | 6.9323 | 7.2878 | 7.7164 | 8.1313 | 8.5677 | 8.9422 | 9.2797 | 9.5132 | 9.7272 | 9.9031 | 10.0374 | 10.05 | 10.0072 | 9.9621 | 9.8834 | 9.7963 | 9.705 | 9.6507 | 5.4657 | 5.2527 | 5.1348 | 5.0951 | 5.1434 | 5.3228 | 5.5357 | 5.8531 | 6.188 | 6.6327 | 7.1137 | 7.6966 | 8.2726 | 8.7096 | 9.1248 | 9.3924 | 9.5748 | 9.6679 | 9.7033 | 9.5655 | 9.4274 | 9.319 | 9.2218 | 9.0858 | 8.8749 | 8.6737 | 8.4653 | 8.2431 | 7.9674 | 7.6897 | 5.4657 | 5.5735 | 5.5032 | 5.5183 | 5.6686 | 5.9175 | 6.2209 | 6.6096 | 6.9813 | 7.4873 | 7.9659 | 8.4788 | 9.0858 | 9.6623 | 10.213 | 10.7097 | 11.283 | 11.8102 | 12.3265 | 12.7048 | 12.9765 | 13.3416 | 13.6639 | 13.955 | 14.2971 | 14.0735 | 14.0931 | 14.1114 | 14.1166 | 14.1514
PSS | CLOCKFACE T1 / GEC ST HELENS T1 / HILLS MOSS T1 / NCB SUTTON MANOR T2 | 13.2226 | 13.6912 | 13.8212 | 14.038 | 14.1984 | 14.3583 | 14.5233 | 14.7928 | 14.953 | 15.3025 | 15.5064 | 15.9372 | 16.3608 | 16.7752 | 17.2831 | 17.8226 | 18.5337 | 19.1732 | 19.9055 | 20.6411 | 21.3135 | 21.9456 | 22.6533 | 23.1386 | 23.4854 | 23.7906 | 23.9518 | 24.0981 | 24.2085 | 24.5562 | 13.2226 | 13.3606 | 13.4282 | 13.6406 | 13.8215 | 14.3164 | 14.9602 | 15.9565 | 16.8351 | 17.8644 | 18.9398 | 20.36 | 22.1744 | 23.7806 | 25.2154 | 26.36 | 27.7348 | 28.6873 | 29.7862 | 30.296 | 30.579 | 31.306 | 32.143 | 32.9432 | 33.8882 | 32.8839 | 32.8093 | 32.7811 | 32.8202 | 32.9835 | 13.2226 | 13.5292 | 13.4922 | 13.5735 | 13.5975 | 13.6871 | 13.8326 | 14.158 | 14.3621 | 14.643 | 14.923 | 15.4642 | 16.1134 | 16.6804 | 17.4552 | 18.1724 | 18.9924 | 19.6633 | 20.2664 | 20.6318 | 20.9593 | 21.262 | 21.5347 | 21.5462 | 21.4558 | 21.3119 | 21.1311 | 20.9175 | 20.6698 | 20.5722 | 13.2226 | 13.2005 | 13.09 | 13.1903 | 13.3718 | 13.8018 | 14.287 | 14.9913 | 15.6056 | 16.4942 | 17.3505 | 18.5378 | 19.8034 | 20.8672 | 21.9 | 22.6642 | 23.2967 | 23.7006 | 23.877 | 23.5684 | 23.2371 | 22.9383 | 22.702 | 22.3802 | 21.9251 | 21.5436 | 21.1561 | 20.7666 | 20.2553 | 19.8523 | 13.2226 | 13.4116 | 13.3962 | 13.5636 | 13.8446 | 14.344 | 14.998 | 15.846 | 16.616 | 17.6722 | 18.6924 | 19.8382 | 21.3502 | 22.7112 | 24.0439 | 25.2535 | 26.6561 | 27.8885 | 29.0722 | 29.841 | 30.3317 | 31.063 | 31.7163 | 32.2487 | 33.1213 | 32.4101 | 32.3843 | 32.3483 | 32.2591 | 32.3009
PSS | CLUBMOOR T1 / DUNLOPS WALTON T1 / WALTON T2 | 6.8941 | 7.5227 | 7.624 | 7.7749 | 7.8631 | 7.9442 | 8.0144 | 8.1059 | 8.0948 | 8.2266 | 8.2287 | 8.3414 | 8.4213 | 8.4785 | 8.5675 | 8.6019 | 8.7412 | 8.8132 | 8.8989 | 8.986 | 9.0738 | 9.1591 | 9.3102 | 9.3926 | 9.4225 | 9.498 | 9.5359 | 9.5821 | 9.6043 | 9.7667 | 6.8941 | 7.5199 | 7.4728 | 7.4558 | 7.364 | 7.3105 | 7.3078 | 7.4124 | 7.42 | 7.4982 | 7.5641 | 7.8051 | 8.0923 | 8.3679 | 8.7436 | 9.0887 | 9.4897 | 9.7566 | 10.0201 | 10.1399 | 10.2129 | 10.2362 | 10.2589 | 10.2007 | 10.0766 | 10.0421 | 9.99 | 9.9622 | 9.8406 | 9.865 | 6.8941 | 7.5322 | 7.53 | 7.5768 | 7.5798 | 7.5937 | 7.5978 | 7.67 | 7.6009 | 7.608 | 7.5774 | 7.6614 | 7.7446 | 7.7735 | 7.894 | 7.9711 | 8.1221 | 8.2324 | 8.3568 | 8.3981 | 8.4622 | 8.5117 | 8.561 | 8.5314 | 8.4628 | 8.4088 | 8.3322 | 8.2425 | 8.1356 | 8.1312 | 6.8941 | 7.4508 | 7.3623 | 7.323 | 7.2887 | 7.2972 | 7.2806 | 7.3646 | 7.2959 | 7.355 | 7.3364 | 7.4738 | 7.612 | 7.732 | 7.9196 | 7.9568 | 8.0792 | 8.1313 | 8.1272 | 7.9683 | 7.7958 | 7.6295 | 7.5263 | 7.4102 | 7.3026 | 7.2393 | 7.1896 | 7.1563 | 7.0829 | 7.1085 | 6.8941 | 7.5298 | 7.5033 | 7.5199 | 7.4797 | 7.467 | 7.4755 | 7.5705 | 7.5499 | 7.6082 | 7.6405 | 7.8129 | 8.0073 | 8.1692 | 8.4259 | 8.648 | 8.934 | 9.1313 | 9.33 | 9.4127 | 9.4838 | 9.5208 | 9.5597 | 9.5162 | 9.3969 | 9.3355 | 9.2663 | 9.2022 | 9.0811 | 9.0843
PSS | COEDPOETH T1 | 5.8048 | 7.3115 | 7.3512 | 7.4274 | 7.5034 | 7.6491 | 7.7868 | 7.9737 | 8.092 | 8.3244 | 8.4921 | 8.7496 | 9.0103 | 9.2908 | 9.5996 | 9.9875 | 10.53 | 11.0734 | 11.6878 | 12.2948 | 12.8645 | 13.4871 | 14.1216 | 14.6434 | 14.9861 | 15.2466 | 15.4905 | 15.708 | 15.8431 | 16.1304 | 5.8048 | 6.7621 | 6.7757 | 6.8539 | 6.9617 | 7.1962 | 7.5805 | 8.1155 | 8.5892 | 9.0924 | 9.55 | 10.1883 | 11.0655 | 11.843 | 12.4458 | 13.004 | 13.6767 | 14.1939 | 14.8297 | 15.0872 | 15.2608 | 15.853 | 16.3262 | 16.7159 | 15.6837 | 15.1071 | 15.0914 | 15.1412 | 15.1853 | 15.3747 | 5.8048 | 7.0842 | 7.1396 | 7.2611 | 7.3815 | 7.5191 | 7.6778 | 7.9324 | 8.1222 | 8.3204 | 8.5163 | 8.9145 | 9.3585 | 9.7888 | 10.1998 | 10.5733 | 11.1517 | 11.6391 | 12.0402 | 12.2606 | 12.4494 | 12.6231 | 12.8244 | 12.9511 | 12.9537 | 13.0039 | 13.0827 | 13.1773 | 13.255 | 13.4787 | 5.8048 | 6.6767 | 6.6405 | 6.6877 | 6.8071 | 6.9831 | 7.2413 | 7.6251 | 7.9712 | 8.4594 | 8.9432 | 9.6244 | 10.3964 | 11.1785 | 11.835 | 12.4889 | 13.0702 | 13.4907 | 13.7601 | 13.6815 | 13.5646 | 13.5038 | 13.4319 | 13.2795 | 12.9155 | 12.4897 | 12.1269 | 11.8143 | 11.419 | 11.141 | 5.8048 | 6.9651 | 6.9464 | 7.0866 | 7.3666 | 7.8404 | 8.3996 | 9.065 | 9.7728 | 10.7051 | 11.5707 | 12.4637 | 13.5233 | 14.5736 | 15.489 | 16.3134 | 17.3513 | 18.3082 | 19.048 | 19.4992 | 19.7443 | 20.1985 | 20.3935 | 20.488 | 19.0475 | 18.3855 | 18.3389 | 18.3044 | 18.2071 | 18.2697
PSS | COLWYN BAY T1 / COLWYN BAY T2 / RHOS-ON-SEA T1 | 6.6796 | 7.27 | 7.3348 | 7.4308 | 7.5321 | 7.5906 | 7.6689 | 7.8037 | 7.9063 | 8.0911 | 8.2162 | 8.4832 | 8.7269 | 9.0021 | 9.4885 | 9.9933 | 10.6138 | 11.2279 | 11.8926 | 12.337 | 12.7407 | 13.1354 | 13.5562 | 13.861 | 14.0735 | 14.2272 | 14.3573 | 14.4767 | 14.587 | 14.8341 | 6.6796 | 6.8981 | 6.8199 | 6.8463 | 6.8973 | 7.0629 | 7.2373 | 7.5725 | 7.8751 | 8.3412 | 8.8548 | 9.5231 | 10.2164 | 10.8383 | 11.5746 | 12.0767 | 12.7277 | 13.1496 | 13.5108 | 13.6262 | 13.721 | 13.7665 | 13.8271 | 13.8211 | 13.665 | 13.5288 | 13.4816 | 13.4086 | 13.3116 | 13.2829 | 6.6796 | 7.0632 | 7.0188 | 7.0495 | 7.0512 | 7.0939 | 7.171 | 7.3646 | 7.5191 | 7.7163 | 7.9148 | 8.2542 | 8.6332 | 8.9858 | 9.6357 | 10.2589 | 10.9587 | 11.607 | 12.2549 | 12.4868 | 12.7095 | 12.918 | 13.07 | 13.0757 | 13.0209 | 12.9548 | 12.8794 | 12.801 | 12.7083 | 12.6981 | 6.6796 | 6.6741 | 6.5403 | 6.5187 | 6.557 | 6.7564 | 6.9247 | 7.273 | 7.5723 | 8.047 | 8.5293 | 9.1024 | 9.693 | 10.1462 | 10.7113 | 11.0603 | 11.4129 | 11.6402 | 11.7926 | 11.6193 | 11.4387 | 11.2623 | 11.1294 | 10.9479 | 10.7258 | 10.5031 | 10.288 | 10.0577 | 9.7724 | 9.5194 | 6.6796 | 6.9603 | 6.8905 | 6.9091 | 7.0035 | 7.1403 | 7.3156 | 7.588 | 7.7836 | 8.1061 | 8.3838 | 8.7478 | 9.1239 | 9.4566 | 10.1736 | 10.8385 | 11.6243 | 12.3458 | 13.0038 | 13.2281 | 13.4345 | 13.5833 | 13.7518 | 13.8517 | 13.6592 | 13.5965 | 13.6153 | 13.6354 | 13.6232 | 13.6746
PSS | CONEY GREEN T1 / OSWESTRY T2 / OSWESTRY T1 | 11.5594 | 12.0299 | 11.9672 | 11.9885 | 12.0406 | 12.0755 | 12.1202 | 12.2758 | 12.3239 | 12.5473 | 12.734 | 13.102 | 13.4934 | 13.9313 | 14.4375 | 15.0126 | 15.7028 | 16.3788 | 17.1398 | 17.8816 | 18.5649 | 19.192 | 19.8351 | 20.2732 | 20.5444 | 20.7279 | 20.8177 | 20.8825 | 20.8942 | 21.123 | 11.5594 | 10.674 | 10.6621 | 10.7272 | 10.9037 | 11.3246 | 11.8447 | 12.5672 | 13.241 | 14.1069 | 15.0006 | 16.0978 | 17.4295 | 18.5626 | 19.4338 | 20.0054 | 20.8002 | 21.2798 | 21.9394 | 22.2171 | 22.2893 | 22.8376 | 23.5391 | 24.2369 | 25.0575 | 23.9819 | 23.7613 | 23.5809 | 23.5468 | 23.5331 | 11.5594 | 11.3157 | 11.2154 | 11.2066 | 11.2469 | 11.2921 | 11.3792 | 11.5808 | 11.7675 | 12.0708 | 12.3677 | 12.8657 | 13.4085 | 14.0123 | 14.6722 | 15.3441 | 16.0549 | 16.6372 | 17.1393 | 17.4717 | 17.7503 | 18.0031 | 18.2103 | 18.2469 | 18.1982 | 18.1293 | 18.0162 | 17.8829 | 17.724 | 17.6851 | 11.5594 | 10.1243 | 10.052 | 9.9981 | 10.1025 | 10.4043 | 10.7301 | 11.2896 | 11.8265 | 12.6375 | 13.4926 | 14.5193 | 15.5409 | 16.41 | 17.1496 | 17.7868 | 18.2322 | 18.5026 | 18.6083 | 18.3911 | 18.092 | 17.8385 | 17.545 | 17.1272 | 16.5306 | 15.8751 | 15.244 | 14.6005 | 13.8551 | 13.1314 | 11.5594 | 10.9859 | 10.9038 | 10.9522 | 11.2675 | 11.7276 | 12.3078 | 12.9726 | 13.6337 | 14.6178 | 15.5287 | 16.4516 | 17.6134 | 18.7072 | 19.659 | 20.5235 | 21.5539 | 22.482 | 23.3859 | 24.0101 | 24.372 | 24.9954 | 25.5721 | 26.0915 | 26.8859 | 26.194 | 26.1319 | 26.07 | 26.0006 | 25.9989
PSS | CONIX T1 / CONIX T2 / MEDEVA T1 | 6.8447 | 6.733 | 6.8062 | 6.9303 | 6.9858 | 7.0576 | 7.1152 | 7.19 | 7.1767 | 7.2793 | 7.2858 | 7.3816 | 7.4584 | 7.4928 | 7.5566 | 7.5932 | 7.7069 | 7.7457 | 7.8308 | 7.8943 | 7.9629 | 8.0139 | 8.147 | 8.1939 | 8.2075 | 8.2791 | 8.2979 | 8.2985 | 8.3158 | 8.4458 | 6.8447 | 6.7397 | 6.6757 | 6.6614 | 6.5601 | 6.5242 | 6.4949 | 6.5929 | 6.5778 | 6.6557 | 6.7 | 6.9096 | 7.1769 | 7.4249 | 7.7515 | 8.0749 | 8.4258 | 8.6793 | 8.9212 | 9.0238 | 9.099 | 9.1161 | 9.1238 | 9.0644 | 8.9769 | 8.9487 | 8.9102 | 8.8655 | 8.7754 | 8.7928 | 6.8447 | 6.7495 | 6.737 | 6.7827 | 6.7504 | 6.7428 | 6.7326 | 6.7822 | 6.7107 | 6.7083 | 6.6626 | 6.7255 | 6.7988 | 6.8037 | 6.896 | 6.9606 | 7.0858 | 7.1555 | 7.2682 | 7.2819 | 7.3384 | 7.3636 | 7.4167 | 7.3755 | 7.3174 | 7.265 | 7.1831 | 7.0827 | 6.9863 | 6.9682 | 6.8447 | 6.6798 | 6.5747 | 6.5483 | 6.4821 | 6.4954 | 6.4941 | 6.5424 | 6.4853 | 6.5238 | 6.5057 | 6.6105 | 6.7346 | 6.8357 | 7.0005 | 7.0435 | 7.1521 | 7.1864 | 7.1778 | 7.0245 | 6.8771 | 6.7205 | 6.6188 | 6.5073 | 6.4089 | 6.3635 | 6.3258 | 6.286 | 6.2243 | 6.2382 | 6.8447 | 6.7427 | 6.7049 | 6.7212 | 6.656 | 6.636 | 6.6189 | 6.6946 | 6.6539 | 6.6952 | 6.6977 | 6.8372 | 7.0105 | 7.14 | 7.3525 | 7.5495 | 7.7905 | 7.9543 | 8.1349 | 8.1952 | 8.2635 | 8.2868 | 8.3191 | 8.2708 | 8.1991 | 8.1606 | 8.1017 | 8.0304 | 7.938 | 7.9384
PSS | CONNAHS QUAY LOCAL T1 / CONNAHS QUAY LOCAL T2 / HAWARDEN T1 / KING GEORGE ST T1 | 18.0616 | 20.152 | 20.2194 | 20.4376 | 20.6136 | 20.7438 | 20.9761 | 21.3969 | 21.7317 | 22.3208 | 22.8065 | 23.6708 | 24.5656 | 25.5266 | 26.6497 | 27.8912 | 29.4341 | 30.9537 | 32.5979 | 34.2479 | 35.811 | 37.2369 | 38.6855 | 39.7346 | 40.472 | 40.9558 | 41.2369 | 41.5093 | 41.6006 | 42.1229 | 18.0616 | 18.609 | 18.5994 | 18.9058 | 19.345 | 20.3428 | 21.5769 | 23.2984 | 25.0026 | 27.0179 | 29.197 | 31.7933 | 34.8615 | 37.5327 | 39.7572 | 41.285 | 43.1928 | 44.3673 | 45.7675 | 46.3763 | 46.6367 | 47.5869 | 48.7699 | 49.9719 | 51.3751 | 49.7318 | 49.4994 | 49.3686 | 49.3724 | 49.4723 | 18.0616 | 19.2062 | 19.1705 | 19.1831 | 19.2599 | 19.4645 | 19.8143 | 20.4654 | 21.1372 | 21.8969 | 22.7061 | 23.9127 | 25.2628 | 26.6589 | 28.2248 | 29.7409 | 31.3371 | 32.656 | 33.785 | 34.5058 | 35.125 | 35.6521 | 36.0445 | 36.0401 | 35.8803 | 35.649 | 35.3463 | 35.0288 | 34.6428 | 34.466 | 18.0616 | 17.9513 | 17.7066 | 17.7631 | 18.1294 | 18.9592 | 19.8894 | 21.3105 | 22.7548 | 24.7618 | 26.8348 | 29.2591 | 31.765 | 33.8876 | 35.7259 | 37.1824 | 38.2389 | 38.9064 | 39.1806 | 38.6737 | 38.1284 | 37.5704 | 37.0324 | 36.2998 | 35.2913 | 34.2953 | 33.2577 | 32.2071 | 30.9128 | 29.7195 | 18.0616 | 18.9974 | 18.8371 | 19.0305 | 19.7294 | 20.7838 | 22.1268 | 23.6992 | 25.2861 | 27.3751 | 29.3405 | 31.3391 | 33.7779 | 36.0539 | 38.1252 | 40.0161 | 42.1832 | 44.132 | 46.0184 | 47.3222 | 48.2029 | 49.467 | 50.6277 | 51.6811 | 53.0967 | 52.1024 | 52.152 | 52.2335 | 52.2228 | 52.3618
PSS | CONWY T1 / DEGANWY T1 / LLANDUDNO JUNCTION T1 | 12.6248 | 13.8122 | 13.8718 | 14.046 | 14.1769 | 14.42 | 14.7173 | 15.1643 | 15.5852 | 16.1704 | 16.702 | 17.4551 | 18.2842 | 19.2299 | 20.2535 | 21.5848 | 23.2344 | 25.0117 | 26.9582 | 28.9255 | 30.8997 | 32.8362 | 34.6959 | 36.1412 | 37.1487 | 37.7478 | 38.1381 | 38.4488 | 38.3567 | 38.6463 | 12.6248 | 12.471 | 12.4316 | 12.6765 | 13.1318 | 13.9574 | 14.9617 | 16.2658 | 17.6046 | 19.2362 | 20.9203 | 22.8373 | 24.9847 | 26.8991 | 28.4111 | 29.5129 | 30.765 | 31.5133 | 32.3699 | 32.659 | 32.8093 | 33.4484 | 34.0709 | 34.5473 | 33.3063 | 32.6512 | 32.6732 | 32.7768 | 32.8216 | 33.1087 | 12.6248 | 13.0888 | 13.0989 | 13.2621 | 13.5124 | 13.8966 | 14.4277 | 15.2156 | 16.0927 | 17.0089 | 17.9557 | 19.2876 | 20.8394 | 22.4057 | 23.8561 | 25.2753 | 26.9021 | 28.2298 | 29.2431 | 29.7741 | 30.1884 | 30.4744 | 30.7111 | 30.7558 | 30.6325 | 30.604 | 30.5785 | 30.6635 | 30.6348 | 30.8778 | 12.6248 | 12.0361 | 11.8849 | 11.9849 | 12.4027 | 13.1659 | 14.0741 | 15.3505 | 16.8123 | 18.8398 | 21.0316 | 23.5514 | 26.3519 | 29.107 | 31.3834 | 33.5527 | 35.3221 | 36.596 | 37.347 | 37.1595 | 36.9116 | 36.5212 | 35.9534 | 35.1028 | 33.8518 | 32.5499 | 31.204 | 29.9553 | 28.3148 | 26.9307 | 12.6248 | 12.8568 | 12.7451 | 12.9772 | 13.7572 | 14.8513 | 16.1674 | 17.6244 | 19.1771 | 21.2463 | 23.1081 | 24.9011 | 26.8634 | 28.7846 | 30.4681 | 32.0342 | 33.8327 | 35.4556 | 36.7435 | 37.5528 | 38.1067 | 38.8727 | 39.4061 | 39.8475 | 38.2234 | 37.6382 | 37.8135 | 38.0778 | 38.1634 | 38.5513
PSS | CORWEN T1 | 4.0273 | 4.1554 | 4.1929 | 4.261 | 4.3227 | 4.4031 | 4.493 | 4.6251 | 4.7546 | 4.9345 | 5.0705 | 5.2795 | 5.5157 | 5.7976 | 6.1236 | 6.5524 | 7.0934 | 7.6861 | 8.3569 | 9.0621 | 9.7954 | 10.5026 | 11.1811 | 11.6952 | 12.0534 | 12.2707 | 12.3376 | 12.3456 | 12.1683 | 12.0877 | 4.0273 | 4.0168 | 4.0763 | 4.2363 | 4.4547 | 4.7251 | 5.0108 | 5.395 | 5.7743 | 6.2756 | 6.7922 | 7.4042 | 8.0847 | 8.7285 | 9.2384 | 9.6695 | 10.0795 | 10.322 | 10.6815 | 10.8356 | 10.9171 | 11.041 | 11.3013 | 11.4903 | 11.9121 | 11.8497 | 11.9065 | 12.0283 | 12.1193 | 12.3021 | 4.0273 | 4.0801 | 4.0825 | 4.1342 | 4.1886 | 4.3 | 4.4854 | 4.7705 | 5.0963 | 5.408 | 5.7482 | 6.1864 | 6.7093 | 7.2394 | 7.7416 | 8.2265 | 8.7602 | 9.1737 | 9.4462 | 9.5326 | 9.5776 | 9.5973 | 9.6128 | 9.5761 | 9.4858 | 9.4043 | 9.3086 | 9.2357 | 9.1298 | 9.1177 | 4.0273 | 3.9466 | 3.9479 | 4.0351 | 4.2393 | 4.538 | 4.8981 | 5.4159 | 5.9882 | 6.8071 | 7.7007 | 8.7838 | 10.0129 | 11.3039 | 12.4111 | 13.3866 | 14.292 | 15.0075 | 15.4641 | 15.5066 | 15.4895 | 15.3819 | 15.189 | 14.8666 | 14.3885 | 13.889 | 13.3644 | 12.8719 | 12.2119 | 11.6868 | 4.0273 | 4.08 | 4.0785 | 4.1657 | 4.4154 | 4.7313 | 5.1149 | 5.5415 | 5.9758 | 6.5328 | 7.0155 | 7.4976 | 8.0481 | 8.5859 | 9.0612 | 9.5391 | 10.0112 | 10.3967 | 10.8 | 11.011 | 11.147 | 11.288 | 11.4866 | 11.6733 | 11.8668 | 11.7924 | 11.847 | 11.9611 | 12.0114 | 12.1694
PSS | CREWE T1 | 5.5485 | 5.0875 | 5.0424 | 5.022 | 5.0001 | 4.9379 | 4.8936 | 4.8751 | 4.815 | 4.8554 | 4.8856 | 4.9917 | 5.0867 | 5.3087 | 5.545 | 5.7995 | 6.1033 | 6.4238 | 6.7633 | 6.9526 | 7.1273 | 7.2956 | 7.4916 | 7.6421 | 7.6991 | 7.7754 | 7.8257 | 7.8991 | 7.9706 | 8.115 | 5.5485 | 4.2832 | 4.1295 | 4.0376 | 3.9651 | 3.9642 | 4.0045 | 4.0854 | 4.1619 | 4.2976 | 4.4249 | 4.6386 | 4.8668 | 5.1186 | 5.3383 | 5.4791 | 5.6938 | 5.8373 | 5.993 | 5.9625 | 5.8795 | 5.8936 | 5.9475 | 5.9725 | 5.6728 | 5.45 | 5.3644 | 5.2928 | 5.236 | 5.2013 | 5.5485 | 4.6352 | 4.5059 | 4.4082 | 4.3683 | 4.333 | 4.2986 | 4.3073 | 4.292 | 4.3268 | 4.3449 | 4.4251 | 4.5073 | 4.7489 | 5.0042 | 5.2784 | 5.6072 | 5.9117 | 6.2092 | 6.3101 | 6.3831 | 6.4838 | 6.5701 | 6.6011 | 6.591 | 6.5675 | 6.5521 | 6.5386 | 6.5107 | 6.53 | 5.5485 | 3.982 | 3.7657 | 3.6101 | 3.4862 | 3.4212 | 3.3844 | 3.4216 | 3.4396 | 3.5292 | 3.6337 | 3.7838 | 3.9188 | 4.0863 | 4.2391 | 4.359 | 4.4612 | 4.5312 | 4.5789 | 4.5079 | 4.407 | 4.3549 | 4.3035 | 4.222 | 4.0973 | 3.9405 | 3.8114 | 3.6701 | 3.5215 | 3.3696 | 5.5485 | 4.4455 | 4.2957 | 4.2081 | 4.1905 | 4.2152 | 4.2692 | 4.3479 | 4.4192 | 4.5762 | 4.7049 | 4.8718 | 5.0629 | 5.4206 | 5.7923 | 6.1464 | 6.5738 | 6.9864 | 7.3337 | 7.367 | 7.3359 | 7.3401 | 7.3676 | 7.3616 | 6.9873 | 6.8139 | 6.7728 | 6.7439 | 6.6988 | 6.6835
PSS | CRIGGION RADIO STATION T1 | 1.8166 | 1.6966 | 1.7183 | 1.7493 | 1.7741 | 1.8204 | 1.8506 | 1.9028 | 1.9378 | 1.9967 | 2.0373 | 2.1021 | 2.1674 | 2.2299 | 2.2996 | 2.3755 | 2.4921 | 2.6028 | 2.7265 | 2.8316 | 2.933 | 3.0464 | 3.1624 | 3.2719 | 3.3478 | 3.4142 | 3.4951 | 3.5645 | 3.6527 | 3.7641 | 1.8166 | 1.6625 | 1.6783 | 1.7014 | 1.7291 | 1.7594 | 1.8171 | 1.9015 | 1.9654 | 2.0402 | 2.1375 | 2.2714 | 2.4278 | 2.5754 | 2.7222 | 2.8383 | 2.9949 | 3.0855 | 3.2123 | 3.2762 | 3.336 | 3.3987 | 3.4818 | 3.5179 | 3.5525 | 3.5294 | 3.5649 | 3.5919 | 3.6088 | 3.6667 | 1.8166 | 1.7043 | 1.7211 | 1.778 | 1.7986 | 1.8412 | 1.8792 | 1.9304 | 1.9818 | 2.0261 | 2.0726 | 2.1658 | 2.2697 | 2.373 | 2.461 | 2.555 | 2.6998 | 2.8269 | 2.954 | 3.0419 | 3.1096 | 3.1664 | 3.2243 | 3.2572 | 3.2737 | 3.2855 | 3.3013 | 3.3102 | 3.3309 | 3.3715 | 1.8166 | 1.6558 | 1.6616 | 1.6776 | 1.6996 | 1.7509 | 1.8095 | 1.898 | 1.986 | 2.092 | 2.1941 | 2.3445 | 2.4903 | 2.6275 | 2.7708 | 2.8219 | 2.9418 | 3.0276 | 3.1063 | 3.1192 | 3.1328 | 3.1639 | 3.2128 | 3.2572 | 3.2538 | 3.2176 | 3.1999 | 3.1829 | 3.1595 | 3.1485 | 1.8166 | 1.6895 | 1.686 | 1.7195 | 1.7535 | 1.8228 | 1.8977 | 1.9934 | 2.0879 | 2.2106 | 2.3304 | 2.473 | 2.6092 | 2.7598 | 2.9034 | 3.0423 | 3.2071 | 3.349 | 3.4851 | 3.5818 | 3.6582 | 3.7156 | 3.793 | 3.8318 | 3.7399 | 3.6647 | 3.6721 | 3.6745 | 3.6633 | 3.6838
PSS | CROSSFIELDS T1 / CROSSFIELDS T2 / LEVERS CROSSFIELDS T3 / GATEWARTH SEWAGE T1 | 8.4818 | 10.9261 | 10.9766 | 11.0917 | 11.153 | 11.2026 | 11.2486 | 11.3387 | 11.3077 | 11.4751 | 11.5071 | 11.7025 | 11.874 | 12.0092 | 12.2045 | 12.3934 | 12.6869 | 12.9249 | 13.2359 | 13.5226 | 13.8222 | 14.1135 | 14.4945 | 14.7194 | 14.8724 | 15.0192 | 15.1028 | 15.1586 | 15.1782 | 15.3914 | 8.4818 | 10.3411 | 10.1435 | 10.0416 | 9.8869 | 9.8112 | 9.7851 | 9.8955 | 9.9137 | 10.0517 | 10.1894 | 10.5422 | 10.9289 | 11.284 | 11.7222 | 12.0997 | 12.5386 | 12.7998 | 13.046 | 13.1209 | 13.1535 | 13.1246 | 13.1417 | 13.0409 | 12.8596 | 12.7609 | 12.6708 | 12.5684 | 12.3984 | 12.3973 | 8.4818 | 10.6246 | 10.542 | 10.5338 | 10.4806 | 10.4785 | 10.4804 | 10.583 | 10.5506 | 10.5887 | 10.6031 | 10.7835 | 11.0006 | 11.1506 | 11.3893 | 11.6134 | 11.9288 | 12.1428 | 12.3771 | 12.4573 | 12.5528 | 12.5862 | 12.6744 | 12.6185 | 12.5267 | 12.478 | 12.3574 | 12.2548 | 12.1315 | 12.1453 | 8.4818 | 10.0709 | 9.8099 | 9.6608 | 9.5345 | 9.4962 | 9.4645 | 9.5568 | 9.5427 | 9.7065 | 9.8313 | 10.1564 | 10.5259 | 10.8505 | 11.2317 | 11.4657 | 11.7158 | 11.8627 | 11.8837 | 11.6825 | 11.4673 | 11.209 | 11.0006 | 10.7631 | 10.4666 | 10.2389 | 9.9839 | 9.7649 | 9.478 | 9.3023 | 8.4818 | 10.4793 | 10.3317 | 10.277 | 10.2015 | 10.194 | 10.2133 | 10.3428 | 10.3514 | 10.483 | 10.5766 | 10.833 | 11.1069 | 11.3373 | 11.6614 | 11.9623 | 12.3359 | 12.5943 | 12.8403 | 12.9356 | 13.0235 | 13.0489 | 13.138 | 13.106 | 12.9364 | 12.8502 | 12.7655 | 12.6844 | 12.5529 | 12.5799
PSS | CROWTON T1 | 3.4827 | 3.6043 | 3.6094 | 3.6482 | 3.6799 | 3.723 | 3.7745 | 3.8739 | 3.9607 | 4.0925 | 4.2043 | 4.3861 | 4.5848 | 4.8093 | 5.074 | 5.3822 | 5.7909 | 6.2226 | 6.6888 | 7.1854 | 7.6747 | 8.1461 | 8.6222 | 9.0061 | 9.2998 | 9.4835 | 9.6123 | 9.7107 | 9.7328 | 9.8243 | 3.4827 | 3.3106 | 3.3618 | 3.4665 | 3.6321 | 3.8202 | 4.0031 | 4.2691 | 4.5324 | 4.8687 | 5.2806 | 5.757 | 6.2761 | 6.7707 | 7.2002 | 7.5003 | 7.8471 | 8.0394 | 8.3616 | 8.5421 | 8.6317 | 8.7615 | 8.9701 | 9.1105 | 9.5313 | 9.4752 | 9.5277 | 9.6 | 9.7024 | 9.8448 | 3.4827 | 3.4434 | 3.4335 | 3.452 | 3.4845 | 3.5629 | 3.6734 | 3.8654 | 4.0772 | 4.281 | 4.504 | 4.8417 | 5.2088 | 5.6016 | 6.0021 | 6.3966 | 6.8611 | 7.25 | 7.5577 | 7.7366 | 7.8533 | 7.9504 | 8.0364 | 8.0451 | 8.0213 | 7.9723 | 7.9265 | 7.8686 | 7.8069 | 7.8006 | 3.4827 | 3.2181 | 3.2042 | 3.2573 | 3.3774 | 3.587 | 3.8362 | 4.2228 | 4.6391 | 5.2095 | 5.8313 | 6.5934 | 7.45 | 8.2812 | 9.0295 | 9.567 | 10.1395 | 10.5959 | 10.9421 | 11.0202 | 11.0794 | 11.1208 | 11.1315 | 11.0575 | 10.8328 | 10.5489 | 10.2676 | 9.9866 | 9.6315 | 9.324 | 3.4827 | 3.409 | 3.3919 | 3.4242 | 3.576 | 3.7932 | 4.0327 | 4.3229 | 4.6119 | 4.9719 | 5.3105 | 5.6737 | 6.0542 | 6.4492 | 6.8267 | 7.192 | 7.58 | 7.9134 | 8.319 | 8.5997 | 8.7919 | 8.9754 | 9.1916 | 9.3553 | 9.5236 | 9.4609 | 9.5131 | 9.5851 | 9.6372 | 9.7355
PSS | CWM DYLI T1 | 1.5296 | 1.2284 | 1.2535 | 1.2892 | 1.3266 | 1.3714 | 1.4253 | 1.4943 | 1.5718 | 1.665 | 1.7342 | 1.8389 | 1.9279 | 2.0443 | 2.1587 | 2.3259 | 2.5198 | 2.7145 | 2.9502 | 3.1663 | 3.3805 | 3.5565 | 3.7162 | 3.8208 | 3.8651 | 3.8401 | 3.7888 | 3.7337 | 3.6047 | 3.5383 | 1.5296 | 1.2363 | 1.2749 | 1.3369 | 1.4355 | 1.5464 | 1.6819 | 1.841 | 2.0027 | 2.2106 | 2.3914 | 2.5605 | 2.725 | 2.8531 | 2.9107 | 2.9313 | 2.9419 | 2.937 | 2.9677 | 2.9613 | 2.9451 | 2.9576 | 2.9792 | 3.0001 | 3.0851 | 3.0498 | 3.0627 | 3.0709 | 3.0741 | 3.1028 | 1.5296 | 1.2219 | 1.2418 | 1.2857 | 1.3432 | 1.4047 | 1.5213 | 1.6682 | 1.8406 | 2.0375 | 2.2314 | 2.3832 | 2.5426 | 2.6848 | 2.7435 | 2.8114 | 2.8324 | 2.8268 | 2.8075 | 2.7626 | 2.7271 | 2.6937 | 2.666 | 2.61 | 2.5722 | 2.5431 | 2.4967 | 2.477 | 2.4392 | 2.4357 | 1.5296 | 1.2099 | 1.2351 | 1.2746 | 1.3899 | 1.5556 | 1.7363 | 1.9685 | 2.2232 | 2.5944 | 2.9305 | 3.2111 | 3.49 | 3.7716 | 3.9236 | 4.0659 | 4.225 | 4.3344 | 4.3954 | 4.3288 | 4.258 | 4.1694 | 4.0488 | 3.9145 | 3.7323 | 3.5477 | 3.3621 | 3.1847 | 2.9761 | 2.808 | 1.5296 | 1.2202 | 1.2325 | 1.2633 | 1.3498 | 1.4401 | 1.5655 | 1.695 | 1.81 | 1.9895 | 2.1171 | 2.2049 | 2.2926 | 2.363 | 2.4023 | 2.4423 | 2.4684 | 2.4928 | 2.5387 | 2.5566 | 2.5659 | 2.5836 | 2.6055 | 2.6162 | 2.6423 | 2.6061 | 2.6045 | 2.6113 | 2.6016 | 2.6186
PSS | DAILY POST & ECHO T1 / DAILY POST & ECHO T2 | 3.658 | 3.4961 | 3.4708 | 3.4749 | 3.4854 | 3.4234 | 3.3448 | 3.3692 | 3.2433 | 3.2741 | 3.2675 | 3.3082 | 3.3363 | 3.3681 | 3.4114 | 3.4424 | 3.4995 | 3.6515 | 3.7145 | 3.7655 | 3.8099 | 3.8566 | 4.0383 | 4.0811 | 4.0881 | 4.1195 | 4.1315 | 4.2568 | 4.262 | 4.3346 | 3.658 | 3.0515 | 2.8723 | 2.759 | 2.748 | 2.6701 | 2.5596 | 2.5394 | 2.497 | 2.4983 | 2.4147 | 2.4576 | 2.3951 | 2.4195 | 2.4506 | 2.3916 | 2.4504 | 2.3842 | 2.4157 | 2.3403 | 2.3452 | 2.3515 | 2.2882 | 2.2814 | 2.2418 | 2.2039 | 2.1617 | 2.1169 | 2.0502 | 2.0137 | 3.658 | 3.1755 | 3.1054 | 3.0368 | 3.0646 | 2.9697 | 2.9523 | 2.9353 | 2.8925 | 2.8867 | 2.8781 | 2.9165 | 2.9512 | 2.8883 | 2.9333 | 2.996 | 3.0753 | 3.1433 | 3.1133 | 3.1618 | 3.2086 | 3.2358 | 3.283 | 3.2057 | 3.2161 | 3.2423 | 3.2428 | 3.229 | 3.2044 | 3.2248 | 3.658 | 2.7301 | 2.608 | 2.5122 | 2.3331 | 2.2623 | 2.1627 | 2.1701 | 2.0582 | 2.0729 | 2.0089 | 2.0629 | 2.0343 | 2.1001 | 2.1731 | 2.1732 | 2.2766 | 2.2916 | 2.4072 | 2.3836 | 2.4314 | 2.4576 | 2.4609 | 2.3534 | 2.2783 | 2.1846 | 2.0799 | 1.9398 | 1.7684 | 1.6236 | 3.658 | 3.1011 | 2.9722 | 2.8783 | 2.8812 | 2.796 | 2.7301 | 2.709 | 2.6621 | 2.6644 | 2.6208 | 2.6585 | 2.635 | 2.6098 | 2.6472 | 2.6487 | 2.7183 | 2.721 | 2.7215 | 2.7105 | 2.7385 | 2.7574 | 2.7536 | 2.7181 | 2.682 | 2.6589 | 2.6449 | 2.632 | 2.6032 | 2.6121
PSS | DARESBURY NPL T1 / DARESBURY PK T1 | 5.7089 | 5.4655 | 5.5478 | 5.651 | 5.7278 | 5.8397 | 5.9563 | 6.1011 | 6.2142 | 6.4078 | 6.5187 | 6.7265 | 6.9382 | 7.1417 | 7.3988 | 7.6763 | 8.0416 | 8.4224 | 8.847 | 9.2773 | 9.6689 | 10.1012 | 10.5561 | 10.9212 | 11.1906 | 11.3796 | 11.5844 | 11.7568 | 11.8901 | 12.1353 | 5.7089 | 5.3594 | 5.3925 | 5.5111 | 5.6119 | 5.756 | 5.9306 | 6.1966 | 6.4279 | 6.7566 | 7.0877 | 7.5898 | 8.1262 | 8.6618 | 9.1657 | 9.5587 | 10.0431 | 10.3416 | 10.7298 | 10.9466 | 11.0956 | 11.2469 | 11.4745 | 11.6148 | 11.721 | 11.6787 | 11.7624 | 11.8446 | 11.9026 | 12.0646 | 5.7089 | 5.4521 | 5.4853 | 5.5718 | 5.6322 | 5.7345 | 5.8611 | 6.0822 | 6.2592 | 6.4336 | 6.6164 | 6.924 | 7.2773 | 7.6176 | 7.9906 | 8.3122 | 8.7929 | 9.2019 | 9.5759 | 9.7839 | 9.9756 | 10.1457 | 10.2873 | 10.3465 | 10.3429 | 10.3386 | 10.3395 | 10.3378 | 10.3323 | 10.4043 | 5.7089 | 5.2981 | 5.2735 | 5.3435 | 5.4488 | 5.65 | 5.8697 | 6.1898 | 6.5165 | 6.9676 | 7.414 | 8.0438 | 8.7174 | 9.3512 | 9.9375 | 10.3077 | 10.7873 | 11.1647 | 11.4494 | 11.47 | 11.499 | 11.5471 | 11.6258 | 11.626 | 11.4882 | 11.3059 | 11.155 | 10.9946 | 10.7936 | 10.6435 | 5.7089 | 5.3686 | 5.3537 | 5.434 | 5.5445 | 5.7514 | 5.9847 | 6.2936 | 6.5714 | 6.9621 | 7.3106 | 7.739 | 8.1711 | 8.6194 | 9.0826 | 9.4923 | 9.9979 | 10.4176 | 10.8348 | 11.1121 | 11.3353 | 11.5229 | 11.7507 | 11.8911 | 11.6941 | 11.5459 | 11.5747 | 11.6081 | 11.6036 | 11.6836
PSS | DAVY WAY T1 / LLAY T1 | 7.5113 | 7.5323 | 7.5995 | 7.7134 | 7.7849 | 7.8614 | 7.9425 | 8.0484 | 8.0944 | 8.2642 | 8.3469 | 8.5398 | 8.7204 | 8.8817 | 9.1101 | 9.2965 | 9.5918 | 9.8314 | 10.1064 | 10.3825 | 10.6293 | 10.8614 | 11.1416 | 11.3183 | 11.4183 | 11.5332 | 11.5804 | 11.6219 | 11.6581 | 11.8243 | 7.5113 | 7.3576 | 7.335 | 7.3707 | 7.3631 | 7.4659 | 7.6276 | 7.9546 | 8.2003 | 8.5537 | 8.9088 | 9.4367 | 10.0768 | 10.6294 | 11.1883 | 11.646 | 12.1835 | 12.542 | 12.9249 | 13.0982 | 13.2204 | 13.3772 | 13.5823 | 13.7128 | 13.8709 | 13.6301 | 13.576 | 13.5494 | 13.4808 | 13.5234 | 7.5113 | 7.4532 | 7.4478 | 7.4899 | 7.4725 | 7.5053 | 7.5351 | 7.672 | 7.731 | 7.8486 | 7.9522 | 8.1628 | 8.4094 | 8.6091 | 8.8893 | 9.1281 | 9.4239 | 9.6655 | 9.8977 | 10.027 | 10.1355 | 10.2587 | 10.3534 | 10.3361 | 10.2765 | 10.2124 | 10.1241 | 10.0152 | 9.8857 | 9.8444 | 7.5113 | 7.242 | 7.1324 | 7.1116 | 7.1211 | 7.248 | 7.3852 | 7.6256 | 7.8189 | 8.1368 | 8.4027 | 8.8174 | 9.2427 | 9.5859 | 9.9258 | 10.1295 | 10.3439 | 10.4574 | 10.4812 | 10.2959 | 10.1225 | 9.9392 | 9.8074 | 9.654 | 9.4512 | 9.3133 | 9.1584 | 9.0069 | 8.8067 | 8.6717 | 7.5113 | 7.3995 | 7.38 | 7.4222 | 7.4739 | 7.6059 | 7.7798 | 8.0636 | 8.2688 | 8.6051 | 8.8955 | 9.278 | 9.7508 | 10.1546 | 10.5983 | 10.997 | 11.4705 | 11.8684 | 12.2617 | 12.504 | 12.6831 | 12.8928 | 13.0937 | 13.2118 | 13.3713 | 13.2118 | 13.1829 | 13.1584 | 13.082 | 13.1034
PSS | DEESIDE ALUMINIUM T1 / DUNLOP PLASTICS T1 / FIRESTONE T1 / TETRAPAK T1 | 26.5722 | 16.7556 | 16.9328 | 17.2315 | 17.3754 | 17.553 | 17.6998 | 17.8742 | 17.8691 | 18.1486 | 18.1873 | 18.4614 | 18.668 | 18.8032 | 19.0306 | 19.1562 | 19.4711 | 19.6651 | 19.9179 | 20.1596 | 20.3534 | 20.5618 | 20.9519 | 21.1481 | 21.2301 | 21.4276 | 21.495 | 21.595 | 21.6774 | 22.0448 | 26.5722 | 16.7146 | 16.5562 | 16.5231 | 16.3021 | 16.2031 | 16.1805 | 16.4298 | 16.4503 | 16.6551 | 16.8204 | 17.386 | 18.0963 | 18.746 | 19.5932 | 20.4005 | 21.291 | 21.9206 | 22.5699 | 22.8345 | 23.0458 | 23.1026 | 23.1977 | 23.0819 | 22.8777 | 22.8253 | 22.733 | 22.6601 | 22.4356 | 22.5111 | 26.5722 | 16.7716 | 16.7404 | 16.8474 | 16.7633 | 16.7696 | 16.7513 | 16.8929 | 16.761 | 16.7757 | 16.725 | 16.9384 | 17.1529 | 17.2188 | 17.4997 | 17.695 | 18.0648 | 18.3416 | 18.6561 | 18.7475 | 18.8885 | 19.0023 | 19.1603 | 19.0996 | 18.9679 | 18.8386 | 18.6433 | 18.4592 | 18.2013 | 18.1754 | 26.5722 | 16.5296 | 16.2669 | 16.1731 | 16.0341 | 16.0497 | 16.0809 | 16.2439 | 16.1722 | 16.3295 | 16.3536 | 16.7051 | 17.0808 | 17.4216 | 17.8484 | 17.983 | 18.2956 | 18.453 | 18.4582 | 18.1261 | 17.7978 | 17.4282 | 17.2399 | 17.0335 | 16.7726 | 16.6656 | 16.5369 | 16.4302 | 16.2584 | 16.2717 | 26.5722 | 16.7443 | 16.6392 | 16.6694 | 16.5221 | 16.4933 | 16.4884 | 16.6944 | 16.656 | 16.7929 | 16.8697 | 17.2639 | 17.7266 | 18.0891 | 18.6605 | 19.1743 | 19.8096 | 20.2791 | 20.7778 | 20.9788 | 21.1658 | 21.2534 | 21.3849 | 21.2974 | 21.0668 | 20.9492 | 20.8029 | 20.6698 | 20.4181 | 20.4313
PSS | DEESIDE IND PK T1 / DEESIDE IND PK 6TH AVE T1 / RAF SEALAND T1 | 10.9729 | 9.3007 | 9.408 | 9.5927 | 9.688 | 9.889 | 10.0649 | 10.2754 | 10.4134 | 10.7001 | 10.8337 | 11.0914 | 11.3645 | 11.598 | 11.8853 | 12.2114 | 12.7064 | 13.1611 | 13.7015 | 14.2382 | 14.7487 | 15.3206 | 15.9448 | 16.4298 | 16.7676 | 17.0393 | 17.2755 | 17.4868 | 17.6355 | 17.9668 | 10.9729 | 9.1323 | 9.0761 | 9.115 | 9.0829 | 9.1959 | 9.3488 | 9.6922 | 9.9258 | 10.2824 | 10.6022 | 11.1797 | 11.8778 | 12.5233 | 13.1985 | 13.8415 | 14.5018 | 14.9582 | 15.3751 | 15.5491 | 15.7188 | 15.8828 | 16.1419 | 16.2566 | 15.9287 | 15.7776 | 15.8149 | 15.8301 | 15.7665 | 15.9102 | 10.9729 | 9.2823 | 9.3368 | 9.4994 | 9.5494 | 9.6766 | 9.8285 | 10.0711 | 10.2076 | 10.3565 | 10.5062 | 10.885 | 11.3199 | 11.6864 | 12.1067 | 12.4907 | 13.0979 | 13.5888 | 14.0347 | 14.2499 | 14.4722 | 14.6132 | 14.7953 | 14.8553 | 14.8134 | 14.8406 | 14.8713 | 14.8995 | 14.9279 | 15.1096 | 10.9729 | 9.0607 | 8.9575 | 9.0093 | 9.0476 | 9.2166 | 9.3852 | 9.6681 | 9.872 | 10.2685 | 10.623 | 11.2487 | 11.9561 | 12.6684 | 13.3718 | 13.9324 | 14.4988 | 14.9073 | 15.1312 | 15.0138 | 14.8799 | 14.734 | 14.6227 | 14.4392 | 14.1168 | 13.807 | 13.5314 | 13.3036 | 12.9879 | 12.8204 | 10.9729 | 9.2273 | 9.1818 | 9.2958 | 9.3804 | 9.6447 | 9.9357 | 10.3628 | 10.7282 | 11.2747 | 11.762 | 12.4052 | 13.0833 | 13.7394 | 14.4489 | 15.1071 | 15.8558 | 16.49 | 16.9073 | 17.1237 | 17.3213 | 17.421 | 17.6467 | 17.7432 | 17.1319 | 16.7985 | 16.754 | 16.71 | 16.6083 | 16.6857
PSS | DELAMORE ST T1 / KIRKDALE T1 / WALTON T1 | 12.3773 | 14.1945 | 14.4053 | 14.904 | 15.6228 | 16.9464 | 18.3198 | 18.5697 | 18.8197 | 19.0696 | 19.3196 | 19.5696 | 19.8195 | 20.0695 | 20.3194 | 20.5694 | 20.8193 | 21.0693 | 21.3193 | 21.5692 | 21.8192 | 23.004 | 24.1407 | 24.9463 | 25.4695 | 25.8537 | 25.9332 | 25.9058 | 25.5903 | 25.5685 | 12.3773 | 12.6327 | 12.5725 | 12.8858 | 13.5363 | 15.0707 | 16.5434 | 16.5616 | 16.5797 | 16.5979 | 16.616 | 16.6342 | 16.6524 | 16.6705 | 16.6887 | 17.7737 | 18.3133 | 18.5514 | 18.701 | 18.6483 | 18.5293 | 18.326 | 18.2778 | 18.0925 | 17.87 | 17.7285 | 17.5476 | 17.3682 | 17.1387 | 17.07 | 12.3773 | 13.3173 | 13.3233 | 13.654 | 14.2999 | 15.6977 | 17.1549 | 17.2077 | 17.2605 | 17.3133 | 17.3661 | 17.4189 | 17.4717 | 17.5245 | 17.5773 | 17.6301 | 18.6961 | 19.387 | 19.8509 | 20.0162 | 20.0975 | 20.0612 | 20.0701 | 19.8876 | 19.6334 | 19.4791 | 19.2449 | 19.018 | 18.753 | 18.686 | 12.3773 | 12.0182 | 11.8719 | 12.1201 | 12.758 | 14.2283 | 15.7726 | 15.7589 | 15.7451 | 15.7313 | 15.7176 | 15.7038 | 15.6901 | 18.9713 | 20.5154 | 21.8717 | 23.0141 | 23.7615 | 24.1304 | 23.9107 | 23.5637 | 23.0284 | 22.3524 | 21.4681 | 20.474 | 19.5406 | 18.5161 | 17.5453 | 16.344 | 15.3737 | 12.3773 | 12.9673 | 12.9345 | 13.2533 | 14.0627 | 15.6411 | 17.2721 | 17.3632 | 17.4543 | 17.5453 | 17.6364 | 17.7275 | 17.8186 | 17.9097 | 18.0008 | 18.0919 | 18.1829 | 18.7726 | 19.1429 | 19.2825 | 19.3805 | 19.4081 | 19.56 | 19.6585 | 19.6055 | 19.6858 | 19.6941 | 19.7436 | 19.7287 | 19.9136
PSS | DENBIGH T1 | 3.8 | 4.3771 | 4.4223 | 4.5104 | 4.5915 | 4.6432 | 4.7157 | 4.8251 | 4.9126 | 5.0413 | 5.1145 | 5.2824 | 5.4448 | 5.6087 | 5.8255 | 6.0329 | 6.3384 | 6.6328 | 6.9467 | 7.2807 | 7.6013 | 7.9213 | 8.2365 | 8.4498 | 8.603 | 8.7159 | 8.7533 | 8.7869 | 8.7451 | 8.7992 | 3.8 | 4.2719 | 4.2946 | 4.3688 | 4.4888 | 4.6684 | 4.8784 | 5.2146 | 5.4984 | 5.866 | 6.2462 | 6.7325 | 7.292 | 7.8004 | 8.2589 | 8.5853 | 8.9837 | 9.2404 | 9.5184 | 9.6277 | 9.6913 | 9.8238 | 9.9997 | 10.1654 | 10.3373 | 10.1073 | 10.0688 | 10.0464 | 10.0273 | 10.0606 | 3.8 | 4.308 | 4.332 | 4.3754 | 4.4215 | 4.4734 | 4.5686 | 4.7354 | 4.8813 | 5.0362 | 5.2019 | 5.4475 | 5.7283 | 5.9861 | 6.2819 | 6.5613 | 6.8807 | 7.114 | 7.3101 | 7.408 | 7.4936 | 7.5519 | 7.6143 | 7.5863 | 7.5144 | 7.4695 | 7.3863 | 7.3047 | 7.2131 | 7.1781 | 3.8 | 4.185 | 4.1556 | 4.2007 | 4.3101 | 4.4895 | 4.674 | 4.9605 | 5.225 | 5.6263 | 6.0475 | 6.539 | 7.0874 | 7.5827 | 8.0266 | 8.3946 | 8.6993 | 8.893 | 8.98 | 8.8716 | 8.7488 | 8.5814 | 8.429 | 8.217 | 7.9649 | 7.7467 | 7.4998 | 7.2782 | 6.9724 | 6.7432 | 3.8 | 4.2577 | 4.2757 | 4.3383 | 4.4947 | 4.6828 | 4.9283 | 5.2423 | 5.5175 | 5.8897 | 6.2315 | 6.6044 | 7.0467 | 7.4523 | 7.8515 | 8.2002 | 8.6198 | 8.9667 | 9.2972 | 9.4961 | 9.6334 | 9.8107 | 9.99 | 10.1386 | 10.3081 | 10.1736 | 10.1676 | 10.1741 | 10.1561 | 10.1956
PSS | DESOTO RD T1 / MERSEY BRIDGE T1 / PITT ST T1 | 6.5286 | 7.2014 | 7.2508 | 7.3452 | 7.4132 | 7.4648 | 7.5261 | 7.6018 | 7.59 | 7.6852 | 7.6912 | 7.7963 | 7.8812 | 7.9326 | 8.0457 | 8.095 | 8.2197 | 8.3001 | 8.4175 | 8.5199 | 8.6136 | 8.6941 | 8.8518 | 8.9331 | 8.9719 | 9.0491 | 9.0784 | 9.12 | 9.1489 | 9.3005 | 6.5286 | 7.0261 | 6.9317 | 6.891 | 6.822 | 6.7907 | 6.7612 | 6.8376 | 6.8203 | 6.8917 | 6.9279 | 7.1274 | 7.3594 | 7.5927 | 7.8704 | 8.1289 | 8.4314 | 8.6297 | 8.8196 | 8.896 | 8.9252 | 8.9199 | 8.9084 | 8.8372 | 8.7152 | 8.6509 | 8.5914 | 8.5295 | 8.4181 | 8.4246 | 6.5286 | 7.1301 | 7.1033 | 7.1214 | 7.1191 | 7.1269 | 7.1317 | 7.1915 | 7.1499 | 7.1536 | 7.1118 | 7.1833 | 7.2546 | 7.2828 | 7.3791 | 7.4482 | 7.6082 | 7.7012 | 7.8116 | 7.848 | 7.9132 | 7.9315 | 7.9862 | 7.9505 | 7.8893 | 7.8452 | 7.7669 | 7.6866 | 7.5997 | 7.6006 | 6.5286 | 6.9012 | 6.7692 | 6.7122 | 6.6698 | 6.6642 | 6.6448 | 6.6891 | 6.6242 | 6.6902 | 6.6802 | 6.7908 | 6.9024 | 6.9962 | 7.1409 | 7.1684 | 7.242 | 7.269 | 7.2341 | 7.0953 | 6.9485 | 6.7754 | 6.6742 | 6.5566 | 6.427 | 6.3455 | 6.2824 | 6.2121 | 6.1176 | 6.0977 | 6.5286 | 6.9683 | 6.9041 | 6.8912 | 6.8443 | 6.8319 | 6.8245 | 6.8954 | 6.8675 | 6.9214 | 6.9312 | 7.0751 | 7.2299 | 7.3665 | 7.5593 | 7.7357 | 7.974 | 8.1316 | 8.2897 | 8.3538 | 8.4075 | 8.42 | 8.4494 | 8.4031 | 8.2921 | 8.2269 | 8.1579 | 8.0853 | 7.9839 | 7.9849
PSS | DIBBINSDALE T1 / PLYMYARD T1 / WIBP HARDKNOTT RD T1 | 11.5735 | 12.7254 | 12.9063 | 13.1755 | 13.4205 | 13.6229 | 13.8502 | 14.1755 | 14.4163 | 14.8114 | 15.0811 | 15.5639 | 16.0505 | 16.5386 | 17.0745 | 17.6133 | 18.3715 | 19.0687 | 19.8513 | 20.6125 | 21.3311 | 22.0171 | 22.7793 | 23.3746 | 23.7945 | 24.1096 | 24.4268 | 24.7186 | 25.0159 | 25.5424 | 11.5735 | 12.3387 | 12.4153 | 12.6068 | 12.8234 | 13.2693 | 13.8354 | 14.7458 | 15.5511 | 16.525 | 17.5239 | 18.881 | 20.4878 | 21.9344 | 23.26 | 24.2186 | 25.4727 | 26.3419 | 27.2821 | 27.7555 | 28.0719 | 28.6847 | 29.3734 | 29.708 | 28.7554 | 28.144 | 28.1282 | 28.1135 | 28.0587 | 28.1879 | 11.5735 | 12.5409 | 12.6148 | 12.7855 | 12.913 | 13.0866 | 13.3069 | 13.7025 | 14.0016 | 14.3495 | 14.7107 | 15.3616 | 16.0646 | 16.7603 | 17.5498 | 18.265 | 19.1873 | 19.9749 | 20.7386 | 21.2024 | 21.6467 | 22.0261 | 22.3257 | 22.4358 | 22.393 | 22.3669 | 22.2955 | 22.2403 | 22.1462 | 22.2062 | 11.5735 | 12.1794 | 12.1506 | 12.2734 | 12.5035 | 12.9468 | 13.4024 | 14.117 | 14.7328 | 15.6154 | 16.4366 | 17.5449 | 18.6659 | 19.6101 | 20.4796 | 21.0306 | 21.5703 | 21.9278 | 22.1159 | 21.8843 | 21.6474 | 21.4703 | 21.3678 | 21.2094 | 20.8728 | 20.5215 | 20.2314 | 19.9291 | 19.5312 | 19.2328 | 11.5735 | 12.4591 | 12.4833 | 12.6824 | 13.0372 | 13.5826 | 14.229 | 15.0803 | 15.8742 | 16.954 | 17.9642 | 19.1195 | 20.4351 | 21.7036 | 22.9356 | 24.0092 | 25.3386 | 26.5514 | 27.6525 | 28.4026 | 28.9598 | 29.6468 | 30.2937 | 30.5215 | 29.3924 | 28.9271 | 28.9707 | 28.9969 | 28.9207 | 29.0229
PSS | DINGLE T1 / GRANBY T1 / ST JAMES T2 | 9.2226 | 9.5462 | 9.5779 | 9.6655 | 9.7248 | 9.7394 | 9.7627 | 9.8255 | 9.7991 | 9.9246 | 9.9608 | 10.1189 | 10.2675 | 10.411 | 10.5971 | 10.7737 | 11.0541 | 11.282 | 11.5716 | 11.8499 | 12.1322 | 12.3966 | 12.7199 | 12.9126 | 13.0108 | 13.1261 | 13.1413 | 13.1396 | 13.0808 | 13.2074 | 9.2226 | 8.967 | 8.7931 | 8.7008 | 8.5838 | 8.5437 | 8.5166 | 8.6402 | 8.6525 | 8.8094 | 8.9531 | 9.2612 | 9.6189 | 9.9181 | 10.2682 | 10.5697 | 10.9073 | 11.0904 | 11.2709 | 11.2946 | 11.2852 | 11.2315 | 11.1994 | 11.0951 | 10.9357 | 10.8517 | 10.7459 | 10.6441 | 10.4826 | 10.4566 | 9.2226 | 9.2397 | 9.1353 | 9.1102 | 9.0589 | 9.0574 | 9.0597 | 9.1535 | 9.1405 | 9.2171 | 9.2501 | 9.4159 | 9.6004 | 9.7397 | 9.9497 | 10.1559 | 10.395 | 10.5434 | 10.6976 | 10.7511 | 10.8014 | 10.8017 | 10.8408 | 10.7591 | 10.6468 | 10.5728 | 10.4528 | 10.3333 | 10.1729 | 10.1498 | 9.2226 | 8.6905 | 8.4519 | 8.3118 | 8.2173 | 8.1988 | 8.1895 | 8.2959 | 8.3028 | 8.5115 | 8.685 | 9.0138 | 9.3679 | 9.7277 | 10.0738 | 10.2994 | 10.5403 | 10.6598 | 10.6783 | 10.479 | 10.2652 | 9.9883 | 9.7453 | 9.4624 | 9.1549 | 8.8974 | 8.6278 | 8.3821 | 8.062 | 7.8469 | 9.2226 | 9.1048 | 8.9639 | 8.9016 | 8.8462 | 8.8366 | 8.8416 | 8.9459 | 8.9287 | 9.0362 | 9.0888 | 9.2682 | 9.4757 | 9.6321 | 9.8606 | 10.0839 | 10.3466 | 10.5069 | 10.683 | 10.7377 | 10.7807 | 10.7819 | 10.8163 | 10.7717 | 10.668 | 10.6284 | 10.5529 | 10.4816 | 10.362 | 10.3772
PSS | DITTON T1 / GAVIN RD T1 / HOUGH GREEN T1 / RTZ T1 | 17.3451 | 18.761 | 18.9148 | 19.1683 | 19.3603 | 19.5467 | 19.7461 | 20.0983 | 20.3055 | 20.7717 | 21.0801 | 21.7033 | 22.3205 | 22.9358 | 23.6891 | 24.4751 | 25.5015 | 26.4514 | 27.4888 | 28.5639 | 29.5028 | 30.4046 | 31.4087 | 32.0835 | 32.5727 | 32.9804 | 33.2344 | 33.4613 | 33.6513 | 34.1718 | 17.3451 | 18.0587 | 18.1316 | 18.426 | 18.7294 | 19.4638 | 20.4582 | 21.931 | 23.2581 | 24.7888 | 26.359 | 28.4233 | 31.0676 | 33.3828 | 35.3932 | 36.9718 | 38.8901 | 40.2238 | 41.7907 | 42.5247 | 42.913 | 44.0121 | 45.329 | 46.637 | 48.1779 | 46.5491 | 46.3933 | 46.3668 | 46.4587 | 46.6908 | 17.3451 | 18.4162 | 18.3363 | 18.4135 | 18.4332 | 18.5525 | 18.733 | 19.192 | 19.4901 | 19.8887 | 20.2993 | 21.0904 | 21.9778 | 22.8192 | 23.9116 | 24.9571 | 26.1284 | 27.0852 | 27.9683 | 28.5079 | 28.9863 | 29.4524 | 29.8555 | 29.9116 | 29.8009 | 29.6007 | 29.3594 | 29.0777 | 28.7526 | 28.6194 | 17.3451 | 17.7499 | 17.5993 | 17.7057 | 17.9635 | 18.5616 | 19.238 | 20.2646 | 21.1815 | 22.4505 | 23.6901 | 25.371 | 27.1242 | 28.5806 | 29.9719 | 31.0129 | 31.8269 | 32.3317 | 32.5533 | 32.1148 | 31.6573 | 31.2522 | 30.98 | 30.5454 | 29.9203 | 29.354 | 28.8049 | 28.2477 | 27.5027 | 26.896 | 17.3451 | 18.2322 | 18.1856 | 18.4106 | 18.8666 | 19.6478 | 20.6624 | 21.9563 | 23.1719 | 24.8091 | 26.387 | 28.1242 | 30.3822 | 32.4509 | 34.4069 | 36.1939 | 38.2607 | 40.1062 | 41.8828 | 43.0557 | 43.7845 | 44.9229 | 45.9426 | 46.819 | 48.2202 | 47.0545 | 46.9936 | 46.9531 | 46.8346 | 46.8739
PSS | DODDS LA T1 / HOLBORN HILL T1 / MAGHULL T1 / MAGHULL T2 / ROBBINS BRIDGE T1 | 23.5266 | 26.9259 | 26.8551 | 26.9169 | 26.9928 | 27.1014 | 27.3344 | 27.8285 | 28.3191 | 29.1454 | 29.914 | 31.2151 | 32.6215 | 34.2653 | 36.1631 | 38.4355 | 41.1169 | 43.9623 | 47.0758 | 50.3464 | 53.4631 | 56.4258 | 59.2448 | 61.4194 | 62.8449 | 63.8252 | 64.2012 | 64.4865 | 64.2261 | 64.5089 | 23.5266 | 23.4715 | 23.4398 | 23.8666 | 24.632 | 26.3449 | 28.3492 | 30.9799 | 33.7365 | 37.0211 | 40.5823 | 44.6271 | 49.4064 | 53.5936 | 56.8444 | 59.0998 | 61.7498 | 63.329 | 65.2611 | 66.0433 | 66.2293 | 67.7143 | 69.7272 | 71.846 | 74.3305 | 71.5871 | 71.1601 | 71.0138 | 71.1535 | 71.297 | 23.5266 | 25.0152 | 24.5807 | 24.479 | 24.583 | 24.8948 | 25.4069 | 26.4325 | 27.7524 | 29.0552 | 30.4697 | 32.5656 | 34.9834 | 37.5681 | 40.3506 | 43.1749 | 45.9597 | 48.2325 | 50.0374 | 51.1154 | 51.8691 | 52.5092 | 53.0062 | 52.9308 | 52.6093 | 52.2174 | 51.8017 | 51.3305 | 50.7839 | 50.5248 | 23.5266 | 22.2527 | 21.8726 | 21.8993 | 22.4904 | 23.8346 | 25.3406 | 27.6553 | 30.2243 | 33.7504 | 37.6853 | 42.2772 | 47.2551 | 51.8565 | 55.7737 | 59.3354 | 61.9553 | 63.6851 | 64.6095 | 64.0371 | 63.269 | 62.3559 | 61.208 | 59.5166 | 57.2935 | 55.0613 | 52.6967 | 50.3665 | 47.5248 | 44.9109 | 23.5266 | 24.3262 | 24.026 | 24.2639 | 25.5222 | 27.3845 | 29.6675 | 32.2496 | 35.0791 | 38.6519 | 42.0295 | 45.3309 | 49.4007 | 53.2564 | 56.6443 | 59.8387 | 63.3293 | 66.4836 | 69.4281 | 71.4326 | 72.6361 | 74.5843 | 76.4637 | 78.3052 | 80.7703 | 79.1145 | 79.2607 | 79.5217 | 79.6756 | 79.9895
PSS | DOLGARROG GRID T1 / DOLGARROG GRID T2 | 4.4079 | 4.0835 | 4.142 | 4.2295 | 4.3139 | 4.4801 | 4.6509 | 4.86 | 5.0638 | 5.3127 | 5.5266 | 5.7943 | 6.0762 | 6.3702 | 6.6705 | 7.0746 | 7.5778 | 8.0969 | 8.6577 | 9.2072 | 9.6938 | 10.2197 | 10.7719 | 11.2362 | 11.5819 | 11.8006 | 12.0768 | 12.3567 | 12.6325 | 13.0061 | 4.4079 | 3.9128 | 3.9893 | 4.1251 | 4.3057 | 4.5011 | 4.7437 | 5.0844 | 5.4084 | 5.7783 | 6.1653 | 6.6532 | 7.1699 | 7.6504 | 8.011 | 8.2775 | 8.6388 | 8.8715 | 9.2265 | 9.419 | 9.5745 | 9.7895 | 10.1025 | 10.3117 | 10.4586 | 10.4013 | 10.528 | 10.6578 | 10.7803 | 11.017 | 4.4079 | 4.0365 | 4.1359 | 4.2903 | 4.4435 | 4.6288 | 4.8612 | 5.1609 | 5.4589 | 5.7622 | 6.0515 | 6.473 | 6.9229 | 7.3497 | 7.7236 | 8.0529 | 8.5692 | 9.0417 | 9.4701 | 9.748 | 9.9973 | 10.1972 | 10.3903 | 10.5293 | 10.5737 | 10.6484 | 10.7438 | 10.8703 | 11.0061 | 11.2204 | 4.4079 | 3.9067 | 3.945 | 4.0615 | 4.248 | 4.5298 | 4.8546 | 5.3088 | 5.7825 | 6.3811 | 6.9507 | 7.6134 | 8.2759 | 8.895 | 9.3787 | 9.669 | 10.102 | 10.479 | 10.8028 | 10.8743 | 10.9494 | 11.1289 | 11.3173 | 11.4398 | 11.3406 | 11.1197 | 10.98 | 10.8345 | 10.6584 | 10.5269 | 4.4079 | 4.0226 | 4.0264 | 4.1434 | 4.3707 | 4.7133 | 5.086 | 5.5169 | 5.9693 | 6.5766 | 7.1021 | 7.6333 | 8.105 | 8.6057 | 9.0239 | 9.396 | 9.8768 | 10.3581 | 10.777 | 11.09 | 11.3418 | 11.5361 | 11.8286 | 12.0153 | 11.6071 | 11.2956 | 11.313 | 11.3493 | 11.3513 | 11.4398
PSS | DOLGELLAU T1 | 4.1568 | 4.6302 | 4.6844 | 4.7617 | 4.8744 | 5.0429 | 5.2482 | 5.5224 | 5.8198 | 6.1435 | 6.4515 | 6.8176 | 7.2243 | 7.6832 | 8.1433 | 8.8064 | 9.627 | 10.4997 | 11.4938 | 12.445 | 13.3897 | 14.3154 | 15.1625 | 15.8286 | 16.2454 | 16.4097 | 16.5242 | 16.5929 | 16.4643 | 16.5079 | 4.1568 | 4.2665 | 4.3645 | 4.5657 | 4.9212 | 5.2932 | 5.7489 | 6.2955 | 6.8483 | 7.5517 | 8.2147 | 8.9012 | 9.6162 | 10.2184 | 10.5886 | 10.8351 | 11.1135 | 11.2568 | 11.4802 | 11.5174 | 11.5393 | 11.6582 | 11.9403 | 12.1339 | 12.1657 | 12.0557 | 12.1374 | 12.2901 | 12.3887 | 12.6177 | 4.1568 | 4.4628 | 4.5463 | 4.6988 | 4.9334 | 5.1812 | 5.5759 | 6.0969 | 6.7012 | 7.3214 | 7.9349 | 8.5892 | 9.2823 | 9.9803 | 10.4471 | 10.8923 | 11.4145 | 11.8032 | 12.0991 | 12.2058 | 12.2651 | 12.3041 | 12.3584 | 12.35 | 12.2871 | 12.2733 | 12.2813 | 12.3384 | 12.3784 | 12.5477 | 4.1568 | 4.1834 | 4.2426 | 4.3996 | 4.7615 | 5.2588 | 5.8578 | 6.625 | 7.5305 | 8.7469 | 9.9472 | 11.1452 | 12.3999 | 13.7033 | 14.5815 | 15.4117 | 16.2413 | 16.8931 | 17.3401 | 17.2986 | 17.2281 | 17.1432 | 16.9683 | 16.6626 | 16.0766 | 15.4107 | 14.7677 | 14.1661 | 13.4572 | 12.8835 | 4.1568 | 4.3892 | 4.3793 | 4.5114 | 4.904 | 5.3786 | 5.9571 | 6.5691 | 7.2158 | 8.1122 | 8.8491 | 9.4713 | 10.0551 | 10.6448 | 11.0934 | 11.5063 | 11.9868 | 12.4263 | 12.7243 | 12.8895 | 12.9998 | 13.1084 | 13.3289 | 13.4645 | 12.9808 | 12.6927 | 12.7143 | 12.7915 | 12.796 | 12.9296
PSS | DUCKINGTON T1 / DUCKINGTON T2 | 5.0433 | 5.0193 | 5.0565 | 5.1481 | 5.2146 | 5.3679 | 5.5379 | 5.7469 | 5.9455 | 6.2128 | 6.4278 | 6.7348 | 7.046 | 7.3875 | 7.7705 | 8.2887 | 8.9255 | 9.6295 | 10.4174 | 11.2036 | 11.9714 | 12.7942 | 13.6073 | 14.2884 | 14.7775 | 15.0997 | 15.4081 | 15.6773 | 15.8149 | 16.081 | 5.0433 | 4.6229 | 4.7031 | 4.838 | 5.06 | 5.3126 | 5.5826 | 5.9871 | 6.3545 | 6.8379 | 7.3217 | 7.948 | 8.6409 | 9.2974 | 9.853 | 10.274 | 10.7313 | 11.0168 | 11.392 | 11.5706 | 11.6933 | 11.8792 | 12.2199 | 12.4356 | 12.4852 | 12.3972 | 12.5043 | 12.6333 | 12.7472 | 12.9901 | 5.0433 | 4.8781 | 4.9611 | 5.1055 | 5.2729 | 5.461 | 5.7044 | 6.0662 | 6.4295 | 6.7556 | 7.1173 | 7.6334 | 8.2557 | 8.8812 | 9.4647 | 9.9863 | 10.7503 | 11.3969 | 11.9244 | 12.2189 | 12.4419 | 12.6244 | 12.7975 | 12.9073 | 12.9077 | 12.9568 | 13.0215 | 13.1297 | 13.2188 | 13.4284 | 5.0433 | 4.5637 | 4.583 | 4.6833 | 4.9004 | 5.1947 | 5.5509 | 6.0789 | 6.6424 | 7.3928 | 8.1994 | 9.2052 | 10.3564 | 11.5031 | 12.4693 | 13.2762 | 14.1101 | 14.7795 | 15.2673 | 15.3668 | 15.4285 | 15.5047 | 15.5377 | 15.4453 | 15.0887 | 14.6288 | 14.2183 | 13.8372 | 13.3657 | 12.9895 | 5.0433 | 4.7938 | 4.7935 | 4.9133 | 5.2054 | 5.616 | 6.0583 | 6.6007 | 7.1576 | 7.8896 | 8.5477 | 9.2212 | 9.9018 | 10.6157 | 11.2931 | 11.891 | 12.5612 | 13.1797 | 13.6618 | 13.9771 | 14.1978 | 14.3646 | 14.6645 | 14.8795 | 14.3972 | 14.0853 | 14.1122 | 14.1899 | 14.2135 | 14.3579
PSS | DUDDON T1 | 2.2945 | 2.3796 | 2.397 | 2.4293 | 2.4811 | 2.5066 | 2.5491 | 2.6093 | 2.6565 | 2.7331 | 2.7851 | 2.876 | 2.9792 | 3.0897 | 3.2124 | 3.3762 | 3.5727 | 3.7859 | 4.0057 | 4.2432 | 4.4888 | 4.7328 | 4.98 | 5.1598 | 5.3296 | 5.4186 | 5.4913 | 5.5475 | 5.5445 | 5.6006 | 2.2945 | 2.2713 | 2.287 | 2.3396 | 2.4386 | 2.5344 | 2.6194 | 2.7731 | 2.9081 | 3.0904 | 3.2876 | 3.5432 | 3.8335 | 4.1156 | 4.3532 | 4.5474 | 4.7643 | 4.896 | 5.0819 | 5.19 | 5.2506 | 5.3204 | 5.4355 | 5.5075 | 5.7156 | 5.6754 | 5.7094 | 5.7471 | 5.7925 | 5.8665 | 2.2945 | 2.3282 | 2.3295 | 2.3461 | 2.3663 | 2.4023 | 2.4645 | 2.5624 | 2.6599 | 2.7627 | 2.8679 | 3.0194 | 3.2337 | 3.4143 | 3.6212 | 3.8194 | 4.0462 | 4.2412 | 4.4097 | 4.4909 | 4.5487 | 4.6064 | 4.6391 | 4.6566 | 4.6323 | 4.5938 | 4.5617 | 4.5317 | 4.4933 | 4.49 | 2.2945 | 2.2414 | 2.2383 | 2.2608 | 2.3258 | 2.4337 | 2.5587 | 2.7506 | 2.951 | 3.229 | 3.5292 | 3.9197 | 4.3538 | 4.7731 | 5.1501 | 5.4183 | 5.7207 | 5.9498 | 6.1202 | 6.142 | 6.1528 | 6.1494 | 6.151 | 6.1018 | 5.9802 | 5.8492 | 5.7092 | 5.5738 | 5.3972 | 5.2565 | 2.2945 | 2.306 | 2.2964 | 2.3172 | 2.3999 | 2.5056 | 2.6264 | 2.7837 | 2.924 | 3.1163 | 3.2852 | 3.4763 | 3.7076 | 3.9233 | 4.1372 | 4.348 | 4.5685 | 4.7548 | 4.9802 | 5.1278 | 5.2305 | 5.3293 | 5.4341 | 5.5177 | 5.598 | 5.5502 | 5.574 | 5.6071 | 5.6243 | 5.6716
PSS | DYFFRYN ARDUDWY T1 | 2.1568 | 2.2259 | 2.2737 | 2.3328 | 2.4089 | 2.5155 | 2.6457 | 2.8206 | 3.01 | 3.2139 | 3.3808 | 3.5899 | 3.8294 | 4.1137 | 4.4057 | 4.838 | 5.3534 | 5.9447 | 6.6051 | 7.275 | 7.9705 | 8.6461 | 9.2448 | 9.7094 | 10.0105 | 10.148 | 10.1534 | 10.1107 | 9.8852 | 9.755 | 2.1568 | 2.2116 | 2.3113 | 2.4604 | 2.7139 | 2.9903 | 3.2766 | 3.6329 | 4.0053 | 4.4746 | 4.9382 | 5.4235 | 5.9266 | 6.3887 | 6.6919 | 6.9315 | 7.1393 | 7.2461 | 7.4221 | 7.5105 | 7.5205 | 7.5457 | 7.6818 | 7.7618 | 7.8675 | 7.8722 | 7.9341 | 8.0198 | 8.0835 | 8.2216 | 2.1568 | 2.2298 | 2.2878 | 2.3746 | 2.5029 | 2.6715 | 2.9206 | 3.2494 | 3.6766 | 4.0786 | 4.4907 | 4.9224 | 5.413 | 5.8989 | 6.2783 | 6.6401 | 7.0103 | 7.2682 | 7.4284 | 7.4366 | 7.4207 | 7.3859 | 7.3504 | 7.2924 | 7.1993 | 7.1318 | 7.0881 | 7.0722 | 7.0066 | 7.0395 | 2.1568 | 2.2188 | 2.283 | 2.417 | 2.6872 | 3.0597 | 3.4627 | 3.997 | 4.6215 | 5.4883 | 6.3786 | 7.3285 | 8.3777 | 9.4879 | 10.3391 | 11.1417 | 11.8998 | 12.4511 | 12.8147 | 12.7978 | 12.7308 | 12.5889 | 12.3546 | 12.0138 | 11.5221 | 11.0143 | 10.4918 | 10.0094 | 9.4043 | 8.9317 | 2.1568 | 2.2378 | 2.2763 | 2.3687 | 2.6476 | 2.9713 | 3.3512 | 3.7569 | 4.1878 | 4.7285 | 5.18 | 5.557 | 5.9337 | 6.3084 | 6.591 | 6.8746 | 7.1485 | 7.3623 | 7.585 | 7.7043 | 7.7497 | 7.7838 | 7.8891 | 7.9767 | 7.8565 | 7.7957 | 7.8488 | 7.9303 | 7.9601 | 8.0773
PSS | DYSERTH RD T1 / FFORDD LAS T1 / FFORDD LAS T2 / WESTBOURNE AVE T1 | 19.6285 | 20.4947 | 20.4402 | 20.5049 | 20.5449 | 20.4781 | 20.5294 | 20.7818 | 20.9149 | 21.3398 | 21.7359 | 22.4756 | 23.248 | 24.1337 | 25.1282 | 26.3068 | 27.7789 | 29.341 | 31.0511 | 32.7117 | 34.3956 | 35.9008 | 37.3669 | 38.3773 | 38.9776 | 39.2891 | 39.3174 | 39.2904 | 38.8914 | 39.0121 | 19.6285 | 17.7703 | 17.4677 | 17.5548 | 17.8245 | 18.541 | 19.5278 | 20.8583 | 22.2188 | 23.881 | 25.5627 | 27.4612 | 29.7139 | 31.6128 | 32.9398 | 33.7922 | 34.8776 | 35.4857 | 36.4014 | 36.6326 | 36.5945 | 37.3605 | 38.4107 | 39.519 | 40.8531 | 39.2173 | 38.925 | 38.803 | 38.8269 | 38.9187 | 19.6285 | 18.881 | 18.5436 | 18.3456 | 18.3389 | 18.4792 | 18.7959 | 19.3706 | 20.0581 | 20.883 | 21.6504 | 22.6743 | 23.8145 | 25.0353 | 26.1789 | 27.2789 | 28.3554 | 29.1674 | 29.7778 | 30.0307 | 30.2428 | 30.4066 | 30.5537 | 30.4277 | 30.2175 | 29.9911 | 29.7059 | 29.4726 | 29.0884 | 28.9952 | 19.6285 | 16.739 | 16.1691 | 15.8955 | 16.0282 | 16.5268 | 17.2327 | 18.3805 | 19.6526 | 21.5462 | 23.5532 | 25.7253 | 27.9917 | 30.1166 | 31.727 | 33.3408 | 34.5347 | 35.278 | 35.606 | 35.0726 | 34.5031 | 33.8387 | 33.0402 | 32.0054 | 30.6439 | 29.2807 | 27.8572 | 26.495 | 24.8438 | 23.3554 | 19.6285 | 18.2958 | 17.9358 | 17.9177 | 18.4956 | 19.4042 | 20.6355 | 22.0001 | 23.4506 | 25.452 | 27.1996 | 28.8092 | 30.7941 | 32.6543 | 34.1581 | 35.5039 | 37.0696 | 38.4614 | 39.8031 | 40.5945 | 41.0133 | 41.895 | 42.7501 | 43.5625 | 44.7851 | 43.6463 | 43.5522 | 43.5584 | 43.4633 | 43.5503
PSS | EDEN VALE T1 | 4.3793 | 3.9294 | 3.9447 | 3.9873 | 4.0141 | 4.0584 | 4.1209 | 4.211 | 4.2942 | 4.4231 | 4.5458 | 4.7446 | 4.9496 | 5.1692 | 5.6009 | 6.0802 | 6.6581 | 7.2546 | 7.8981 | 8.3198 | 8.6695 | 9.0596 | 9.4741 | 9.8126 | 10.0743 | 10.245 | 10.4692 | 10.6806 | 10.9081 | 11.1964 | 4.3793 | 3.6415 | 3.7056 | 3.8395 | 4.0172 | 4.198 | 4.3987 | 4.6893 | 4.9738 | 5.3081 | 5.6972 | 6.2129 | 6.7533 | 7.2655 | 7.8291 | 8.2388 | 8.7715 | 9.1285 | 9.6249 | 9.8386 | 9.9555 | 10.1474 | 10.4264 | 10.6305 | 10.8722 | 10.7708 | 10.8618 | 10.9673 | 11.1199 | 11.3078 | 4.3793 | 3.7795 | 3.7589 | 3.7762 | 3.8001 | 3.8644 | 3.9687 | 4.1338 | 4.3075 | 4.4948 | 4.6793 | 4.9555 | 5.2573 | 5.5844 | 6.1423 | 6.6811 | 7.3696 | 8.03 | 8.6615 | 8.9353 | 9.1434 | 9.3836 | 9.592 | 9.7303 | 9.7568 | 9.7281 | 9.7305 | 9.7413 | 9.7536 | 9.8007 | 4.3793 | 3.5494 | 3.5334 | 3.5763 | 3.684 | 3.8809 | 4.136 | 4.5249 | 4.9505 | 5.452 | 5.9799 | 6.6255 | 7.2873 | 7.8594 | 8.4767 | 8.8441 | 9.3611 | 9.8272 | 10.2845 | 10.3976 | 10.5299 | 10.7534 | 10.9879 | 11.1629 | 11.1462 | 10.9972 | 10.9209 | 10.8037 | 10.6581 | 10.5032 | 4.3793 | 3.7351 | 3.7047 | 3.7381 | 3.8655 | 4.0688 | 4.297 | 4.5717 | 4.8449 | 5.2025 | 5.5265 | 5.8893 | 6.2699 | 6.6635 | 7.3706 | 8.0431 | 8.8274 | 9.5773 | 10.3082 | 10.6175 | 10.8043 | 10.9785 | 11.2002 | 11.3453 | 11.072 | 10.8689 | 10.9038 | 10.9638 | 11.0082 | 11.0698
PSS | EDERN T1 | 3.3658 | 3.3555 | 3.4476 | 3.5711 | 3.7129 | 3.9429 | 4.1758 | 4.4795 | 4.7888 | 5.1241 | 5.4382 | 5.8075 | 6.1957 | 6.6413 | 7.0833 | 7.6991 | 8.467 | 9.2926 | 10.2427 | 11.1464 | 12.0128 | 12.9381 | 13.8255 | 14.5511 | 15.0574 | 15.3378 | 15.6084 | 15.8812 | 15.9768 | 16.2145 | 3.3658 | 3.1239 | 3.2658 | 3.4876 | 3.8323 | 4.1693 | 4.5846 | 5.0989 | 5.6408 | 6.2678 | 6.8681 | 7.5457 | 8.2506 | 8.9047 | 9.3058 | 9.5348 | 9.8919 | 10.1125 | 10.457 | 10.6221 | 10.79 | 11.0336 | 11.4288 | 11.7067 | 11.8221 | 11.7376 | 11.9113 | 12.0941 | 12.2498 | 12.5384 | 3.3658 | 3.2698 | 3.4452 | 3.679 | 3.9522 | 4.2193 | 4.6131 | 5.1208 | 5.6905 | 6.2366 | 6.7961 | 7.4674 | 8.1952 | 8.915 | 9.4647 | 9.9473 | 10.657 | 11.2464 | 11.7413 | 12.0189 | 12.2379 | 12.3996 | 12.5697 | 12.6874 | 12.7151 | 12.785 | 12.9131 | 13.0963 | 13.2678 | 13.5566 | 3.3658 | 3.1357 | 3.2551 | 3.4575 | 3.8186 | 4.2648 | 4.8138 | 5.4879 | 6.3071 | 7.3569 | 8.3978 | 9.5117 | 10.7112 | 11.9311 | 12.839 | 13.5851 | 14.4292 | 15.1109 | 15.6248 | 15.7146 | 15.7935 | 15.9004 | 15.9274 | 15.8345 | 15.4278 | 14.8889 | 14.4346 | 14.0025 | 13.4865 | 13.0775 | 3.3658 | 3.2512 | 3.2986 | 3.497 | 3.9178 | 4.4385 | 5.0499 | 5.7115 | 6.4466 | 7.4042 | 8.2262 | 8.962 | 9.6416 | 10.3643 | 10.8909 | 11.3253 | 11.9169 | 12.4925 | 12.9378 | 13.2555 | 13.5026 | 13.6919 | 14.0286 | 14.2671 | 13.7111 | 13.3078 | 13.361 | 13.4509 | 13.4801 | 13.626
PSS | EDGE HILL T1 / LIVERPOOL UNIVERSITY T1 / LIVERPOOL UNIVERSITY T2 / LIVERPOOL UNIVERSITY T3 | 14.7931 | 16.6496 | 16.8132 | 17.0822 | 17.2379 | 17.5131 | 17.7376 | 18.053 | 18.1642 | 18.5461 | 18.7132 | 19.0813 | 19.4068 | 19.6851 | 20.0086 | 20.3751 | 20.9682 | 21.4683 | 22.0454 | 22.5924 | 23.1327 | 23.7306 | 24.4629 | 25.0343 | 25.3928 | 25.7487 | 26.1107 | 26.4693 | 26.7865 | 27.4233 | 14.7931 | 16.2189 | 16.023 | 15.9334 | 15.731 | 15.6709 | 15.6949 | 15.9694 | 16.0363 | 16.2792 | 16.4882 | 17.0998 | 17.7503 | 18.4018 | 19.2131 | 20.0064 | 20.8944 | 21.4977 | 22.0827 | 22.3355 | 22.5334 | 22.7092 | 22.9265 | 22.98 | 22.5774 | 22.4372 | 22.4135 | 22.3911 | 22.1894 | 22.3603 | 14.7931 | 16.5061 | 16.5646 | 16.7795 | 16.8513 | 16.9866 | 17.1409 | 17.4304 | 17.4562 | 17.5726 | 17.6328 | 18.0608 | 18.5235 | 18.8656 | 19.3043 | 19.6794 | 20.3958 | 20.9705 | 21.564 | 21.8606 | 22.187 | 22.3867 | 22.626 | 22.7143 | 22.6511 | 22.6988 | 22.7165 | 22.7708 | 22.7867 | 23.0769 | 14.7931 | 16.0242 | 15.7777 | 15.7183 | 15.6471 | 15.7062 | 15.7612 | 15.9943 | 15.9991 | 16.2684 | 16.4168 | 16.9245 | 17.502 | 18.0316 | 18.6378 | 18.9767 | 19.4635 | 19.7726 | 19.9175 | 19.6689 | 19.4055 | 19.1718 | 19.0455 | 18.8954 | 18.5618 | 18.2516 | 18.0099 | 17.8315 | 17.5695 | 17.5166 | 14.7931 | 16.3992 | 16.2675 | 16.3404 | 16.3268 | 16.5048 | 16.7129 | 17.1192 | 17.3534 | 17.838 | 18.2384 | 18.9509 | 19.5784 | 20.2146 | 21.0033 | 21.7257 | 22.6611 | 23.4328 | 24.0103 | 24.3141 | 24.5803 | 24.748 | 25.0187 | 25.103 | 24.335 | 23.8945 | 23.7606 | 23.6353 | 23.387 | 23.4589
PSS | EDGE LA (TAPLEY PLACE) T1 / LISTER DV B T3 / MILL LA (WAVERTREE) T1 / PLESSEY (EDGE LA) T1 / STONEYCROFT T1 | 19.9322 | 21.4302 | 21.3448 | 21.3413 | 21.3168 | 21.2626 | 21.2259 | 21.2738 | 21.1289 | 21.3825 | 21.5183 | 21.942 | 22.3171 | 22.7376 | 23.2766 | 23.8518 | 24.7052 | 25.5451 | 26.5901 | 27.5633 | 28.557 | 29.5944 | 30.7936 | 31.6396 | 32.1569 | 32.5729 | 32.8834 | 33.0853 | 33.1239 | 33.6025 | 19.9322 | 18.5151 | 17.8484 | 17.3747 | 16.9617 | 16.6928 | 16.4518 | 16.4425 | 16.2726 | 16.4323 | 16.5177 | 16.844 | 17.2013 | 17.4764 | 17.7905 | 18.069 | 18.3804 | 18.509 | 18.5954 | 18.4649 | 18.3277 | 18.1962 | 18.2685 | 18.1386 | 17.629 | 17.2781 | 17.0658 | 16.865 | 16.5758 | 16.589 | 19.9322 | 19.8533 | 19.5218 | 19.3622 | 19.2694 | 19.2869 | 19.2946 | 19.4889 | 19.5586 | 19.721 | 19.848 | 20.3337 | 20.8577 | 21.4144 | 21.9495 | 22.5082 | 23.3118 | 23.9374 | 24.4457 | 24.6198 | 24.7913 | 24.8043 | 24.9645 | 24.9459 | 24.7743 | 24.819 | 24.7831 | 24.8049 | 24.8181 | 25.1359 | 19.9322 | 17.4968 | 16.7247 | 16.1644 | 15.6996 | 15.3465 | 15.1455 | 15.1443 | 15.1229 | 15.4567 | 15.869 | 16.6172 | 17.4924 | 18.4996 | 19.3678 | 20.1573 | 20.931 | 21.4069 | 21.6278 | 21.3529 | 20.9979 | 20.5973 | 20.1541 | 19.5176 | 18.6446 | 17.7431 | 16.8816 | 16.0784 | 15.1587 | 14.459 | 19.9322 | 19.2707 | 18.7226 | 18.4325 | 18.3428 | 18.4304 | 18.5059 | 18.7647 | 18.9315 | 19.4248 | 19.7794 | 20.3205 | 20.7862 | 21.2803 | 21.8283 | 22.35 | 23.0092 | 23.5291 | 23.7925 | 23.8151 | 23.8278 | 23.7542 | 23.9217 | 23.9245 | 23.106 | 22.6166 | 22.4088 | 22.2468 | 22.0208 | 22.1085
PSS | EGA ELECTRIC T1 | 3.6944 | 3.9251 | 3.9853 | 4.0455 | 4.1152 | 4.2079 | 4.3085 | 4.4543 | 4.5653 | 4.7268 | 4.8561 | 5.0472 | 5.2349 | 5.415 | 5.6243 | 5.8626 | 6.1857 | 6.4918 | 6.8228 | 7.1472 | 7.4415 | 7.7537 | 8.0698 | 8.3322 | 8.5224 | 8.6499 | 8.7929 | 8.9402 | 9.0941 | 9.3165 | 3.6944 | 3.7661 | 3.7858 | 3.8415 | 3.9204 | 4.0715 | 4.2555 | 4.5513 | 4.8115 | 5.1486 | 5.4854 | 5.9256 | 6.4222 | 6.8612 | 7.2726 | 7.5731 | 7.9452 | 8.1989 | 8.4658 | 8.5363 | 8.6059 | 8.7227 | 8.8602 | 8.962 | 8.7229 | 8.5708 | 8.5865 | 8.5815 | 8.5574 | 8.6239 | 3.6944 | 3.8637 | 3.8993 | 3.9848 | 4.0656 | 4.1541 | 4.2597 | 4.4341 | 4.5798 | 4.7324 | 4.9057 | 5.1568 | 5.4542 | 5.7224 | 6.0141 | 6.2785 | 6.6184 | 6.9337 | 7.2144 | 7.4094 | 7.5779 | 7.7269 | 7.8433 | 7.894 | 7.8961 | 7.9185 | 7.9408 | 7.9696 | 7.9943 | 8.0773 | 3.6944 | 3.7168 | 3.7056 | 3.747 | 3.8314 | 3.9999 | 4.1672 | 4.4252 | 4.6578 | 4.9929 | 5.3107 | 5.7069 | 6.1013 | 6.4295 | 6.7202 | 6.9105 | 7.1207 | 7.2471 | 7.3113 | 7.2471 | 7.1721 | 7.1301 | 7.1148 | 7.062 | 6.9383 | 6.7876 | 6.6689 | 6.5498 | 6.4027 | 6.2866 | 3.6944 | 3.8235 | 3.8242 | 3.9032 | 4.0563 | 4.2819 | 4.5311 | 4.8528 | 5.1635 | 5.5915 | 5.9874 | 6.3989 | 6.835 | 7.2523 | 7.6688 | 8.0359 | 8.4782 | 8.9096 | 9.2573 | 9.437 | 9.5876 | 9.7511 | 9.9197 | 10.0364 | 9.6682 | 9.4999 | 9.5284 | 9.5373 | 9.5176 | 9.5699
PSS | EGERTON T1 / ROCK FERRY T1 / SHELL TRANMERE T1 | 13.952 | 15.5567 | 15.7502 | 16.0614 | 16.3355 | 16.5325 | 16.7624 | 17.0721 | 17.2169 | 17.6263 | 17.8293 | 18.2738 | 18.7229 | 19.1377 | 19.6376 | 20.0895 | 20.8321 | 21.5247 | 22.3195 | 23.1173 | 23.9082 | 24.7024 | 25.6251 | 26.308 | 26.7499 | 27.1354 | 27.4488 | 27.7267 | 27.9259 | 28.4098 | 13.952 | 14.9311 | 14.8234 | 14.8513 | 14.8933 | 15.0439 | 15.2534 | 15.7348 | 16.0781 | 16.6881 | 17.2712 | 18.2069 | 19.2077 | 20.1402 | 21.1785 | 21.9054 | 22.8702 | 23.5044 | 24.086 | 24.3359 | 24.5459 | 24.7021 | 24.9229 | 24.9562 | 24.6515 | 24.4892 | 24.4763 | 24.4484 | 24.2658 | 24.401 | 13.952 | 15.2165 | 15.2897 | 15.4884 | 15.6243 | 15.7962 | 15.9976 | 16.3948 | 16.6144 | 16.927 | 17.2295 | 17.8509 | 18.5494 | 19.185 | 19.9066 | 20.5245 | 21.4258 | 22.1764 | 22.8582 | 23.2213 | 23.5613 | 23.7804 | 24.014 | 24.0396 | 23.9431 | 23.9516 | 23.9096 | 23.8963 | 23.8383 | 24.0239 | 13.952 | 14.6363 | 14.4792 | 14.4797 | 14.5866 | 14.8029 | 15.0522 | 15.5168 | 15.8629 | 16.5563 | 17.184 | 18.1484 | 19.2355 | 20.2301 | 21.2129 | 21.8559 | 22.5826 | 23.0865 | 23.3668 | 23.1727 | 22.9462 | 22.6782 | 22.4392 | 22.1356 | 21.6396 | 21.1745 | 20.7333 | 20.3325 | 19.7642 | 19.406 | 13.952 | 15.1108 | 15.0415 | 15.1596 | 15.3603 | 15.6672 | 16.0216 | 16.576 | 16.9848 | 17.6842 | 18.2778 | 19.0905 | 19.8733 | 20.6393 | 21.5325 | 22.2644 | 23.2416 | 24.0735 | 24.737 | 25.1223 | 25.4764 | 25.7334 | 26.0897 | 26.2661 | 25.7624 | 25.5101 | 25.4938 | 25.4893 | 25.3563 | 25.5179
PSS | EGREMONT T1 / LISCARD T1 / POULTON T1 / STONE MANGANESE T1 | 16.1004 | 16.2102 | 16.2791 | 16.4456 | 16.5419 | 16.5726 | 16.6322 | 16.7827 | 16.7583 | 16.9966 | 17.088 | 17.398 | 17.6713 | 17.9422 | 18.2883 | 18.5906 | 19.0974 | 19.5168 | 20.0281 | 20.5111 | 20.9925 | 21.4469 | 22.0023 | 22.3389 | 22.5178 | 22.7093 | 22.7724 | 22.8243 | 22.7967 | 23.0678 | 16.1004 | 15.2367 | 14.932 | 14.7948 | 14.5987 | 14.5578 | 14.565 | 14.8157 | 14.8943 | 15.2206 | 15.5217 | 16.1301 | 16.7752 | 17.3492 | 18.0026 | 18.5351 | 19.1656 | 19.5211 | 19.8631 | 19.9453 | 19.9699 | 19.9207 | 19.8973 | 19.7431 | 19.4935 | 19.3363 | 19.1906 | 19.0421 | 18.7925 | 18.7573 | 16.1004 | 15.6711 | 15.505 | 15.4744 | 15.3819 | 15.3929 | 15.4155 | 15.5882 | 15.5905 | 15.733 | 15.8188 | 16.1272 | 16.463 | 16.7658 | 17.1437 | 17.5074 | 17.9613 | 18.276 | 18.5974 | 18.7107 | 18.8503 | 18.9141 | 18.9939 | 18.9008 | 18.74 | 18.6277 | 18.4319 | 18.2556 | 18.0187 | 17.9936 | 16.1004 | 14.7571 | 14.3604 | 14.1442 | 13.9756 | 13.9954 | 14.004 | 14.2146 | 14.2823 | 14.668 | 15.0134 | 15.5702 | 16.1608 | 16.6818 | 17.229 | 17.5546 | 17.9138 | 18.0937 | 18.0946 | 17.7613 | 17.4099 | 16.9963 | 16.6344 | 16.2236 | 15.7631 | 15.3748 | 14.9725 | 14.5984 | 14.13 | 13.801 | 16.1004 | 15.4461 | 15.2011 | 15.111 | 15.0287 | 15.0534 | 15.1245 | 15.3535 | 15.3886 | 15.6509 | 15.8152 | 16.1894 | 16.5744 | 16.9153 | 17.3552 | 17.7699 | 18.2797 | 18.6306 | 18.9853 | 19.1223 | 19.2558 | 19.3203 | 19.4206 | 19.3959 | 19.2095 | 19.1198 | 19.0125 | 18.9207 | 18.7371 | 18.7732
PSS | ELLESMERE T1 / MMB ELLESMERE T1 | 8.7959 | 7.6583 | 7.7242 | 7.8629 | 7.9602 | 8.0652 | 8.1834 | 8.3787 | 8.5185 | 8.7692 | 8.9617 | 9.2868 | 9.6157 | 9.9622 | 10.3563 | 10.8284 | 11.4212 | 12.0203 | 12.6886 | 13.3584 | 13.97 | 14.5777 | 15.2105 | 15.7037 | 16.0686 | 16.3196 | 16.5124 | 16.7005 | 16.8274 | 17.0969 | 8.7959 | 7.4 | 7.5217 | 7.7664 | 8.0347 | 8.3354 | 8.7119 | 9.2567 | 9.7646 | 10.3814 | 11.0349 | 11.89 | 12.8802 | 13.7984 | 14.5842 | 15.1729 | 15.8861 | 16.3603 | 17.1221 | 17.5553 | 17.8099 | 18.2016 | 18.7435 | 19.1812 | 20.1008 | 19.8266 | 19.9392 | 20.1059 | 20.2893 | 20.5907 | 8.7959 | 7.5578 | 7.5676 | 7.647 | 7.7105 | 7.8336 | 8.0276 | 8.3542 | 8.6491 | 9.004 | 9.3355 | 9.8124 | 10.3505 | 10.8651 | 11.4347 | 11.9194 | 12.5754 | 13.1123 | 13.6055 | 13.8777 | 14.1007 | 14.3334 | 14.5343 | 14.5962 | 14.5752 | 14.4997 | 14.4198 | 14.34 | 14.2316 | 14.2248 | 8.7959 | 7.2871 | 7.2618 | 7.382 | 7.586 | 7.9366 | 8.38 | 9.0392 | 9.7137 | 10.5815 | 11.4754 | 12.5647 | 13.7021 | 14.7871 | 15.6855 | 16.2795 | 17.0173 | 17.6116 | 18.0948 | 18.1546 | 18.2007 | 18.3195 | 18.4473 | 18.465 | 18.2489 | 17.9425 | 17.6698 | 17.3698 | 16.9886 | 16.6739 | 8.7959 | 7.5179 | 7.509 | 7.6198 | 7.8575 | 8.2134 | 8.6504 | 9.1838 | 9.6831 | 10.3747 | 10.9762 | 11.6239 | 12.3815 | 13.103 | 13.8013 | 14.4215 | 15.1434 | 15.7763 | 16.5838 | 17.1336 | 17.5021 | 17.9122 | 18.3455 | 18.6588 | 19.0652 | 18.7576 | 18.7936 | 18.8624 | 18.8702 | 18.977
PSS | ELTON T1 | 2.6683 | 2.6685 | 2.7421 | 2.8321 | 2.9328 | 3.0583 | 3.1939 | 3.3737 | 3.5427 | 3.7448 | 3.8878 | 4.0854 | 4.3125 | 4.5473 | 4.819 | 5.1243 | 5.5384 | 5.9939 | 6.494 | 7.0048 | 7.5018 | 8.0495 | 8.5649 | 9.0116 | 9.3374 | 9.5575 | 9.7709 | 9.9526 | 10.0545 | 10.2319 | 2.6683 | 2.6246 | 2.6837 | 2.802 | 2.9426 | 3.1678 | 3.4236 | 3.756 | 4.1116 | 4.5195 | 4.9309 | 5.4556 | 6.0422 | 6.5951 | 7.0951 | 7.4445 | 7.9101 | 8.2031 | 8.4401 | 8.5482 | 8.6457 | 8.8201 | 9.0309 | 9.2074 | 8.9805 | 8.8555 | 8.923 | 8.9824 | 9.0051 | 9.1212 | 2.6683 | 2.6869 | 2.7985 | 2.9533 | 3.0985 | 3.2429 | 3.427 | 3.6809 | 3.9507 | 4.1739 | 4.418 | 4.8095 | 5.2618 | 5.7387 | 6.1826 | 6.5751 | 7.1332 | 7.6322 | 8.0418 | 8.2822 | 8.4837 | 8.6379 | 8.7787 | 8.8482 | 8.8634 | 8.9058 | 8.9799 | 9.0667 | 9.141 | 9.2928 | 2.6683 | 2.6291 | 2.6934 | 2.8349 | 3.0113 | 3.2589 | 3.5024 | 3.8323 | 4.199 | 4.6783 | 5.1864 | 5.8484 | 6.5932 | 7.3364 | 7.9869 | 8.5345 | 9.0592 | 9.4549 | 9.7169 | 9.7355 | 9.7322 | 9.7118 | 9.6748 | 9.5707 | 9.3241 | 9.0545 | 8.8023 | 8.5841 | 8.2901 | 8.0704 | 2.6683 | 2.661 | 2.7083 | 2.8561 | 3.0873 | 3.4102 | 3.7749 | 4.1928 | 4.6622 | 5.2316 | 5.7566 | 6.3237 | 6.9025 | 7.513 | 8.0907 | 8.5827 | 9.211 | 9.7567 | 10.0909 | 10.315 | 10.4957 | 10.6841 | 10.9029 | 11.0869 | 10.6512 | 10.4252 | 10.4739 | 10.5369 | 10.5558 | 10.66
PSS | ENGINEER PK T1 / PILKINGTONS QUEENSFERRY T1 / QUEENSFERRY T1 | 13.6516 | 14.9768 | 15.1287 | 15.3662 | 15.5506 | 15.7043 | 15.8402 | 16.0496 | 16.0942 | 16.3905 | 16.4785 | 16.7928 | 17.0715 | 17.3151 | 17.6573 | 17.9583 | 18.4289 | 18.8069 | 19.277 | 19.7266 | 20.15 | 20.5723 | 21.0989 | 21.4317 | 21.6045 | 21.8269 | 21.8857 | 21.9313 | 21.9343 | 22.2019 | 13.6516 | 14.7829 | 14.713 | 14.7417 | 14.7059 | 14.8256 | 15.0425 | 15.5574 | 15.8755 | 16.3905 | 16.8861 | 17.7246 | 18.7612 | 19.6958 | 20.6632 | 21.5288 | 22.5111 | 23.1662 | 23.8359 | 24.1363 | 24.3295 | 24.539 | 24.8309 | 24.9745 | 25.1295 | 24.7361 | 24.6542 | 24.5706 | 24.3963 | 24.4671 | 13.6516 | 14.8938 | 14.8773 | 14.9695 | 14.956 | 14.9948 | 15.0509 | 15.2826 | 15.3191 | 15.4762 | 15.5884 | 15.9311 | 16.3372 | 16.6134 | 17.06 | 17.4648 | 17.9722 | 18.3316 | 18.7102 | 18.8508 | 19.0048 | 19.1213 | 19.2753 | 19.2013 | 19.0281 | 18.9102 | 18.6999 | 18.4897 | 18.2372 | 18.177 | 13.6516 | 14.5651 | 14.3638 | 14.3363 | 14.3402 | 14.5152 | 14.7021 | 15.0774 | 15.2674 | 15.7459 | 16.1391 | 16.8422 | 17.5913 | 18.2541 | 18.9541 | 19.4052 | 19.8709 | 20.122 | 20.1919 | 19.8588 | 19.478 | 19.0742 | 18.7664 | 18.3968 | 17.9907 | 17.681 | 17.3705 | 17.0755 | 16.6648 | 16.4405 | 13.6516 | 14.8402 | 14.7886 | 14.8552 | 14.9164 | 15.0822 | 15.3277 | 15.7746 | 16.0325 | 16.5118 | 16.9177 | 17.5426 | 18.3222 | 18.9905 | 19.7507 | 20.4616 | 21.2969 | 21.9394 | 22.5783 | 22.9112 | 23.1529 | 23.3983 | 23.6706 | 23.776 | 23.922 | 23.6411 | 23.5443 | 23.446 | 23.2577 | 23.2886
PSS | ESTUARY COMMERCE PK T1 / LEEWARD DR T1 / LEEWARD DR T2 / SPEKE HALL RD T1 / SPEKE SKY PK T1 | 8.5352 | 8.2876 | 8.3756 | 8.5172 | 8.6004 | 8.6843 | 8.7548 | 8.8675 | 8.8665 | 9.0205 | 9.0265 | 9.1567 | 9.2607 | 9.3469 | 9.4557 | 9.5568 | 9.754 | 9.9032 | 10.0811 | 10.2694 | 10.4701 | 10.6656 | 10.9081 | 11.0516 | 11.1311 | 11.2394 | 11.2668 | 11.2747 | 11.2292 | 11.3394 | 8.5352 | 8.2838 | 8.2007 | 8.1835 | 8.0872 | 8.055 | 8.0664 | 8.1958 | 8.2243 | 8.3628 | 8.4718 | 8.7887 | 9.1542 | 9.5186 | 9.9618 | 10.4016 | 10.8506 | 11.1482 | 11.4338 | 11.563 | 11.6303 | 11.6453 | 11.6629 | 11.6021 | 11.4768 | 11.4588 | 11.4013 | 11.3638 | 11.2408 | 11.2672 | 8.5352 | 8.2907 | 8.2794 | 8.3327 | 8.2879 | 8.302 | 8.3127 | 8.411 | 8.3705 | 8.4053 | 8.3948 | 8.5198 | 8.6742 | 8.7628 | 8.9483 | 9.0937 | 9.311 | 9.461 | 9.6101 | 9.6369 | 9.6769 | 9.6975 | 9.7349 | 9.6815 | 9.5899 | 9.5034 | 9.3937 | 9.2787 | 9.1256 | 9.0994 | 8.5352 | 8.1875 | 8.0589 | 8.0176 | 7.9856 | 8.0209 | 8.0416 | 8.1553 | 8.1469 | 8.2984 | 8.3867 | 8.6688 | 9.007 | 9.3391 | 9.7185 | 9.9525 | 10.232 | 10.3917 | 10.4357 | 10.2572 | 10.0718 | 9.8331 | 9.6374 | 9.432 | 9.2104 | 9.0687 | 8.8996 | 8.7743 | 8.5669 | 8.4882 | 8.5352 | 8.29 | 8.2442 | 8.2657 | 8.217 | 8.2257 | 8.2601 | 8.3854 | 8.3886 | 8.4919 | 8.5427 | 8.7546 | 9.0038 | 9.2182 | 9.5247 | 9.8111 | 10.1419 | 10.3633 | 10.5827 | 10.6571 | 10.7139 | 10.7362 | 10.7731 | 10.7384 | 10.6408 | 10.6069 | 10.5399 | 10.4847 | 10.3646 | 10.3877
PSS | EVERTON BROW T1 / GARDNERS ROW T1 / SHEIL PK T1 | 9.9948 | 10.2929 | 10.218 | 10.1773 | 10.1513 | 10.0368 | 9.9517 | 9.8986 | 9.7628 | 9.8086 | 9.822 | 9.9837 | 10.1236 | 10.2862 | 10.5333 | 10.7372 | 11.056 | 11.3432 | 11.7376 | 12.0895 | 12.4618 | 12.8183 | 13.2437 | 13.4914 | 13.632 | 13.7643 | 13.7978 | 13.7813 | 13.6838 | 13.7999 | 9.9948 | 8.785 | 8.4567 | 8.2168 | 8.0115 | 7.8823 | 7.759 | 7.7194 | 7.6259 | 7.7086 | 7.7769 | 7.9481 | 8.1214 | 8.2411 | 8.4 | 8.452 | 8.5666 | 8.5771 | 8.5503 | 8.4465 | 8.3232 | 8.1764 | 8.107 | 7.9506 | 7.775 | 7.6004 | 7.4459 | 7.2704 | 7.0985 | 7.0062 | 9.9948 | 9.4441 | 9.2135 | 9.0328 | 8.9237 | 8.8453 | 8.7835 | 8.7854 | 8.756 | 8.7892 | 8.8092 | 8.9551 | 9.1111 | 9.3 | 9.5209 | 9.7729 | 10.0512 | 10.2373 | 10.3741 | 10.4157 | 10.43 | 10.4009 | 10.428 | 10.359 | 10.2349 | 10.1939 | 10.0768 | 9.959 | 9.8404 | 9.8324 | 9.9948 | 8.213 | 7.8005 | 7.4881 | 7.2181 | 7.0201 | 6.884 | 6.8426 | 6.8103 | 6.9418 | 7.1243 | 7.4409 | 7.7973 | 8.1696 | 8.5209 | 8.8089 | 9.0583 | 9.2032 | 9.2214 | 9.0549 | 8.8577 | 8.5946 | 8.3222 | 7.9612 | 7.5474 | 7.1539 | 6.737 | 6.3321 | 5.8673 | 5.4812 | 9.9948 | 9.1163 | 8.8363 | 8.6275 | 8.5158 | 8.4443 | 8.3973 | 8.4061 | 8.3609 | 8.4413 | 8.474 | 8.5898 | 8.7069 | 8.8134 | 8.9586 | 9.0944 | 9.2737 | 9.3756 | 9.4463 | 9.4382 | 9.411 | 9.3619 | 9.3846 | 9.3491 | 9.2469 | 9.2013 | 9.1221 | 9.0451 | 8.9635 | 8.9841
PSS | EXPRESS FOODS T1 | 1.8347 | 1.2759 | 1.286 | 1.2994 | 1.3234 | 1.3502 | 1.3805 | 1.4153 | 1.4431 | 1.4901 | 1.5232 | 1.5776 | 1.6296 | 1.6823 | 1.7392 | 1.8127 | 1.9072 | 2.0003 | 2.0919 | 2.1889 | 2.2749 | 2.3691 | 2.4746 | 2.5662 | 2.6256 | 2.6758 | 2.7455 | 2.8144 | 2.8886 | 2.9809 | 1.8347 | 1.2066 | 1.2108 | 1.2301 | 1.2539 | 1.28 | 1.3111 | 1.3796 | 1.4274 | 1.4894 | 1.5487 | 1.6425 | 1.7538 | 1.8597 | 1.9604 | 2.0295 | 2.1208 | 2.1818 | 2.2622 | 2.2973 | 2.3258 | 2.3665 | 2.4184 | 2.4581 | 2.4605 | 2.4331 | 2.4458 | 2.4659 | 2.4725 | 2.5139 | 1.8347 | 1.2449 | 1.2615 | 1.2982 | 1.3271 | 1.3486 | 1.3801 | 1.4294 | 1.4689 | 1.5018 | 1.5436 | 1.6186 | 1.6895 | 1.7683 | 1.8452 | 1.9145 | 2.0378 | 2.1391 | 2.2387 | 2.3098 | 2.3615 | 2.4147 | 2.4567 | 2.4972 | 2.5001 | 2.5121 | 2.5356 | 2.5536 | 2.5799 | 2.6243 | 1.8347 | 1.1898 | 1.1893 | 1.2068 | 1.2256 | 1.2584 | 1.3063 | 1.3733 | 1.4405 | 1.5256 | 1.604 | 1.7086 | 1.8172 | 1.9237 | 2.0059 | 2.0501 | 2.123 | 2.1866 | 2.2422 | 2.2495 | 2.2666 | 2.2961 | 2.3343 | 2.3635 | 2.3495 | 2.3124 | 2.2929 | 2.2749 | 2.2432 | 2.2282 | 1.8347 | 1.2301 | 1.2243 | 1.2476 | 1.2832 | 1.3384 | 1.3973 | 1.4816 | 1.5607 | 1.6646 | 1.7637 | 1.8764 | 1.9846 | 2.0996 | 2.2198 | 2.3113 | 2.4369 | 2.5513 | 2.6463 | 2.7168 | 2.7669 | 2.8103 | 2.8629 | 2.9037 | 2.8017 | 2.7295 | 2.7261 | 2.7294 | 2.7198 | 2.7354
PSS | FAIRBOURNE T1 | 2.138 | 2.6159 | 2.7021 | 2.8243 | 2.9586 | 3.1045 | 3.2806 | 3.4928 | 3.7 | 3.9346 | 4.1239 | 4.3654 | 4.6075 | 4.9058 | 5.2085 | 5.5822 | 6.1014 | 6.6574 | 7.3006 | 7.9133 | 8.535 | 9.1806 | 9.7848 | 10.2723 | 10.6196 | 10.7857 | 10.9144 | 11.037 | 11.0022 | 11.0743 | 2.138 | 2.579 | 2.6788 | 2.8492 | 3.1048 | 3.3223 | 3.5998 | 3.9592 | 4.3198 | 4.7578 | 5.1736 | 5.6532 | 6.1434 | 6.6028 | 6.9238 | 7.1106 | 7.3902 | 7.5743 | 7.8068 | 7.9097 | 8.034 | 8.1801 | 8.4109 | 8.5631 | 8.632 | 8.6037 | 8.7021 | 8.8211 | 8.9017 | 9.0866 | 2.138 | 2.6342 | 2.7504 | 2.9312 | 3.1279 | 3.3055 | 3.5805 | 3.9313 | 4.3239 | 4.7086 | 5.0964 | 5.5546 | 6.0579 | 6.5592 | 6.9544 | 7.2797 | 7.7481 | 8.1124 | 8.4146 | 8.5501 | 8.6645 | 8.7345 | 8.8062 | 8.8493 | 8.8258 | 8.8466 | 8.8919 | 8.974 | 9.0367 | 9.1884 | 2.138 | 2.5964 | 2.7027 | 2.8796 | 3.1814 | 3.4672 | 3.8499 | 4.3457 | 4.9169 | 5.6624 | 6.4043 | 7.2335 | 8.1281 | 9.0748 | 9.7959 | 10.3702 | 11.0378 | 11.5545 | 11.9426 | 11.9772 | 12.0153 | 12.0165 | 11.9426 | 11.7951 | 11.4559 | 11.0408 | 10.6755 | 10.3303 | 9.9161 | 9.6009 | 2.138 | 2.6409 | 2.6872 | 2.8455 | 3.1547 | 3.4855 | 3.8912 | 4.3402 | 4.8123 | 5.4404 | 5.9596 | 6.4395 | 6.8844 | 7.3638 | 7.7332 | 8.0216 | 8.4212 | 8.7868 | 9.0701 | 9.2475 | 9.4019 | 9.5076 | 9.7029 | 9.8438 | 9.5311 | 9.3203 | 9.3504 | 9.4156 | 9.4288 | 9.538
PSS | FAZAKERLEY HOSPITAL T1 / JACOBS T1 / JACOBS T2 / SEEDS LA T1 | 13.8367 | 14.1631 | 14.1844 | 14.2667 | 14.3168 | 14.3417 | 14.3954 | 14.5169 | 14.5081 | 14.7336 | 14.852 | 15.1751 | 15.4731 | 15.7931 | 16.1946 | 16.6117 | 17.2235 | 17.7944 | 18.4819 | 19.1804 | 19.8676 | 20.557 | 21.3179 | 21.8731 | 22.2249 | 22.5334 | 22.6816 | 22.8154 | 22.8261 | 23.0872 | 13.8367 | 12.8507 | 12.5398 | 12.3835 | 12.2206 | 12.1932 | 12.2016 | 12.3954 | 12.4946 | 12.831 | 13.1539 | 13.733 | 14.3317 | 14.875 | 15.4537 | 15.9117 | 16.4226 | 16.6934 | 16.9305 | 16.9731 | 16.9604 | 16.9004 | 16.9306 | 16.8408 | 16.5694 | 16.3919 | 16.273 | 16.1398 | 15.9342 | 15.9134 | 13.8367 | 13.4294 | 13.2568 | 13.2388 | 13.185 | 13.2308 | 13.2741 | 13.4739 | 13.5767 | 13.7472 | 13.8836 | 14.2981 | 14.7607 | 15.2091 | 15.7417 | 16.2488 | 16.8942 | 17.3827 | 17.8251 | 18.016 | 18.1872 | 18.2597 | 18.3676 | 18.3168 | 18.1777 | 18.1287 | 18.0231 | 17.9358 | 17.8169 | 17.889 | 13.8367 | 12.3332 | 11.9461 | 11.7129 | 11.5707 | 11.5503 | 11.5574 | 11.7606 | 11.9106 | 12.3563 | 12.8276 | 13.5775 | 14.426 | 15.2576 | 16.0426 | 16.6487 | 17.2259 | 17.5736 | 17.7304 | 17.5194 | 17.2356 | 16.8941 | 16.5626 | 16.1132 | 15.5535 | 15.0199 | 14.4674 | 13.9765 | 13.3503 | 12.8799 | 13.8367 | 13.1426 | 12.8756 | 12.7897 | 12.7664 | 12.8711 | 13.0035 | 13.2785 | 13.4537 | 13.834 | 14.1259 | 14.6056 | 15.0685 | 15.516 | 16.0424 | 16.5414 | 17.1298 | 17.5797 | 17.9493 | 18.1233 | 18.2684 | 18.3411 | 18.5124 | 18.5761 | 18.2738 | 18.1316 | 18.0779 | 18.0295 | 17.9167 | 17.9973
PSS | FERODO T1 | 2.8122 | 3.0418 | 3.0962 | 3.1725 | 3.2684 | 3.3505 | 3.4646 | 3.6025 | 3.723 | 3.8933 | 4.0224 | 4.2194 | 4.4139 | 4.6406 | 4.8654 | 5.1339 | 5.5059 | 5.8891 | 6.3239 | 6.7542 | 7.16 | 7.6012 | 8.0496 | 8.4093 | 8.6889 | 8.864 | 9.0609 | 9.2354 | 9.367 | 9.5755 | 2.8122 | 2.8013 | 2.8913 | 3.0229 | 3.1901 | 3.373 | 3.6058 | 3.9255 | 4.2191 | 4.5738 | 4.9259 | 5.3728 | 5.8936 | 6.3736 | 6.7832 | 7.0379 | 7.4152 | 7.7038 | 8.092 | 8.2397 | 8.3841 | 8.6018 | 8.8881 | 9.1091 | 9.0647 | 8.9256 | 9.0114 | 9.1126 | 9.2055 | 9.3681 | 2.8122 | 2.9448 | 3.0025 | 3.1163 | 3.2269 | 3.3351 | 3.4946 | 3.7143 | 3.9304 | 4.1445 | 4.3737 | 4.6973 | 5.0617 | 5.4351 | 5.7675 | 6.0729 | 6.5252 | 6.9082 | 7.2555 | 7.4779 | 7.6536 | 7.8068 | 7.9551 | 8.0511 | 8.0793 | 8.1232 | 8.1874 | 8.2579 | 8.323 | 8.4512 | 2.8122 | 2.757 | 2.7707 | 2.8824 | 3.0251 | 3.2129 | 3.4471 | 3.7729 | 4.1167 | 4.5671 | 5.0357 | 5.5878 | 6.1975 | 6.7955 | 7.2795 | 7.673 | 8.0929 | 8.4211 | 8.6952 | 8.7537 | 8.8074 | 8.8855 | 8.9617 | 8.9783 | 8.8238 | 8.6124 | 8.4248 | 8.249 | 8.0377 | 7.8605 | 2.8122 | 2.8927 | 2.9142 | 3.0263 | 3.2214 | 3.4915 | 3.8092 | 4.1798 | 4.562 | 5.0734 | 5.5401 | 6.0128 | 6.5064 | 7.0221 | 7.4852 | 7.8754 | 8.3802 | 8.8655 | 9.3116 | 9.5429 | 9.7187 | 9.8946 | 10.1167 | 10.2663 | 9.873 | 9.6471 | 9.6951 | 9.7504 | 9.7647 | 9.846
PSS | FISONS T1 | 2.7154 | 2.9746 | 2.9956 | 3.0442 | 3.0945 | 3.1508 | 3.2099 | 3.2857 | 3.3392 | 3.3987 | 3.4275 | 3.501 | 3.5636 | 3.6334 | 3.7218 | 3.8052 | 3.9309 | 4.0293 | 4.1392 | 4.2609 | 4.3617 | 4.4661 | 4.5782 | 4.6632 | 4.7167 | 4.7613 | 4.7879 | 4.8258 | 4.8482 | 4.9233 | 2.7154 | 2.9784 | 2.9687 | 3.0001 | 3.044 | 3.12 | 3.1722 | 3.2739 | 3.361 | 3.4909 | 3.6278 | 3.8331 | 4.061 | 4.2681 | 4.4908 | 4.6554 | 4.8546 | 4.9693 | 5.0791 | 5.1117 | 5.1471 | 5.1402 | 5.1544 | 5.1304 | 5.0872 | 5.0721 | 5.0651 | 5.0396 | 4.9938 | 4.9963 | 2.7154 | 3.0093 | 3.0159 | 3.0313 | 3.0729 | 3.0964 | 3.1389 | 3.2216 | 3.2826 | 3.3271 | 3.3581 | 3.4402 | 3.5346 | 3.6112 | 3.7327 | 3.8361 | 3.9758 | 4.0767 | 4.1781 | 4.2409 | 4.3005 | 4.3379 | 4.3791 | 4.3691 | 4.3307 | 4.3107 | 4.2643 | 4.2164 | 4.1683 | 4.1473 | 2.7154 | 2.9501 | 2.918 | 2.9374 | 3.0071 | 3.104 | 3.1591 | 3.2576 | 3.3324 | 3.4693 | 3.5876 | 3.7537 | 3.9376 | 4.0688 | 4.2152 | 4.2829 | 4.3652 | 4.3899 | 4.4007 | 4.3286 | 4.2611 | 4.1764 | 4.1236 | 4.058 | 3.9885 | 3.941 | 3.8912 | 3.832 | 3.7515 | 3.7058 | 2.7154 | 2.7932 | 2.7877 | 2.8051 | 2.8405 | 2.8835 | 2.9373 | 3.0242 | 3.0803 | 3.1669 | 3.2368 | 3.3533 | 3.4814 | 3.5923 | 3.7363 | 3.8671 | 4.0237 | 4.1396 | 4.2638 | 4.3367 | 4.4139 | 4.4592 | 4.5215 | 4.5462 | 4.5347 | 4.5529 | 4.5582 | 4.5555 | 4.5372 | 4.5563
PSS | FLINT T1 / FLINT T2 | 6.8072 | 6.189 | 6.235 | 6.3275 | 6.394 | 6.4403 | 6.4922 | 6.6004 | 6.6705 | 6.8196 | 6.8986 | 7.1024 | 7.2964 | 7.5223 | 7.8089 | 8.1005 | 8.5221 | 8.9588 | 9.453 | 9.971 | 10.5165 | 11.0361 | 11.5583 | 11.9329 | 12.1993 | 12.3906 | 12.434 | 12.4468 | 12.3201 | 12.3244 | 6.8072 | 5.8891 | 5.8331 | 5.8466 | 5.9013 | 6.0476 | 6.1903 | 6.4539 | 6.6914 | 7.0825 | 7.4973 | 8.0379 | 8.6168 | 9.1568 | 9.6862 | 10.0872 | 10.5162 | 10.7539 | 10.949 | 11.0222 | 11.0667 | 11.0573 | 11.0888 | 11.053 | 10.9975 | 10.9769 | 10.967 | 10.9441 | 10.861 | 10.8946 | 6.8072 | 5.9917 | 5.9756 | 5.9856 | 5.9989 | 6.0416 | 6.1233 | 6.3104 | 6.4707 | 6.6682 | 6.8716 | 7.2067 | 7.6164 | 8.0293 | 8.4841 | 8.9246 | 9.3916 | 9.7579 | 10.039 | 10.1407 | 10.2334 | 10.2513 | 10.2858 | 10.2212 | 10.1071 | 10.0327 | 9.927 | 9.83 | 9.6828 | 9.6395 | 6.8072 | 5.6756 | 5.5601 | 5.538 | 5.586 | 5.7415 | 5.9036 | 6.1887 | 6.4816 | 6.9855 | 7.5739 | 8.3214 | 9.1817 | 10.0489 | 10.8715 | 11.5595 | 12.1446 | 12.5473 | 12.7498 | 12.6664 | 12.5256 | 12.2946 | 12.0143 | 11.6381 | 11.2183 | 10.843 | 10.419 | 10.0211 | 9.497 | 9.0728 | 6.8072 | 5.9459 | 5.9078 | 5.9189 | 6.0366 | 6.1865 | 6.3821 | 6.6505 | 6.8675 | 7.2001 | 7.4821 | 7.8391 | 8.238 | 8.618 | 9.024 | 9.411 | 9.8253 | 10.1388 | 10.4138 | 10.5481 | 10.6817 | 10.7643 | 10.8899 | 10.9842 | 10.9967 | 11.0707 | 11.127 | 11.1986 | 11.2037 | 11.3327
PSS | FODENS T1 | 5.0166 | 5.5318 | 5.6004 | 5.7182 | 5.8351 | 5.9002 | 6.0161 | 6.1688 | 6.2909 | 6.4831 | 6.6125 | 6.8332 | 7.0865 | 7.3393 | 7.6335 | 7.9527 | 8.3627 | 8.7408 | 9.182 | 9.607 | 10.0505 | 10.4551 | 10.8859 | 11.1793 | 11.4262 | 11.5954 | 11.6919 | 11.7648 | 11.8033 | 11.9422 | 5.0166 | 5.4381 | 5.4585 | 5.5504 | 5.6766 | 5.8913 | 6.1226 | 6.4881 | 6.8283 | 7.3047 | 7.8435 | 8.5353 | 9.2535 | 9.9226 | 10.5901 | 11.0195 | 11.5707 | 11.8813 | 12.1561 | 12.2862 | 12.3603 | 12.371 | 12.4096 | 12.3855 | 12.3281 | 12.2788 | 12.2454 | 12.1943 | 12.1097 | 12.1005 | 5.0166 | 5.4903 | 5.5351 | 5.6083 | 5.6891 | 5.7688 | 5.8947 | 6.1221 | 6.3313 | 6.5643 | 6.7926 | 7.1763 | 7.6071 | 8.0449 | 8.5481 | 8.9827 | 9.5237 | 9.9579 | 10.3388 | 10.579 | 10.7588 | 10.9056 | 10.9923 | 10.9715 | 10.9009 | 10.8312 | 10.7244 | 10.6252 | 10.5005 | 10.4323 | 5.0166 | 5.3626 | 5.3361 | 5.397 | 5.5316 | 5.7742 | 6.011 | 6.3679 | 6.7382 | 7.2626 | 7.8015 | 8.4876 | 9.2294 | 9.8586 | 10.4598 | 10.8431 | 11.1935 | 11.4058 | 11.4989 | 11.3677 | 11.2183 | 11.0224 | 10.8481 | 10.6129 | 10.3483 | 10.1254 | 9.8618 | 9.6165 | 9.2691 | 8.9904 | 5.0166 | 5.4706 | 5.4978 | 5.5739 | 5.7564 | 5.9447 | 6.1869 | 6.5054 | 6.7651 | 7.1203 | 7.4371 | 7.8521 | 8.2799 | 8.6932 | 9.1477 | 9.5331 | 10.0148 | 10.4041 | 10.7853 | 11.0526 | 11.2829 | 11.4775 | 11.6709 | 11.8217 | 11.8754 | 11.9655 | 12.0318 | 12.1015 | 12.125 | 12.2194
PSS | FORD T1 / OXTON T1 / PRENTON LOCAL T1 / SINGLETON AVE T2 | 19.7923 | 22.8458 | 22.7977 | 22.8393 | 22.8962 | 22.915 | 23.0554 | 23.4464 | 23.7421 | 24.347 | 24.9135 | 25.9391 | 26.9964 | 28.2022 | 29.6191 | 31.2158 | 33.1335 | 35.1056 | 37.2952 | 39.4672 | 41.457 | 43.3783 | 45.2074 | 46.5503 | 47.4976 | 48.1304 | 48.4398 | 48.74 | 48.7988 | 49.2883 | 19.7923 | 19.9765 | 20.0715 | 20.5917 | 21.2838 | 22.78 | 24.7904 | 27.3816 | 30.032 | 32.842 | 35.8307 | 39.2564 | 43.6688 | 47.4883 | 50.2845 | 52.3278 | 54.9073 | 56.6642 | 59.0324 | 60.0631 | 60.5313 | 62.7564 | 65.5331 | 68.4991 | 72.0678 | 68.5558 | 68.2342 | 68.2287 | 68.6665 | 69.0403 | 19.7923 | 21.2817 | 20.9106 | 20.8031 | 20.8495 | 21.04 | 21.3491 | 22.0203 | 22.8488 | 23.7233 | 24.6575 | 26.0722 | 27.7137 | 29.4379 | 31.329 | 33.2118 | 35.1578 | 36.7895 | 38.1286 | 39.0276 | 39.6978 | 40.4409 | 41.0493 | 41.1952 | 41.092 | 40.8691 | 40.6187 | 40.287 | 39.9169 | 39.7425 | 19.7923 | 19.0382 | 18.7017 | 18.7734 | 19.2215 | 20.2501 | 21.5159 | 23.3814 | 25.3565 | 27.8815 | 30.6205 | 33.8196 | 37.1468 | 40.0779 | 42.5106 | 44.8192 | 46.4252 | 47.4513 | 48.0295 | 47.5246 | 46.9333 | 46.492 | 45.9643 | 45.1049 | 43.7253 | 42.2673 | 40.8309 | 39.3841 | 37.6266 | 35.9281 | 19.7923 | 20.6001 | 20.359 | 20.6446 | 21.6438 | 23.2303 | 25.2902 | 27.5959 | 30.1686 | 33.4491 | 36.6646 | 39.7275 | 43.8011 | 47.6028 | 50.8149 | 53.7582 | 57.134 | 60.2725 | 63.2317 | 65.2646 | 66.3891 | 68.5333 | 70.4697 | 72.3433 | 75.5262 | 73.0671 | 73.0335 | 73.0612 | 73.0599 | 73.108
PSS | FORDEN T1 | 3.6139 | 3.8748 | 3.8907 | 3.9276 | 3.967 | 4.0395 | 4.1126 | 4.2319 | 4.3298 | 4.4782 | 4.6168 | 4.814 | 5.0155 | 5.2365 | 5.4661 | 5.7546 | 6.1171 | 6.4819 | 6.8726 | 7.2639 | 7.6044 | 7.972 | 8.3576 | 8.6898 | 8.9328 | 9.1001 | 9.2945 | 9.5013 | 9.6934 | 9.9679 | 3.6139 | 3.5378 | 3.5915 | 3.6882 | 3.8244 | 3.9676 | 4.1405 | 4.3909 | 4.6285 | 4.9301 | 5.2421 | 5.6661 | 6.1044 | 6.518 | 6.8727 | 7.1088 | 7.4349 | 7.6274 | 8.002 | 8.1816 | 8.2941 | 8.4644 | 8.699 | 8.8851 | 9.0714 | 8.998 | 9.0805 | 9.173 | 9.2919 | 9.4678 | 3.6139 | 3.7112 | 3.7272 | 3.7817 | 3.8444 | 3.9363 | 4.0499 | 4.2602 | 4.4458 | 4.6365 | 4.8371 | 5.11 | 5.4192 | 5.7421 | 6.0403 | 6.3145 | 6.7164 | 7.0857 | 7.4098 | 7.6491 | 7.8339 | 8.0038 | 8.1684 | 8.2601 | 8.2841 | 8.3102 | 8.3456 | 8.3853 | 8.4165 | 8.5078 | 3.6139 | 3.4583 | 3.4435 | 3.4821 | 3.581 | 3.7615 | 3.9812 | 4.3206 | 4.6773 | 5.1368 | 5.5874 | 6.1177 | 6.6773 | 7.17 | 7.5665 | 7.7833 | 8.1128 | 8.4153 | 8.6857 | 8.7727 | 8.8662 | 9.0287 | 9.2126 | 9.3572 | 9.3165 | 9.1583 | 9.0611 | 8.9558 | 8.8181 | 8.6879 | 3.6139 | 3.6445 | 3.6177 | 3.6602 | 3.7911 | 4.0066 | 4.2401 | 4.5428 | 4.8358 | 5.2426 | 5.6062 | 5.9792 | 6.3436 | 6.7306 | 7.0886 | 7.4093 | 7.7992 | 8.1691 | 8.6019 | 8.8803 | 9.081 | 9.2638 | 9.4874 | 9.6355 | 9.4164 | 9.2415 | 9.2789 | 9.3202 | 9.3347 | 9.4027
PSS | FOUR CROSSES T1 | 2.3828 | 2.305 | 2.3281 | 2.3761 | 2.396 | 2.446 | 2.4995 | 2.5605 | 2.6102 | 2.6959 | 2.7508 | 2.8401 | 2.9362 | 3.0299 | 3.1467 | 3.2773 | 3.4734 | 3.6606 | 3.8869 | 4.1145 | 4.3463 | 4.589 | 4.8271 | 5.0273 | 5.1719 | 5.2814 | 5.3599 | 5.4378 | 5.4588 | 5.542 | 2.3828 | 2.2432 | 2.2553 | 2.2923 | 2.346 | 2.4096 | 2.476 | 2.5918 | 2.6934 | 2.8247 | 2.9681 | 3.1832 | 3.4193 | 3.6428 | 3.8496 | 4.0296 | 4.2311 | 4.3471 | 4.5031 | 4.5842 | 4.6443 | 4.6943 | 4.797 | 4.8483 | 4.9149 | 4.9081 | 4.944 | 4.9773 | 5.0065 | 5.086 | 2.3828 | 2.2838 | 2.2972 | 2.334 | 2.3624 | 2.4104 | 2.4684 | 2.5732 | 2.6632 | 2.7436 | 2.8387 | 2.9863 | 3.1728 | 3.3352 | 3.5123 | 3.6669 | 3.8913 | 4.0752 | 4.2308 | 4.307 | 4.3771 | 4.4312 | 4.4779 | 4.4949 | 4.4774 | 4.4735 | 4.4684 | 4.4734 | 4.472 | 4.5107 | 2.3828 | 2.2146 | 2.2068 | 2.2286 | 2.2798 | 2.3635 | 2.4683 | 2.6172 | 2.7869 | 3.0107 | 3.2478 | 3.5777 | 3.9497 | 4.3175 | 4.6472 | 4.8995 | 5.1778 | 5.3964 | 5.5613 | 5.5806 | 5.5866 | 5.5977 | 5.5927 | 5.5587 | 5.4501 | 5.3245 | 5.205 | 5.0966 | 4.9454 | 4.8423 | 2.3828 | 2.2797 | 2.271 | 2.3013 | 2.3672 | 2.4756 | 2.5897 | 2.7404 | 2.8845 | 3.0703 | 3.2411 | 3.4422 | 3.6543 | 3.8588 | 4.0701 | 4.2585 | 4.4875 | 4.666 | 4.8338 | 4.9386 | 5.0243 | 5.0871 | 5.1809 | 5.2364 | 5.1478 | 5.0842 | 5.0917 | 5.1123 | 5.1095 | 5.1581
PSS | FRODSHAM LOCAL T1 | 7.0546 | 7.0133 | 7.1707 | 7.3952 | 7.6416 | 7.7203 | 7.8731 | 8.1109 | 8.3246 | 8.6201 | 8.8341 | 9.2325 | 9.6429 | 10.1115 | 10.6076 | 11.057 | 11.7486 | 12.4592 | 13.2524 | 14.0753 | 14.8959 | 15.6813 | 16.4546 | 17.0342 | 17.4603 | 17.7339 | 17.8934 | 18.0371 | 18.0492 | 18.2218 | 7.0546 | 6.467 | 6.6157 | 6.9005 | 7.2749 | 7.705 | 8.2521 | 9.0146 | 9.8183 | 10.7875 | 11.7343 | 12.8872 | 14.1911 | 15.3935 | 16.4453 | 16.9071 | 17.7959 | 18.423 | 19.0787 | 19.4464 | 19.7481 | 20.2487 | 20.8251 | 21.1468 | 20.6267 | 20.1875 | 20.2179 | 20.2615 | 20.2938 | 20.3996 | 7.0546 | 6.7134 | 6.8493 | 7.0713 | 7.3263 | 7.5341 | 7.8023 | 8.2283 | 8.7439 | 9.2934 | 9.8055 | 10.513 | 11.3406 | 12.1713 | 13.0402 | 13.6769 | 14.5944 | 15.3781 | 16.0346 | 16.4899 | 16.8233 | 17.1272 | 17.3568 | 17.4458 | 17.4131 | 17.4248 | 17.4307 | 17.4265 | 17.3905 | 17.4275 | 7.0546 | 6.222 | 6.2742 | 6.4522 | 6.8012 | 7.2097 | 7.6809 | 8.3752 | 9.1447 | 10.1712 | 11.1951 | 12.4259 | 13.7339 | 14.951 | 16.0165 | 16.7991 | 17.5774 | 18.1501 | 18.5248 | 18.5013 | 18.4492 | 18.3438 | 18.1897 | 17.9128 | 17.4689 | 16.988 | 16.5215 | 16.0777 | 15.5096 | 15.0041 | 7.0546 | 6.5846 | 6.6922 | 6.9562 | 7.4532 | 7.9729 | 8.6137 | 9.37 | 10.1971 | 11.2632 | 12.182 | 13.1368 | 14.2231 | 15.286 | 16.2929 | 16.9617 | 18.0025 | 18.9668 | 19.8169 | 20.4455 | 20.9216 | 21.5066 | 22.0685 | 22.3685 | 21.7359 | 21.4927 | 21.6317 | 21.7656 | 21.8296 | 21.9796
PSS | GADBROOK T1 | 4.6884 | 5.1507 | 5.1883 | 5.2551 | 5.3289 | 5.4164 | 5.5211 | 5.6883 | 5.8063 | 5.9916 | 6.1344 | 6.3548 | 6.5812 | 6.821 | 7.0835 | 7.388 | 7.7936 | 8.2036 | 8.6598 | 9.1069 | 9.5453 | 10.002 | 10.4787 | 10.8549 | 11.1442 | 11.3561 | 11.5598 | 11.764 | 11.9223 | 12.1855 | 4.6884 | 4.7579 | 4.6875 | 4.6867 | 4.733 | 4.8538 | 4.9824 | 5.198 | 5.4102 | 5.7135 | 6.0366 | 6.4748 | 6.9263 | 7.3485 | 7.761 | 8.053 | 8.4122 | 8.6171 | 8.7918 | 8.8681 | 8.9397 | 8.9963 | 9.1123 | 9.1353 | 9.0022 | 8.9235 | 8.917 | 8.8933 | 8.8515 | 8.8969 | 4.6884 | 4.9472 | 4.9668 | 5.0444 | 5.1387 | 5.2444 | 5.3711 | 5.5717 | 5.7481 | 5.9121 | 6.1091 | 6.4347 | 6.8058 | 7.1896 | 7.5581 | 7.9355 | 8.4341 | 8.8645 | 9.2374 | 9.4867 | 9.6945 | 9.8267 | 9.9597 | 10.0031 | 9.9883 | 10.0198 | 10.0539 | 10.1072 | 10.1437 | 10.2635 | 4.6884 | 4.6372 | 4.5806 | 4.5929 | 4.6754 | 4.8099 | 4.9439 | 5.1913 | 5.4325 | 5.8006 | 6.1914 | 6.6957 | 7.2566 | 7.7476 | 8.2045 | 8.5287 | 8.8394 | 9.0681 | 9.2 | 9.1583 | 9.1014 | 9.035 | 8.98 | 8.865 | 8.6591 | 8.4132 | 8.202 | 7.9873 | 7.7215 | 7.5211 | 4.6884 | 4.8409 | 4.782 | 4.8212 | 4.9538 | 5.1523 | 5.3669 | 5.6411 | 5.9106 | 6.2832 | 6.6333 | 7.0323 | 7.3927 | 7.7829 | 8.1771 | 8.5481 | 9.004 | 9.4158 | 9.7137 | 9.9374 | 10.135 | 10.2819 | 10.4976 | 10.6307 | 10.3604 | 10.2275 | 10.2505 | 10.2773 | 10.2677 | 10.3449
PSS | GAERWEN VIEW T1 | 2.1571 | 1.8483 | 1.8728 | 1.9084 | 1.9439 | 1.976 | 2.0215 | 2.0783 | 2.1226 | 2.1926 | 2.2328 | 2.3028 | 2.3808 | 2.4632 | 2.5539 | 2.6757 | 2.8406 | 2.9972 | 3.1886 | 3.3754 | 3.5743 | 3.7744 | 3.9654 | 4.1216 | 4.231 | 4.3146 | 4.3668 | 4.394 | 4.3886 | 4.4208 | 2.1571 | 1.8491 | 1.8762 | 1.9176 | 1.9698 | 2.0332 | 2.1199 | 2.2443 | 2.3564 | 2.5141 | 2.6644 | 2.8739 | 3.1052 | 3.3429 | 3.5509 | 3.7326 | 3.9313 | 4.0479 | 4.2121 | 4.2911 | 4.3261 | 4.4 | 4.5069 | 4.5431 | 4.5165 | 4.4889 | 4.4984 | 4.5316 | 4.5381 | 4.5916 | 2.1571 | 1.8628 | 1.8715 | 1.9014 | 1.9299 | 1.9557 | 2.0104 | 2.0944 | 2.1692 | 2.2486 | 2.3503 | 2.4725 | 2.6326 | 2.7741 | 2.9352 | 3.0766 | 3.2635 | 3.4238 | 3.5424 | 3.5904 | 3.6243 | 3.6583 | 3.6984 | 3.6962 | 3.6686 | 3.6606 | 3.6245 | 3.6079 | 3.5805 | 3.5885 | 2.1571 | 1.8416 | 1.8441 | 1.8702 | 1.9343 | 2.0202 | 2.1091 | 2.2535 | 2.4056 | 2.6079 | 2.8267 | 3.1259 | 3.4541 | 3.8035 | 4.1117 | 4.3572 | 4.608 | 4.7991 | 4.919 | 4.9144 | 4.8954 | 4.8608 | 4.8208 | 4.7527 | 4.6297 | 4.5123 | 4.3949 | 4.28 | 4.1269 | 4.0189 | 2.1571 | 1.8632 | 1.8716 | 1.9015 | 1.9711 | 2.0527 | 2.1664 | 2.3016 | 2.4286 | 2.603 | 2.7643 | 2.9345 | 3.1362 | 3.33 | 3.529 | 3.7108 | 3.9215 | 4.0891 | 4.2625 | 4.3631 | 4.4204 | 4.4958 | 4.5864 | 4.6136 | 4.5103 | 4.4769 | 4.4774 | 4.5026 | 4.4972 | 4.5367
PSS | GIGG LA THELWALL T1 / HILLCLIFFE T1 / STOCKTON HEATH T1 / STRETTON IND EST T1 | 19.3057 | 20.9557 | 21.0789 | 21.3478 | 21.5642 | 21.7075 | 21.9586 | 22.3842 | 22.7176 | 23.317 | 23.7864 | 24.6559 | 25.544 | 26.48 | 27.5766 | 28.7125 | 30.1167 | 31.4729 | 32.9347 | 34.3911 | 35.7118 | 36.9588 | 38.2607 | 39.1786 | 39.8654 | 40.3817 | 40.7565 | 41.1204 | 41.4614 | 42.1678 | 19.3057 | 19.5736 | 19.5362 | 19.8057 | 20.1997 | 21.1081 | 22.1809 | 23.7946 | 25.3692 | 27.2735 | 29.3786 | 31.9672 | 34.9207 | 37.5337 | 39.8366 | 41.3861 | 43.3345 | 44.5352 | 45.8667 | 46.4945 | 46.791 | 47.5647 | 48.5121 | 49.4054 | 50.4372 | 49.125 | 48.9288 | 48.7727 | 48.695 | 48.7591 | 19.3057 | 20.1921 | 20.0456 | 20.0875 | 20.1341 | 20.3029 | 20.5971 | 21.2063 | 21.7668 | 22.4273 | 23.1377 | 24.2757 | 25.5712 | 26.8944 | 28.4473 | 29.9712 | 31.5807 | 32.9528 | 34.1995 | 35.0567 | 35.8081 | 36.4481 | 36.9016 | 36.9368 | 36.7901 | 36.6194 | 36.3014 | 35.9923 | 35.6215 | 35.413 | 19.3057 | 18.9676 | 18.725 | 18.7791 | 19.1033 | 19.8914 | 20.7251 | 22.0442 | 23.3358 | 25.132 | 26.9483 | 29.1609 | 31.3939 | 33.1466 | 34.7657 | 35.8085 | 36.6106 | 37.0757 | 37.2628 | 36.8047 | 36.3154 | 35.8744 | 35.5292 | 35.0258 | 34.2943 | 33.5825 | 32.8668 | 32.0957 | 31.0883 | 30.1321 | 19.3057 | 19.8889 | 19.7603 | 19.9353 | 20.5482 | 21.4556 | 22.587 | 23.9977 | 25.348 | 27.1387 | 28.8359 | 30.6733 | 32.8571 | 34.9005 | 36.8548 | 38.65 | 40.687 | 42.5439 | 44.3732 | 45.7002 | 46.6744 | 47.905 | 49.0303 | 50.0036 | 51.1626 | 50.5102 | 50.6216 | 50.7516 | 50.771 | 50.9422
PSS | GILBROOK DOCK T1 / HILL RD T1 / MOBIL OIL (WALLASEY) T1 | 8.077 | 9.2451 | 9.2346 | 9.2737 | 9.308 | 9.3088 | 9.3505 | 9.463 | 9.5105 | 9.7035 | 9.8069 | 10.0588 | 10.3153 | 10.6531 | 11.0854 | 11.5869 | 12.2718 | 13.0165 | 13.9104 | 14.8339 | 15.8204 | 16.8043 | 17.7448 | 18.4177 | 18.8581 | 19.1664 | 19.1856 | 19.1088 | 18.7134 | 18.5269 | 8.077 | 8.2855 | 8.0971 | 8.0324 | 8.0443 | 8.1939 | 8.314 | 8.5526 | 8.7639 | 9.2042 | 9.6581 | 10.2518 | 10.8753 | 11.4463 | 11.9532 | 12.3823 | 12.7417 | 12.8876 | 12.9913 | 12.9228 | 12.8111 | 12.634 | 12.6101 | 12.4883 | 12.3086 | 12.2433 | 12.1249 | 12.0476 | 11.8942 | 11.8867 | 8.077 | 8.7051 | 8.5683 | 8.5368 | 8.5434 | 8.6092 | 8.737 | 8.9974 | 9.3103 | 9.5947 | 9.8941 | 10.3766 | 10.9984 | 11.6163 | 12.2721 | 12.906 | 13.559 | 14.0476 | 14.3245 | 14.3569 | 14.3335 | 14.206 | 14.156 | 13.9985 | 13.7839 | 13.6583 | 13.4655 | 13.3149 | 13.1156 | 13.0921 | 8.077 | 7.9092 | 7.6697 | 7.5694 | 7.6166 | 7.747 | 7.9321 | 8.3021 | 8.7122 | 9.4939 | 10.4147 | 11.6216 | 13.0544 | 14.6183 | 16.002 | 17.3085 | 18.412 | 19.1774 | 19.5559 | 19.4072 | 19.1419 | 18.671 | 18.0573 | 17.2605 | 16.359 | 15.5255 | 14.5999 | 13.754 | 12.6946 | 11.8768 | 8.077 | 8.5183 | 8.3539 | 8.3127 | 8.4725 | 8.7016 | 8.9854 | 9.3412 | 9.6902 | 10.1576 | 10.543 | 10.9974 | 11.5152 | 12.0001 | 12.4928 | 12.9823 | 13.4586 | 13.7731 | 13.9821 | 13.9784 | 13.9567 | 13.8734 | 13.928 | 13.9725 | 13.8695 | 13.9017 | 13.8803 | 13.933 | 13.9137 | 14.0783
PSS | GLAN-YR-AFON T1 | 2.6538 | 2.6759 | 2.6894 | 2.7216 | 2.7618 | 2.7977 | 2.8351 | 2.8993 | 2.9456 | 3.025 | 3.0836 | 3.181 | 3.284 | 3.4009 | 3.5416 | 3.7097 | 3.9219 | 4.1482 | 4.4084 | 4.6747 | 4.9195 | 5.1757 | 5.4305 | 5.6212 | 5.7451 | 5.8369 | 5.884 | 5.9043 | 5.88 | 5.9126 | 2.6538 | 2.5367 | 2.5633 | 2.6197 | 2.7053 | 2.7964 | 2.8877 | 3.0342 | 3.1597 | 3.3289 | 3.5116 | 3.7492 | 4.0013 | 4.2341 | 4.4418 | 4.5975 | 4.7571 | 4.8473 | 5.0081 | 5.0872 | 5.1135 | 5.1451 | 5.2325 | 5.2764 | 5.4574 | 5.4148 | 5.43 | 5.4519 | 5.4674 | 5.5378 | 2.6538 | 2.6185 | 2.6192 | 2.6441 | 2.6801 | 2.7228 | 2.8024 | 2.9238 | 3.0355 | 3.1577 | 3.2846 | 3.4513 | 3.6463 | 3.8256 | 4.0172 | 4.1858 | 4.3983 | 4.5598 | 4.6792 | 4.7348 | 4.7672 | 4.7925 | 4.825 | 4.8038 | 4.7701 | 4.7407 | 4.6941 | 4.6624 | 4.6173 | 4.6193 | 2.6538 | 2.5023 | 2.4931 | 2.5231 | 2.6092 | 2.7121 | 2.8525 | 3.0595 | 3.2774 | 3.5841 | 3.9023 | 4.2965 | 4.7248 | 5.1538 | 5.5154 | 5.7882 | 6.0887 | 6.317 | 6.476 | 6.4841 | 6.4705 | 6.4411 | 6.3967 | 6.3147 | 6.1576 | 5.9815 | 5.798 | 5.6289 | 5.4175 | 5.2511 | 2.6538 | 2.5854 | 2.5825 | 2.6068 | 2.6956 | 2.8076 | 2.9441 | 3.1058 | 3.2496 | 3.4455 | 3.6106 | 3.7915 | 3.983 | 4.1626 | 4.3423 | 4.5085 | 4.687 | 4.8312 | 5.0068 | 5.1173 | 5.1813 | 5.2349 | 5.3232 | 5.3687 | 5.4185 | 5.3669 | 5.3682 | 5.3862 | 5.38 | 5.424
PSS | GRAIG FAWR T1 | 5.6826 | 6.1659 | 6.2654 | 6.4099 | 6.5519 | 6.8181 | 7.0842 | 7.4223 | 7.7461 | 8.1431 | 8.4895 | 8.9361 | 9.4103 | 9.8919 | 10.4115 | 11.093 | 11.9428 | 12.8042 | 13.7588 | 14.7071 | 15.5745 | 16.4995 | 17.4464 | 18.2693 | 18.9087 | 19.3133 | 19.7961 | 20.3045 | 20.7517 | 21.3426 | 5.6826 | 5.9411 | 6.1244 | 6.4176 | 6.7705 | 7.1869 | 7.6668 | 8.3398 | 8.9758 | 9.7092 | 10.4664 | 11.4595 | 12.5491 | 13.5614 | 14.4356 | 15.0924 | 15.9021 | 16.3987 | 17.0698 | 17.4406 | 17.714 | 18.1336 | 18.7148 | 19.1495 | 19.2892 | 19.1089 | 19.3421 | 19.5605 | 19.8003 | 20.2 | 5.6826 | 6.1056 | 6.2797 | 6.5424 | 6.7841 | 7.0696 | 7.4349 | 7.9387 | 8.4122 | 8.8816 | 9.3823 | 10.0897 | 10.8882 | 11.6747 | 12.4069 | 13.0876 | 14.0891 | 14.9786 | 15.7956 | 16.3159 | 16.7523 | 17.1528 | 17.5051 | 17.7439 | 17.8091 | 17.9095 | 18.0635 | 18.2484 | 18.4366 | 18.7386 | 5.6826 | 5.9262 | 6.0346 | 6.2653 | 6.6026 | 7.1043 | 7.671 | 8.4585 | 9.303 | 10.3168 | 11.3528 | 12.6171 | 13.9413 | 15.1789 | 16.1885 | 16.8869 | 17.7408 | 18.4717 | 19.0815 | 19.2672 | 19.4218 | 19.7269 | 20.0612 | 20.2589 | 20.0762 | 19.7036 | 19.4508 | 19.1936 | 18.8523 | 18.5867 | 5.6826 | 6.0714 | 6.115 | 6.3491 | 6.7494 | 7.3628 | 8.0306 | 8.8219 | 9.6409 | 10.7171 | 11.7051 | 12.7126 | 13.7134 | 14.7493 | 15.73 | 16.6162 | 17.6778 | 18.6082 | 19.3975 | 19.9746 | 20.4165 | 20.84 | 21.3673 | 21.7258 | 20.9792 | 20.4385 | 20.5045 | 20.5994 | 20.6468 | 20.8122
PSS | GRAVEL T1 / WCB PLASTICS T1 / WHARTON T1 | 6.7157 | 7.0244 | 7.0855 | 7.1829 | 7.2587 | 7.3665 | 7.464 | 7.5888 | 7.6455 | 7.7942 | 7.8635 | 8.0283 | 8.1689 | 8.303 | 8.4569 | 8.621 | 8.858 | 9.0685 | 9.2911 | 9.5223 | 9.7273 | 9.9424 | 10.2108 | 10.4107 | 10.5415 | 10.6636 | 10.7835 | 10.9133 | 11.0362 | 11.2825 | 6.7157 | 6.8572 | 6.8092 | 6.8159 | 6.7871 | 6.8468 | 6.9403 | 7.1538 | 7.3047 | 7.5058 | 7.7214 | 8.086 | 8.5469 | 8.9612 | 9.4063 | 9.7829 | 10.2536 | 10.5716 | 10.9239 | 11.0751 | 11.1537 | 11.2654 | 11.4231 | 11.4831 | 11.2124 | 11.0689 | 11.0586 | 11.0452 | 10.9809 | 11.0429 | 6.7157 | 6.9726 | 6.9772 | 7.0403 | 7.0482 | 7.0956 | 7.1424 | 7.2613 | 7.2947 | 7.3511 | 7.3926 | 7.5554 | 7.7453 | 7.8849 | 8.0862 | 8.263 | 8.5459 | 8.7882 | 9.0335 | 9.1641 | 9.3028 | 9.4195 | 9.5486 | 9.5744 | 9.5619 | 9.551 | 9.5334 | 9.5137 | 9.4776 | 9.5387 | 6.7157 | 6.7672 | 6.6684 | 6.658 | 6.6581 | 6.7443 | 6.826 | 6.9669 | 7.034 | 7.2123 | 7.3427 | 7.6083 | 7.8821 | 8.1136 | 8.3669 | 8.5074 | 8.6817 | 8.7924 | 8.8396 | 8.721 | 8.5965 | 8.5241 | 8.4824 | 8.4223 | 8.2966 | 8.1991 | 8.1203 | 8.0438 | 7.9374 | 7.8987 | 6.7157 | 6.7969 | 6.7552 | 6.7939 | 6.8075 | 6.917 | 7.049 | 7.2635 | 7.4304 | 7.6977 | 7.9493 | 8.2944 | 8.6898 | 9.0547 | 9.4581 | 9.8214 | 10.2803 | 10.6758 | 11.0251 | 11.2265 | 11.3337 | 11.439 | 11.5813 | 11.6118 | 11.2431 | 11.0676 | 11.0422 | 11.0046 | 10.9157 | 10.9418
PSS | GREASBY T1 / SAUGHALL MASSIE T1 / UPTON T1 | 13.6369 | 14.0463 | 14.1346 | 14.3229 | 14.5057 | 14.6037 | 14.7709 | 15.0778 | 15.3086 | 15.7205 | 16.0334 | 16.6123 | 17.2271 | 17.909 | 18.7112 | 19.5463 | 20.6647 | 21.7828 | 23.047 | 24.3265 | 25.5712 | 26.7613 | 27.9396 | 28.7967 | 29.411 | 29.8344 | 30.0335 | 30.181 | 30.1365 | 30.363 | 13.6369 | 13.0503 | 13.1563 | 13.4608 | 13.8661 | 14.6571 | 15.6294 | 17.0086 | 18.3371 | 19.8773 | 21.4758 | 23.4195 | 25.8464 | 27.9831 | 29.7564 | 31.0094 | 32.5969 | 33.661 | 34.9072 | 35.4722 | 35.7548 | 36.7032 | 37.8727 | 39.0592 | 40.4477 | 39.028 | 38.9099 | 38.9154 | 39.0193 | 39.2128 | 13.6369 | 13.5069 | 13.4203 | 13.4705 | 13.5334 | 13.691 | 13.9248 | 14.4047 | 14.9193 | 15.4437 | 16.0227 | 16.8831 | 17.9339 | 18.9863 | 20.1933 | 21.3276 | 22.558 | 23.5782 | 24.4013 | 24.8791 | 25.2596 | 25.6175 | 25.8985 | 25.8964 | 25.7768 | 25.6031 | 25.3837 | 25.1582 | 24.8703 | 24.7511 | 13.6369 | 12.686 | 12.5822 | 12.7067 | 13.0536 | 13.695 | 14.4105 | 15.4887 | 16.5822 | 18.0784 | 19.6706 | 21.6435 | 23.7814 | 25.7431 | 27.4793 | 28.9702 | 30.1497 | 30.9329 | 31.3516 | 31.0747 | 30.7138 | 30.3369 | 29.8997 | 29.2812 | 28.4348 | 27.5969 | 26.7343 | 25.8991 | 24.8238 | 23.9072 | 13.6369 | 13.2848 | 13.2613 | 13.4797 | 14.0614 | 14.9198 | 15.9879 | 17.2664 | 18.5914 | 20.2752 | 21.8799 | 23.5121 | 25.624 | 27.5925 | 29.3909 | 30.9822 | 32.8473 | 34.5232 | 36.0802 | 37.1075 | 37.7483 | 38.7687 | 39.7063 | 40.5768 | 41.863 | 40.9082 | 40.9333 | 41.0026 | 40.9917 | 41.1075
PSS | GREAT SANKEY T1 / PENKETH T1 / WIDNES RD T1 | 11.5505 | 12.7298 | 12.8297 | 13.0441 | 13.2231 | 13.4136 | 13.6557 | 14.0313 | 14.3881 | 14.8604 | 15.24 | 15.8552 | 16.5285 | 17.2469 | 18.1004 | 19.0828 | 20.2745 | 21.5011 | 22.8295 | 24.214 | 25.5419 | 26.8088 | 28.0443 | 28.9802 | 29.6792 | 30.1457 | 30.4036 | 30.6059 | 30.6388 | 30.9127 | 11.5505 | 12.2624 | 12.402 | 12.7742 | 13.2179 | 14.11 | 15.1423 | 16.6 | 18.0239 | 19.6644 | 21.4259 | 23.5488 | 26.1174 | 28.4161 | 30.3558 | 31.806 | 33.4956 | 34.5934 | 35.8374 | 36.4147 | 36.7045 | 37.5173 | 38.5501 | 39.5942 | 40.8026 | 39.6016 | 39.5131 | 39.5077 | 39.592 | 39.7844 | 11.5505 | 12.4971 | 12.4795 | 12.5689 | 12.6681 | 12.8731 | 13.178 | 13.7424 | 14.332 | 14.928 | 15.5728 | 16.5387 | 17.6942 | 18.8843 | 20.2153 | 21.5281 | 22.9099 | 24.0642 | 24.9947 | 25.5671 | 26.0076 | 26.4132 | 26.7132 | 26.7109 | 26.5745 | 26.386 | 26.1392 | 25.8892 | 25.5894 | 25.4329 | 11.5505 | 12.061 | 12.0377 | 12.2715 | 12.7034 | 13.5002 | 14.3397 | 15.5355 | 16.7712 | 18.4244 | 20.1722 | 22.3287 | 24.6601 | 26.7667 | 28.658 | 30.2231 | 31.4353 | 32.2526 | 32.6655 | 32.3665 | 31.983 | 31.584 | 31.1455 | 30.5386 | 29.6979 | 28.9278 | 28.095 | 27.2791 | 26.2181 | 25.3018 | 11.5505 | 12.3474 | 12.3687 | 12.6236 | 13.224 | 14.1082 | 15.1947 | 16.4986 | 17.8194 | 19.4779 | 21.07 | 22.719 | 24.804 | 26.7674 | 28.5736 | 30.2651 | 32.1413 | 33.8211 | 35.387 | 36.4574 | 37.1572 | 38.1559 | 39.0877 | 39.9606 | 41.159 | 40.4391 | 40.5353 | 40.6662 | 40.7159 | 40.8921
PSS | GREAT SUTTON T1 / LITTLE SUTTON T1 / STRAWBERRY ROUNDABOUT T1 / SUTTON HALL WWB T1 / WHITBY MAIN T2 | 20.4046 | 25.6024 | 25.7266 | 26.0112 | 26.3104 | 26.3576 | 26.5838 | 27.0822 | 27.4667 | 28.1666 | 28.7267 | 29.7579 | 30.8737 | 32.1352 | 33.5995 | 35.1836 | 37.2071 | 39.2927 | 41.6066 | 43.9898 | 46.3762 | 48.5974 | 50.8099 | 52.4259 | 53.604 | 54.398 | 54.7956 | 55.0567 | 54.9675 | 55.3649 | 20.4046 | 23.1807 | 23.1247 | 23.5021 | 24.043 | 25.2562 | 26.707 | 28.8412 | 30.9497 | 33.5223 | 36.2538 | 39.5611 | 43.4688 | 46.9576 | 49.908 | 51.8692 | 54.3531 | 55.9207 | 57.7381 | 58.5297 | 58.8894 | 60.1082 | 61.7129 | 63.2854 | 65.1139 | 63.0799 | 62.8308 | 62.7473 | 62.8091 | 63.0107 | 20.4046 | 24.2337 | 23.9647 | 23.9104 | 23.9639 | 24.181 | 24.5966 | 25.4177 | 26.3507 | 27.3083 | 28.3288 | 29.9027 | 31.7952 | 33.7849 | 35.9969 | 38.1222 | 40.3876 | 42.2733 | 43.7572 | 44.665 | 45.364 | 45.9318 | 46.3848 | 46.3402 | 46.0608 | 45.7909 | 45.3943 | 44.9846 | 44.4838 | 44.2617 | 20.4046 | 22.2473 | 21.8026 | 21.784 | 22.162 | 23.0939 | 24.181 | 25.9063 | 27.7299 | 30.3336 | 33.1731 | 36.637 | 40.4186 | 43.8515 | 46.946 | 49.5704 | 51.5934 | 52.9118 | 53.5797 | 53.0557 | 52.4055 | 51.6406 | 50.7524 | 49.5321 | 47.9258 | 46.3522 | 44.694 | 43.0636 | 41.019 | 39.2122 | 20.4046 | 23.7218 | 23.5014 | 23.7068 | 24.561 | 25.846 | 27.4884 | 29.4742 | 31.5328 | 34.187 | 36.6857 | 39.2821 | 42.5082 | 45.5711 | 48.4058 | 50.9234 | 53.8352 | 56.4419 | 58.8587 | 60.4897 | 61.5575 | 63.0907 | 64.5664 | 65.9305 | 67.7465 | 66.5745 | 66.6905 | 66.8817 | 66.9465 | 67.2276
PSS | GREENFIELD T1 / GREENFIELD T2 | 5.9115 | 6.2974 | 6.3776 | 6.5065 | 6.6171 | 6.7585 | 6.8952 | 7.0839 | 7.2241 | 7.4514 | 7.6032 | 7.8505 | 8.1007 | 8.3472 | 8.6253 | 8.9542 | 9.3917 | 9.8177 | 10.3007 | 10.7668 | 11.2161 | 11.681 | 12.1844 | 12.5753 | 12.8731 | 13.0931 | 13.2888 | 13.4797 | 13.6402 | 13.922 | 5.9115 | 6.1631 | 6.1983 | 6.3002 | 6.4107 | 6.6555 | 6.9511 | 7.4408 | 7.8499 | 8.3471 | 8.8423 | 9.519 | 10.3575 | 11.1086 | 11.8037 | 12.3549 | 13.045 | 13.5308 | 14.0542 | 14.3255 | 14.5312 | 14.9099 | 15.2256 | 15.4479 | 14.8934 | 14.5844 | 14.6048 | 14.6375 | 14.6331 | 14.7592 | 5.9115 | 6.263 | 6.319 | 6.441 | 6.5247 | 6.6406 | 6.7793 | 7.0124 | 7.1893 | 7.375 | 7.5688 | 7.9341 | 8.348 | 8.7409 | 9.1542 | 9.5532 | 10.0996 | 10.5657 | 10.9877 | 11.2464 | 11.4734 | 11.672 | 11.8419 | 11.9297 | 11.912 | 11.9266 | 11.9326 | 11.9676 | 11.9685 | 12.0683 | 5.9115 | 6.0839 | 6.0656 | 6.139 | 6.2657 | 6.5085 | 6.7471 | 7.1059 | 7.4366 | 7.9221 | 8.3741 | 8.9934 | 9.6791 | 10.2886 | 10.8835 | 11.3409 | 11.7546 | 12.0446 | 12.2316 | 12.1398 | 12.0379 | 11.9564 | 11.8991 | 11.7877 | 11.5711 | 11.3188 | 11.1106 | 10.9193 | 10.6516 | 10.4667 | 5.9115 | 6.1838 | 6.1899 | 6.3139 | 6.501 | 6.8236 | 7.1933 | 7.6801 | 8.1459 | 8.7774 | 9.3786 | 10.0463 | 10.817 | 11.5623 | 12.2793 | 12.9235 | 13.722 | 14.4476 | 15.0521 | 15.4623 | 15.7577 | 16.1265 | 16.3433 | 16.4672 | 15.7144 | 15.4008 | 15.4178 | 15.4428 | 15.3956 | 15.4703
PSS | GROSVENOR ST T1 / LINENHALL ST T1 / NORTHGATE TERRACE T1 / STATION VIEW T1 / TOMULAR PLACE T1 | 19.6391 | 22.8415 | 23.0171 | 23.3267 | 23.6301 | 23.6748 | 23.8446 | 24.1444 | 24.2322 | 24.6956 | 24.9559 | 25.5598 | 26.1595 | 26.7825 | 27.4799 | 28.171 | 29.1949 | 30.1615 | 31.3269 | 32.3916 | 33.5183 | 34.5213 | 35.5916 | 36.2328 | 36.5355 | 36.7137 | 36.6486 | 36.5301 | 36.2077 | 36.3553 | 19.6391 | 20.9275 | 20.5883 | 20.4982 | 20.4971 | 20.6036 | 20.8506 | 21.3996 | 21.8262 | 22.6959 | 23.4462 | 24.4478 | 25.413 | 26.235 | 26.9557 | 27.2814 | 27.8432 | 28.1066 | 28.3764 | 28.3618 | 28.3259 | 28.2047 | 28.2009 | 28.0085 | 27.6385 | 27.3119 | 27.1055 | 26.8633 | 26.4868 | 26.4191 | 19.6391 | 21.7488 | 21.5789 | 21.5852 | 21.668 | 21.7996 | 22.0977 | 22.6484 | 23.0919 | 23.8035 | 24.3516 | 25.1351 | 25.9106 | 26.6219 | 27.211 | 27.6937 | 28.265 | 28.5862 | 28.8966 | 28.9253 | 28.9972 | 28.9529 | 28.9695 | 28.7623 | 28.4829 | 28.3498 | 28.0818 | 27.8549 | 27.5643 | 27.5968 | 19.6391 | 20.0832 | 19.5138 | 19.2184 | 19.1839 | 19.39 | 19.7135 | 20.343 | 20.9525 | 22.179 | 23.2789 | 24.433 | 25.5603 | 26.6651 | 27.4456 | 28.0746 | 28.7222 | 29.0559 | 29.1082 | 28.5389 | 27.9209 | 27.1592 | 26.3773 | 25.4462 | 24.337 | 23.327 | 22.2739 | 21.2506 | 20.0531 | 19.113 | 19.6391 | 21.3372 | 21.0238 | 20.9384 | 21.0621 | 21.2106 | 21.5185 | 21.9931 | 22.2591 | 22.9747 | 23.4112 | 23.9902 | 24.5015 | 24.9616 | 25.442 | 25.7579 | 26.2929 | 26.6568 | 27.016 | 27.1322 | 27.269 | 27.309 | 27.4647 | 27.445 | 27.1072 | 26.9049 | 26.7679 | 26.6385 | 26.4062 | 26.4876
PSS | GWERSYLLT T1 | 6.5368 | 6.0392 | 6.1038 | 6.2325 | 6.3362 | 6.4952 | 6.6622 | 6.9062 | 7.1224 | 7.4029 | 7.64 | 7.9876 | 8.3362 | 8.7284 | 9.1534 | 9.6918 | 10.3573 | 11.0491 | 11.8015 | 12.5574 | 13.2927 | 14.0263 | 14.7655 | 15.3452 | 15.7622 | 16.0473 | 16.2901 | 16.5083 | 16.6308 | 16.8828 | 6.5368 | 5.8149 | 5.8961 | 6.0681 | 6.3001 | 6.7163 | 7.2096 | 7.8962 | 8.5709 | 9.3369 | 10.1361 | 11.1086 | 12.2562 | 13.2952 | 14.1722 | 14.8231 | 15.6281 | 16.1698 | 16.779 | 17.0563 | 17.2284 | 17.6881 | 18.0691 | 18.3694 | 17.675 | 17.3013 | 17.3267 | 17.3853 | 17.4183 | 17.5795 | 6.5368 | 5.9791 | 6.0626 | 6.2105 | 6.3577 | 6.5187 | 6.7478 | 7.0869 | 7.4374 | 7.7802 | 8.154 | 8.7258 | 9.3878 | 10.0531 | 10.7141 | 11.3299 | 12.1124 | 12.7707 | 13.3267 | 13.6693 | 13.9379 | 14.1804 | 14.3728 | 14.455 | 14.4344 | 14.4431 | 14.451 | 14.4954 | 14.4892 | 14.5872 | 6.5368 | 5.7471 | 5.7655 | 5.9067 | 6.1556 | 6.532 | 6.9503 | 7.5427 | 8.1548 | 8.9616 | 9.8062 | 10.8533 | 11.9941 | 13.045 | 13.9707 | 14.761 | 15.4373 | 15.9211 | 16.2161 | 16.1465 | 16.0414 | 15.9354 | 15.8141 | 15.6054 | 15.2112 | 14.7977 | 14.386 | 14.0061 | 13.4847 | 13.0686 | 6.5368 | 5.9165 | 5.9548 | 6.1339 | 6.498 | 7.0116 | 7.6229 | 8.333 | 9.0857 | 10.0416 | 10.9421 | 11.864 | 12.9185 | 13.949 | 14.8846 | 15.7236 | 16.7399 | 17.6738 | 18.4571 | 18.9899 | 19.3464 | 19.8489 | 20.1505 | 20.3722 | 19.4808 | 19.1577 | 19.2409 | 19.3481 | 19.3687 | 19.52
PSS | HALTON RD T1 / MURDISHAW T1 / PERCIVAL LA T4 / RUNCORN CENTRAL T1 | 18.7138 | 20.7741 | 20.63 | 20.6805 | 20.6624 | 20.5162 | 20.4835 | 20.6077 | 20.5571 | 20.8362 | 21.0823 | 21.6646 | 22.2259 | 22.8684 | 23.6117 | 24.3523 | 25.3745 | 26.2863 | 27.3153 | 28.2864 | 29.301 | 30.1815 | 31.1334 | 31.7839 | 32.2124 | 32.5882 | 32.7445 | 32.9471 | 33.0797 | 33.5574 | 18.7138 | 17.8936 | 17.3622 | 17.0626 | 16.9212 | 17.0484 | 17.1525 | 17.5583 | 17.9273 | 18.7225 | 19.6076 | 20.7681 | 21.9045 | 22.8561 | 23.7794 | 24.194 | 24.8202 | 25.0388 | 25.1964 | 25.1647 | 25.0211 | 24.8009 | 24.6896 | 24.4055 | 24.1036 | 23.7264 | 23.3805 | 23.0105 | 22.6176 | 22.3666 | 18.7138 | 19.0646 | 18.6755 | 18.4828 | 18.3586 | 18.3247 | 18.3253 | 18.5649 | 18.7634 | 19.127 | 19.4364 | 20.1049 | 20.877 | 21.6504 | 22.6124 | 23.5509 | 24.5589 | 25.3898 | 26.1212 | 26.6544 | 27.0456 | 27.2896 | 27.474 | 27.428 | 27.2365 | 27.0889 | 26.8745 | 26.6155 | 26.3129 | 26.2033 | 18.7138 | 16.8004 | 16.1189 | 15.6472 | 15.3992 | 15.4309 | 15.4978 | 15.935 | 16.3615 | 17.1945 | 18.142 | 19.3114 | 20.4689 | 21.337 | 22.1456 | 22.61 | 22.9575 | 23.0416 | 22.9852 | 22.594 | 22.1902 | 21.698 | 21.2336 | 20.6421 | 19.9189 | 19.1794 | 18.4314 | 17.6471 | 16.7278 | 15.8284 | 18.7138 | 18.4983 | 18.0212 | 17.7558 | 17.7921 | 17.9255 | 18.1043 | 18.4656 | 18.6991 | 19.2673 | 19.6977 | 20.3121 | 20.9148 | 21.4395 | 22.0655 | 22.6277 | 23.2811 | 23.8385 | 24.3967 | 24.836 | 25.1954 | 25.4709 | 25.8064 | 26.0269 | 26.049 | 26.1193 | 26.1442 | 26.1521 | 26.088 | 26.1987
PSS | HARLECH T1 | 2.4113 | 2.8308 | 2.913 | 3.0515 | 3.1966 | 3.3086 | 3.4456 | 3.6177 | 3.8042 | 4.0044 | 4.1617 | 4.4022 | 4.6518 | 4.9405 | 5.238 | 5.6093 | 6.0739 | 6.6065 | 7.2067 | 7.8138 | 8.3991 | 9.0191 | 9.5812 | 10.0276 | 10.3305 | 10.4804 | 10.5633 | 10.6099 | 10.5198 | 10.5373 | 2.4113 | 2.7283 | 2.856 | 3.0452 | 3.3378 | 3.5682 | 3.8606 | 4.2538 | 4.6438 | 5.1288 | 5.6118 | 6.1325 | 6.7006 | 7.2293 | 7.6205 | 7.8156 | 8.1284 | 8.3326 | 8.6527 | 8.78 | 8.9265 | 9.0458 | 9.2754 | 9.4393 | 9.5896 | 9.5435 | 9.6324 | 9.7301 | 9.8292 | 9.997 | 2.4113 | 2.7843 | 2.8859 | 3.008 | 3.1787 | 3.3291 | 3.5683 | 3.9057 | 4.3159 | 4.705 | 5.0986 | 5.55 | 6.0391 | 6.5374 | 6.9454 | 7.261 | 7.7153 | 8.0553 | 8.3184 | 8.4396 | 8.5371 | 8.6119 | 8.6694 | 8.6743 | 8.6407 | 8.6182 | 8.5905 | 8.6245 | 8.5998 | 8.6742 | 2.4113 | 2.6656 | 2.7521 | 2.8935 | 3.1549 | 3.4589 | 3.8551 | 4.3522 | 4.9437 | 5.7334 | 6.5345 | 7.4113 | 8.3589 | 9.3323 | 10.0906 | 10.6765 | 11.3286 | 11.8514 | 12.2332 | 12.2581 | 12.2908 | 12.2723 | 12.1846 | 11.9882 | 11.6308 | 11.2234 | 10.8251 | 10.4516 | 9.9874 | 9.6215 | 2.4113 | 2.7819 | 2.8455 | 2.9755 | 3.2885 | 3.5908 | 3.9751 | 4.4126 | 4.8743 | 5.4606 | 5.9493 | 6.3873 | 6.8258 | 7.2826 | 7.6572 | 7.9256 | 8.3127 | 8.653 | 9.0088 | 9.193 | 9.3668 | 9.4929 | 9.6807 | 9.8202 | 9.6612 | 9.5394 | 9.5894 | 9.6741 | 9.7052 | 9.8214
PSS | HARRINGTON ST T1 / PARADISE ST T1 | 5.5338 | 7.068 | 7.6263 | 8.3627 | 9.1693 | 8.9048 | 8.909 | 8.9228 | 8.857 | 8.9054 | 8.796 | 8.9873 | 9.1484 | 9.3229 | 9.5331 | 8.7728 | 8.6424 | 8.5188 | 8.4832 | 8.4488 | 8.5839 | 8.6719 | 8.8386 | 8.9503 | 9.0015 | 9.1591 | 9.1778 | 9.1824 | 9.2037 | 9.3327 | 5.5338 | 6.0149 | 6.2255 | 6.5888 | 6.9723 | 6.8776 | 6.9833 | 7.2238 | 7.5248 | 8.0039 | 8.2987 | 8.8103 | 9.375 | 10.0497 | 10.8358 | 10.5156 | 11.2435 | 11.9281 | 12.6011 | 13.1872 | 13.8099 | 14.4007 | 14.8976 | 15.2652 | 15.5247 | 15.1915 | 15.3609 | 15.4591 | 15.5275 | 15.6111 | 5.5338 | 6.178 | 6.3157 | 6.5286 | 6.6387 | 6.7221 | 6.7575 | 6.8384 | 6.9652 | 7.2104 | 7.3801 | 7.6395 | 7.9139 | 8.2569 | 8.6446 | 8.7617 | 9.2091 | 9.6252 | 10.0133 | 10.3085 | 10.631 | 10.8932 | 11.1507 | 11.2865 | 11.3316 | 11.4642 | 11.5664 | 11.6158 | 11.606 | 11.6407 | 5.5338 | 5.6417 | 5.8153 | 6.128 | 6.4612 | 6.2754 | 6.3436 | 6.5269 | 6.7748 | 7.1438 | 7.1856 | 7.6365 | 8.1044 | 8.6222 | 9.234 | 9.0656 | 9.7424 | 10.3601 | 10.9509 | 11.48 | 11.6799 | 12.0925 | 12.4044 | 12.6255 | 12.7554 | 12.6041 | 12.7389 | 12.8418 | 12.9066 | 12.9593 | 5.5338 | 6.0946 | 6.2688 | 6.5551 | 6.8013 | 6.7922 | 6.8594 | 7.015 | 7.2214 | 7.5762 | 7.7976 | 8.1717 | 8.5806 | 9.0778 | 9.6564 | 9.5459 | 10.1281 | 10.6726 | 11.2011 | 11.6397 | 12.1116 | 12.5381 | 12.9152 | 13.1691 | 13.3231 | 13.2244 | 13.3657 | 13.4463 | 13.4861 | 13.5534
PSS | HARRINGTON ST T2 / HIGHFIELD ST T1 | 5.6685 | 5.8065 | 5.8697 | 5.9735 | 6.0191 | 6.0854 | 6.1321 | 6.1998 | 6.1882 | 6.2878 | 6.2824 | 6.3652 | 6.4315 | 6.4596 | 6.5231 | 6.5516 | 6.6481 | 6.7004 | 6.7484 | 6.812 | 6.8695 | 6.9226 | 7.0231 | 7.0728 | 7.0921 | 7.1521 | 7.1648 | 7.1862 | 7.1976 | 7.3101 | 5.6685 | 5.8122 | 5.7574 | 5.7337 | 5.6573 | 5.6175 | 5.6026 | 5.6787 | 5.6733 | 5.7286 | 5.7713 | 5.961 | 6.1818 | 6.3854 | 6.6678 | 6.9525 | 7.2594 | 7.4611 | 7.667 | 7.7547 | 7.8048 | 7.8312 | 7.829 | 7.7859 | 7.6993 | 7.6812 | 7.6373 | 7.6093 | 7.5145 | 7.5293 | 5.6685 | 5.8265 | 5.8162 | 5.8515 | 5.8218 | 5.8185 | 5.8179 | 5.8552 | 5.7969 | 5.7985 | 5.7611 | 5.8112 | 5.8716 | 5.8728 | 5.9627 | 6.0101 | 6.1247 | 6.1779 | 6.2698 | 6.2883 | 6.3349 | 6.3665 | 6.395 | 6.366 | 6.3237 | 6.2731 | 6.1957 | 6.1231 | 6.0288 | 6.0131 | 5.6685 | 5.7641 | 5.6725 | 5.6383 | 5.5949 | 5.603 | 5.5861 | 5.6369 | 5.5835 | 5.6229 | 5.6074 | 5.6917 | 5.8046 | 5.8885 | 6.0287 | 6.0606 | 6.1506 | 6.1843 | 6.1691 | 6.043 | 5.9045 | 5.7685 | 5.6772 | 5.5852 | 5.5054 | 5.4615 | 5.4182 | 5.3946 | 5.3358 | 5.3476 | 5.6685 | 5.8186 | 5.7863 | 5.7922 | 5.7393 | 5.7182 | 5.7106 | 5.7671 | 5.7353 | 5.764 | 5.7669 | 5.8869 | 6.0276 | 6.13 | 6.3162 | 6.4824 | 6.6932 | 6.8208 | 6.9699 | 7.0231 | 7.0716 | 7.1008 | 7.114 | 7.0781 | 7.0136 | 6.9793 | 6.9187 | 6.8684 | 6.7738 | 6.7734
PSS | HARRINGTON ST T3 / LIME ST T1 | 3.864 | 4.6724 | 4.6281 | 4.6049 | 4.5804 | 4.5327 | 4.4737 | 4.4437 | 4.3547 | 4.3477 | 4.3417 | 4.3876 | 4.4258 | 4.4598 | 4.5466 | 4.5546 | 4.6305 | 4.6745 | 4.7615 | 4.8092 | 4.868 | 4.9135 | 5.0162 | 5.066 | 5.0686 | 5.11 | 5.1249 | 5.1384 | 5.1494 | 5.2509 | 3.864 | 3.9668 | 3.8144 | 3.6966 | 3.574 | 3.4791 | 3.3802 | 3.3151 | 3.2162 | 3.1969 | 3.146 | 3.1362 | 3.1141 | 3.0931 | 3.0741 | 3.0516 | 3.0452 | 3.0214 | 3.0081 | 2.9698 | 2.9222 | 2.8752 | 2.8527 | 2.7895 | 2.7143 | 2.6248 | 2.5519 | 2.4633 | 2.3774 | 2.3226 | 3.864 | 4.2835 | 4.1714 | 4.097 | 4.0402 | 3.9899 | 3.9339 | 3.8945 | 3.8255 | 3.7958 | 3.7575 | 3.7598 | 3.753 | 3.7642 | 3.7997 | 3.8286 | 3.8766 | 3.9119 | 3.9449 | 3.9625 | 3.98 | 3.9821 | 4.028 | 4.0244 | 3.9942 | 4.0041 | 3.9718 | 3.9379 | 3.9049 | 3.9146 | 3.864 | 3.6925 | 3.511 | 3.3558 | 3.2073 | 3.0722 | 2.9633 | 2.8729 | 2.7785 | 2.7444 | 2.6957 | 2.6826 | 2.6521 | 2.6253 | 2.6278 | 2.6244 | 2.6336 | 2.6265 | 2.6266 | 2.6084 | 2.5664 | 2.5129 | 2.4704 | 2.3908 | 2.2821 | 2.1628 | 2.0479 | 1.9167 | 1.7643 | 1.6291 | 3.864 | 4.1188 | 3.9845 | 3.8871 | 3.7956 | 3.7221 | 3.6437 | 3.5891 | 3.501 | 3.476 | 3.4298 | 3.424 | 3.4008 | 3.3898 | 3.397 | 3.3987 | 3.4179 | 3.423 | 3.431 | 3.4224 | 3.4069 | 3.3853 | 3.3979 | 3.3659 | 3.3038 | 3.2581 | 3.208 | 3.1556 | 3.1025 | 3.0909
PSS | HARTFORD T1 | 6.5417 | 6.7691 | 6.7643 | 6.8211 | 6.8705 | 6.9274 | 7.047 | 7.2708 | 7.5053 | 7.7989 | 8.0658 | 8.48 | 8.9449 | 9.4971 | 10.13 | 10.905 | 11.8413 | 12.8486 | 13.9867 | 15.1478 | 16.3045 | 17.4172 | 18.4628 | 19.2343 | 19.7557 | 20.0814 | 20.1811 | 20.1838 | 19.948 | 19.8829 | 6.5417 | 5.9987 | 5.982 | 6.1104 | 6.4231 | 6.9761 | 7.5313 | 8.2924 | 9.0844 | 10.1104 | 11.2355 | 12.4573 | 13.8088 | 14.9943 | 15.9444 | 16.5642 | 17.2437 | 17.5831 | 17.946 | 18.0547 | 18.0377 | 18.1951 | 18.4981 | 18.7989 | 19.1437 | 18.7037 | 18.6141 | 18.5754 | 18.5443 | 18.5618 | 6.5417 | 6.3256 | 6.2554 | 6.2607 | 6.3425 | 6.4974 | 6.7615 | 7.1953 | 7.7628 | 8.2894 | 8.8499 | 9.5948 | 10.4722 | 11.4198 | 12.366 | 13.2971 | 14.2117 | 14.942 | 15.4657 | 15.7372 | 15.9067 | 16.0007 | 16.0418 | 15.9454 | 15.7874 | 15.6685 | 15.4896 | 15.3276 | 15.1301 | 15.0383 | 6.5417 | 5.7056 | 5.6353 | 5.6963 | 5.999 | 6.5043 | 7.0471 | 7.8498 | 8.7876 | 10.0805 | 11.5371 | 13.1883 | 15.0212 | 16.7773 | 18.2581 | 19.6106 | 20.6448 | 21.3344 | 21.7138 | 21.5407 | 21.2779 | 20.8969 | 20.3621 | 19.655 | 18.8206 | 17.993 | 17.0958 | 16.2286 | 15.1523 | 14.2017 | 6.5417 | 6.1546 | 6.0997 | 6.1775 | 6.6373 | 7.2256 | 7.9289 | 8.7189 | 9.5585 | 10.6061 | 11.5539 | 12.4517 | 13.4879 | 14.4841 | 15.3628 | 16.1938 | 17.0683 | 17.8284 | 18.5093 | 18.9561 | 19.2532 | 19.644 | 20.0629 | 20.4985 | 20.9269 | 20.7774 | 20.8738 | 21.0236 | 21.1133 | 21.292
PSS | HASKAYNE T1 | 2.1428 | 2.6717 | 2.6784 | 2.7053 | 2.7274 | 2.7613 | 2.809 | 2.8708 | 2.9258 | 3.0158 | 3.0807 | 3.1926 | 3.3106 | 3.4434 | 3.6004 | 3.8023 | 4.0548 | 4.3442 | 4.6691 | 5.0082 | 5.3578 | 5.7194 | 6.0718 | 6.3507 | 6.5378 | 6.6756 | 6.7542 | 6.8132 | 6.7687 | 6.7948 | 2.1428 | 2.4383 | 2.4339 | 2.4678 | 2.5333 | 2.6281 | 2.7292 | 2.8704 | 3.009 | 3.2057 | 3.4069 | 3.6742 | 3.9851 | 4.2605 | 4.4949 | 4.6914 | 4.8836 | 5.005 | 5.1703 | 5.2299 | 5.2408 | 5.2707 | 5.3544 | 5.4056 | 5.3881 | 5.3481 | 5.3554 | 5.3795 | 5.3904 | 5.4553 | 2.1428 | 2.5493 | 2.5512 | 2.5704 | 2.6099 | 2.6583 | 2.7363 | 2.8566 | 2.9903 | 3.1155 | 3.2403 | 3.4373 | 3.6877 | 3.9349 | 4.183 | 4.4232 | 4.704 | 4.9423 | 5.1086 | 5.1918 | 5.2635 | 5.2886 | 5.3177 | 5.3196 | 5.2869 | 5.2621 | 5.2512 | 5.2328 | 5.2173 | 5.2522 | 2.1428 | 2.3763 | 2.3407 | 2.3584 | 2.4298 | 2.5247 | 2.6415 | 2.8358 | 3.0513 | 3.3594 | 3.716 | 4.1847 | 4.7193 | 5.3013 | 5.7941 | 6.2151 | 6.617 | 6.9208 | 7.1107 | 7.1108 | 7.1016 | 7.054 | 6.9708 | 6.8182 | 6.5931 | 6.3448 | 6.0946 | 5.8611 | 5.5771 | 5.3479 | 2.1428 | 2.4886 | 2.468 | 2.4903 | 2.5862 | 2.7238 | 2.8892 | 3.0799 | 3.2798 | 3.55 | 3.7772 | 4.0335 | 4.3201 | 4.5968 | 4.8562 | 5.1056 | 5.3654 | 5.595 | 5.7967 | 5.9096 | 5.9748 | 6.0148 | 6.0944 | 6.1573 | 6.0233 | 5.9584 | 5.9797 | 6.009 | 6.0177 | 6.0853
PSS | HATHERTON T1 | 2.3334 | 2.2671 | 2.2931 | 2.3308 | 2.3558 | 2.4082 | 2.46 | 2.5141 | 2.5455 | 2.6124 | 2.6487 | 2.7357 | 2.7987 | 2.8536 | 2.909 | 2.9871 | 3.0674 | 3.158 | 3.2654 | 3.3709 | 3.4535 | 3.5598 | 3.6787 | 3.7728 | 3.8584 | 3.915 | 3.9988 | 4.0707 | 4.1472 | 4.269 | 2.3334 | 2.2423 | 2.2397 | 2.278 | 2.2826 | 2.2951 | 2.3293 | 2.3985 | 2.4411 | 2.5064 | 2.5622 | 2.6894 | 2.8128 | 2.9514 | 3.0967 | 3.2078 | 3.3829 | 3.4965 | 3.6279 | 3.6867 | 3.7459 | 3.7932 | 3.8673 | 3.8992 | 3.8955 | 3.8726 | 3.8986 | 3.9079 | 3.9102 | 3.9605 | 2.3334 | 2.2676 | 2.3099 | 2.3528 | 2.3866 | 2.4125 | 2.4568 | 2.5205 | 2.5493 | 2.5894 | 2.6228 | 2.7029 | 2.7977 | 2.8749 | 2.9626 | 3.0387 | 3.1821 | 3.2993 | 3.4225 | 3.4852 | 3.5678 | 3.6223 | 3.6762 | 3.7105 | 3.7166 | 3.7282 | 3.7441 | 3.7634 | 3.7826 | 3.8371 | 2.3334 | 2.2297 | 2.2078 | 2.2257 | 2.2443 | 2.279 | 2.3215 | 2.383 | 2.4349 | 2.5091 | 2.5669 | 2.6766 | 2.8138 | 2.9139 | 3.0251 | 3.0709 | 3.1643 | 3.2339 | 3.2874 | 3.2812 | 3.2697 | 3.2806 | 3.3038 | 3.3222 | 3.2973 | 3.2702 | 3.2524 | 3.2411 | 3.2173 | 3.2323 | 2.3334 | 2.2486 | 2.2528 | 2.2905 | 2.317 | 2.3655 | 2.4289 | 2.5192 | 2.5898 | 2.706 | 2.803 | 2.9392 | 3.0558 | 3.1871 | 3.3336 | 3.4597 | 3.6423 | 3.7951 | 3.9236 | 3.9994 | 4.0798 | 4.1273 | 4.2009 | 4.2365 | 4.1237 | 4.0427 | 4.0376 | 4.0251 | 4.0024 | 4.0191
PSS | HERONS WAY T1 / LACHE T1 / MBNA T1 / SMFS KINGSMEADOW T1 | 10.1012 | 12.4512 | 12.519 | 12.6621 | 12.7784 | 12.8911 | 13.0294 | 13.2669 | 13.4159 | 13.7255 | 13.9386 | 14.3561 | 14.7707 | 15.2163 | 15.7473 | 16.3305 | 17.0815 | 17.8082 | 18.6306 | 19.4527 | 20.2301 | 20.9825 | 21.7647 | 22.3177 | 22.7022 | 22.9917 | 23.1326 | 23.2594 | 23.2704 | 23.5186 | 10.1012 | 11.8259 | 11.7969 | 11.9093 | 12.0631 | 12.4714 | 13.0051 | 13.827 | 14.576 | 15.4923 | 16.4586 | 17.7156 | 19.2343 | 20.579 | 21.771 | 22.6826 | 23.7787 | 24.4733 | 25.2559 | 25.6039 | 25.7772 | 26.2422 | 26.8309 | 27.413 | 28.0454 | 27.2883 | 27.1783 | 27.1468 | 27.113 | 27.2162 | 10.1012 | 12.1354 | 12.0486 | 12.0823 | 12.0944 | 12.1863 | 12.3386 | 12.6668 | 12.9448 | 13.2633 | 13.5849 | 14.1498 | 14.8004 | 15.439 | 16.1917 | 16.9229 | 17.7154 | 18.3616 | 18.9135 | 19.2252 | 19.4852 | 19.7182 | 19.9041 | 19.8893 | 19.7782 | 19.6495 | 19.4678 | 19.2879 | 19.0692 | 18.9994 | 10.1012 | 11.5601 | 11.3872 | 11.4014 | 11.5528 | 11.9135 | 12.3214 | 12.9796 | 13.5804 | 14.4909 | 15.422 | 16.629 | 17.9225 | 19.0703 | 20.1197 | 20.9616 | 21.6426 | 22.0773 | 22.2665 | 21.9782 | 21.6524 | 21.3158 | 21.003 | 20.5779 | 20.0231 | 19.5211 | 18.9946 | 18.4839 | 17.8314 | 17.2978 | 10.1012 | 11.9281 | 11.8465 | 11.9354 | 12.2017 | 12.6509 | 13.2392 | 13.9895 | 14.6947 | 15.6507 | 16.5432 | 17.5373 | 18.7716 | 19.9154 | 21.0086 | 22.0222 | 23.1832 | 24.1882 | 25.1329 | 25.7435 | 26.1384 | 26.7017 | 27.2253 | 27.6852 | 28.2838 | 27.77 | 27.7423 | 27.7526 | 27.6839 | 27.7565
PSS | HOLMES CHAPEL T1 | 5.7701 | 6.3591 | 6.4222 | 6.5319 | 6.629 | 6.7398 | 6.8657 | 7.0579 | 7.2238 | 7.4811 | 7.6796 | 7.981 | 8.3091 | 8.6603 | 9.0509 | 9.5312 | 10.1224 | 10.719 | 11.3718 | 12.0373 | 12.6543 | 13.263 | 13.8879 | 14.3752 | 14.7491 | 14.98 | 15.1647 | 15.3468 | 15.4694 | 15.7124 | 5.7701 | 6.1714 | 6.2854 | 6.5161 | 6.7883 | 7.0981 | 7.4387 | 7.9399 | 8.4041 | 8.9868 | 9.6306 | 10.4453 | 11.3605 | 12.1932 | 12.9223 | 13.444 | 14.0757 | 14.4557 | 15.0984 | 15.4438 | 15.667 | 15.9336 | 16.3266 | 16.6219 | 17.3839 | 17.2425 | 17.3605 | 17.5045 | 17.6738 | 17.927 | 5.7701 | 6.285 | 6.2936 | 6.3682 | 6.4373 | 6.5572 | 6.7658 | 7.091 | 7.4031 | 7.7603 | 8.1096 | 8.5798 | 9.1212 | 9.6452 | 10.1961 | 10.7178 | 11.3434 | 11.8801 | 12.3438 | 12.631 | 12.8431 | 13.061 | 13.2325 | 13.2948 | 13.2541 | 13.1849 | 13.0998 | 13.0295 | 12.9269 | 12.913 | 5.7701 | 6.1024 | 6.1072 | 6.2305 | 6.4541 | 6.8422 | 7.286 | 7.9298 | 8.6142 | 9.4977 | 10.4045 | 11.4806 | 12.6382 | 13.6964 | 14.593 | 15.1521 | 15.8511 | 16.4287 | 16.8878 | 16.9598 | 17.0183 | 17.1203 | 17.2361 | 17.2536 | 17.0513 | 16.7606 | 16.4918 | 16.2042 | 15.8311 | 15.5128 | 5.7701 | 6.2644 | 6.2602 | 6.358 | 6.6001 | 6.9377 | 7.3383 | 7.8222 | 8.2628 | 8.869 | 9.3968 | 9.9583 | 10.5813 | 11.1822 | 11.7692 | 12.3145 | 12.9095 | 13.4392 | 14.1365 | 14.6206 | 14.9731 | 15.3186 | 15.6914 | 15.9714 | 16.2678 | 16.0973 | 16.1618 | 16.257 | 16.3001 | 16.4192
PSS | HOLT LA (WARRINGTON RD) T1 / PRESCOT GRID T1 / RAINHILL LOCAL T1 / WHISTON HOSP T1 | 14.0272 | 15.4477 | 15.5356 | 15.7132 | 15.9123 | 15.9168 | 16.0126 | 16.221 | 16.3754 | 16.7545 | 17.0327 | 17.6148 | 18.2222 | 18.901 | 19.7067 | 20.4389 | 21.4743 | 22.5594 | 23.725 | 24.9261 | 26.0618 | 27.1806 | 28.2992 | 29.1336 | 29.7209 | 30.1554 | 30.4257 | 30.6511 | 30.7509 | 31.1367 | 14.0272 | 13.6736 | 13.6415 | 13.817 | 14.1163 | 14.722 | 15.5678 | 16.7382 | 17.9238 | 19.2852 | 20.7312 | 22.5122 | 24.6835 | 26.5931 | 28.1606 | 29.213 | 30.6198 | 31.5573 | 32.679 | 33.1862 | 33.4525 | 34.3595 | 35.5046 | 36.6493 | 37.9301 | 36.4661 | 36.3029 | 36.2518 | 36.3321 | 36.4823 | 14.0272 | 14.4345 | 14.2885 | 14.2565 | 14.3036 | 14.4072 | 14.5713 | 14.9585 | 15.3569 | 15.8275 | 16.3357 | 17.1535 | 18.0884 | 19.1119 | 20.2447 | 21.3551 | 22.5942 | 23.6293 | 24.5051 | 25.056 | 25.5156 | 25.9551 | 26.2854 | 26.3523 | 26.279 | 26.1839 | 26.0547 | 25.9045 | 25.6963 | 25.663 | 14.0272 | 13.1287 | 12.9343 | 12.9515 | 13.1859 | 13.6051 | 14.1717 | 15.0863 | 16.0321 | 17.3297 | 18.7106 | 20.4708 | 22.3359 | 24.0199 | 25.5261 | 26.7025 | 27.7186 | 28.4222 | 28.8187 | 28.6283 | 28.3258 | 28.0798 | 27.8084 | 27.3466 | 26.6139 | 25.8086 | 25.0509 | 24.2961 | 23.3637 | 22.5046 | 14.0272 | 14.0659 | 13.9285 | 14.0326 | 14.5013 | 15.2012 | 16.1212 | 17.2101 | 18.3763 | 19.9153 | 21.4017 | 22.9377 | 24.8515 | 26.6887 | 28.3477 | 29.8244 | 31.5889 | 33.1921 | 34.6627 | 35.6681 | 36.3172 | 37.3187 | 38.248 | 39.094 | 40.2353 | 39.2439 | 39.2522 | 39.2931 | 39.2679 | 39.3601
PSS | HOLWAY RD T1 | 4.2071 | 4.4294 | 4.4795 | 4.5737 | 4.6717 | 4.7274 | 4.8131 | 4.9394 | 5.034 | 5.193 | 5.2808 | 5.4639 | 5.6372 | 5.8431 | 6.097 | 6.3626 | 6.7229 | 7.1153 | 7.5515 | 8.0121 | 8.4674 | 8.9036 | 9.3228 | 9.6072 | 9.7895 | 9.9007 | 9.8874 | 9.8485 | 9.678 | 9.6238 | 4.2071 | 4.2855 | 4.3095 | 4.3958 | 4.5268 | 4.7332 | 4.9785 | 5.3296 | 5.656 | 6.075 | 6.5045 | 6.9883 | 7.5796 | 8.1034 | 8.5394 | 8.8622 | 9.2176 | 9.4555 | 9.6985 | 9.7959 | 9.8432 | 9.964 | 10.134 | 10.2851 | 10.4441 | 10.2347 | 10.2106 | 10.2143 | 10.1867 | 10.2262 | 4.2071 | 4.3578 | 4.3691 | 4.4162 | 4.4764 | 4.5633 | 4.6948 | 4.9104 | 5.1351 | 5.3747 | 5.6096 | 5.9193 | 6.2633 | 6.5999 | 6.936 | 7.2431 | 7.5498 | 7.7716 | 7.9304 | 7.9703 | 7.9895 | 7.9915 | 8.0015 | 7.9368 | 7.8444 | 7.7752 | 7.6839 | 7.6032 | 7.4923 | 7.4628 | 4.2071 | 4.2042 | 4.1767 | 4.2313 | 4.3665 | 4.585 | 4.8245 | 5.1987 | 5.5584 | 6.1049 | 6.6667 | 7.3114 | 8.0257 | 8.7422 | 9.3507 | 9.9189 | 10.3816 | 10.6983 | 10.8463 | 10.7122 | 10.5547 | 10.3349 | 10.059 | 9.7174 | 9.3237 | 8.9574 | 8.5816 | 8.2151 | 7.7606 | 7.4089 | 4.2071 | 4.3215 | 4.3308 | 4.4039 | 4.5924 | 4.827 | 5.124 | 5.4773 | 5.8127 | 6.2607 | 6.6473 | 7.0247 | 7.485 | 7.9141 | 8.2958 | 8.6421 | 9.0249 | 9.3395 | 9.6222 | 9.7708 | 9.8617 | 9.9967 | 10.1414 | 10.2712 | 10.4193 | 10.2867 | 10.2853 | 10.3084 | 10.2875 | 10.3441
PSS | HOLYHEAD T1 | 2.667 | 2.9531 | 2.9884 | 3.0374 | 3.0949 | 3.2325 | 3.3747 | 3.5433 | 3.6954 | 3.8896 | 4.0482 | 4.2443 | 4.4405 | 4.6591 | 4.8689 | 5.1537 | 5.5444 | 5.9408 | 6.3959 | 6.8211 | 7.2418 | 7.7141 | 8.1954 | 8.6107 | 8.9192 | 9.1102 | 9.3758 | 9.6278 | 9.8446 | 10.1371 | 2.667 | 2.7025 | 2.6694 | 2.6776 | 2.7102 | 2.785 | 2.8918 | 3.0556 | 3.2206 | 3.4234 | 3.598 | 3.8678 | 4.1082 | 4.3563 | 4.5857 | 4.7768 | 5 | 5.1562 | 5.3062 | 5.35 | 5.4246 | 5.5554 | 5.7197 | 5.8492 | 5.6806 | 5.6049 | 5.6685 | 5.7104 | 5.7187 | 5.8368 | 2.667 | 2.8775 | 2.9707 | 3.1114 | 3.2413 | 3.3953 | 3.5674 | 3.7929 | 3.9843 | 4.1766 | 4.3676 | 4.6828 | 5.0412 | 5.3827 | 5.6752 | 5.9419 | 6.3869 | 6.7776 | 7.1325 | 7.3483 | 7.546 | 7.6796 | 7.8084 | 7.9189 | 7.9503 | 8.0599 | 8.1979 | 8.3748 | 8.5537 | 8.8149 | 2.667 | 2.6777 | 2.6849 | 2.7392 | 2.8254 | 2.9497 | 3.0844 | 3.285 | 3.492 | 3.7788 | 4.0714 | 4.4499 | 4.8698 | 5.2902 | 5.6324 | 5.9386 | 6.2401 | 6.4803 | 6.6535 | 6.6666 | 6.6576 | 6.6832 | 6.7167 | 6.6919 | 6.5332 | 6.2957 | 6.1286 | 5.9807 | 5.7976 | 5.6844 | 2.667 | 2.8329 | 2.8086 | 2.8912 | 3.0376 | 3.2785 | 3.5321 | 3.8342 | 4.1639 | 4.6118 | 5.0039 | 5.421 | 5.7517 | 6.1259 | 6.4969 | 6.8303 | 7.2569 | 7.6773 | 7.9267 | 8.0915 | 8.2439 | 8.3722 | 8.5694 | 8.7226 | 8.2219 | 7.9297 | 7.9385 | 7.9512 | 7.927 | 8.003
PSS | HOLYWELL T1 | 4.0774 | 4.5812 | 4.6159 | 4.6829 | 4.7616 | 4.8761 | 5.0142 | 5.2125 | 5.4153 | 5.6556 | 5.8686 | 6.175 | 6.4962 | 6.8721 | 7.2802 | 7.8242 | 8.4874 | 9.2097 | 10.02 | 10.8427 | 11.6535 | 12.4667 | 13.2676 | 13.9223 | 14.421 | 14.7441 | 14.9937 | 15.2066 | 15.2883 | 15.4844 | 4.0774 | 4.3275 | 4.4738 | 4.714 | 5.0453 | 5.3963 | 5.7624 | 6.2514 | 6.7696 | 7.3541 | 8.0063 | 8.8018 | 9.6805 | 10.5097 | 11.2027 | 11.6968 | 12.2792 | 12.6351 | 13.2507 | 13.5963 | 13.7987 | 14.1225 | 14.6016 | 14.8896 | 15.1515 | 15.06 | 15.2009 | 15.3905 | 15.6033 | 15.9014 | 4.0774 | 4.4567 | 4.4942 | 4.5942 | 4.7017 | 4.8738 | 5.1135 | 5.4837 | 5.8998 | 6.265 | 6.6716 | 7.1996 | 7.8342 | 8.5081 | 9.138 | 9.7429 | 10.4935 | 11.1399 | 11.6509 | 11.9642 | 12.1644 | 12.3506 | 12.5194 | 12.5969 | 12.5715 | 12.5401 | 12.5132 | 12.5 | 12.4745 | 12.5439 | 4.0774 | 4.2674 | 4.3183 | 4.4664 | 4.7482 | 5.1478 | 5.6251 | 6.299 | 7.055 | 8.0183 | 9.0586 | 10.3126 | 11.7015 | 13.0793 | 14.2369 | 15.1286 | 16.0903 | 16.8709 | 17.4762 | 17.6395 | 17.77 | 17.9136 | 18.0077 | 17.9631 | 17.6336 | 17.1952 | 16.7905 | 16.3743 | 15.8483 | 15.4091 | 4.0774 | 4.4008 | 4.4111 | 4.5291 | 4.8315 | 5.2617 | 5.7372 | 6.2943 | 6.8956 | 7.6096 | 8.2733 | 8.9398 | 9.6544 | 10.3982 | 11.0801 | 11.7075 | 12.4059 | 13.0375 | 13.7519 | 14.2612 | 14.5936 | 14.9469 | 15.3656 | 15.5979 | 15.3027 | 15.1111 | 15.204 | 15.334 | 15.4157 | 15.5863
PSS | HOOTON MAIN T1 | 4.5332 | 4.5832 | 4.6601 | 4.7885 | 4.9041 | 5.0008 | 5.1436 | 5.3502 | 5.5493 | 5.7927 | 5.9629 | 6.2227 | 6.5294 | 6.9005 | 7.3255 | 7.8507 | 8.5434 | 9.3321 | 10.2094 | 11.1552 | 12.1269 | 13.1123 | 14.036 | 14.7702 | 15.329 | 15.6736 | 15.836 | 15.9032 | 15.6991 | 15.6305 | 4.5332 | 4.5427 | 4.6975 | 4.9437 | 5.2769 | 5.6535 | 6.0134 | 6.5299 | 7.0275 | 7.6771 | 8.3701 | 9.2115 | 10.1773 | 11.0938 | 11.8953 | 12.5304 | 13.1806 | 13.6011 | 14.1516 | 14.4357 | 14.6184 | 14.8249 | 15.1889 | 15.4628 | 16.0916 | 16.0254 | 16.1395 | 16.3265 | 16.4715 | 16.7386 | 4.5332 | 4.5578 | 4.611 | 4.7109 | 4.8102 | 4.963 | 5.2135 | 5.5952 | 6.0569 | 6.4388 | 6.8573 | 7.4246 | 8.1493 | 8.8894 | 9.635 | 10.3353 | 11.1586 | 11.8136 | 12.2741 | 12.4565 | 12.5492 | 12.6239 | 12.6901 | 12.6556 | 12.549 | 12.4382 | 12.3213 | 12.2292 | 12.0925 | 12.0727 | 4.5332 | 4.5143 | 4.5746 | 4.7368 | 5.0443 | 5.4694 | 5.954 | 6.6298 | 7.4242 | 8.4812 | 9.6547 | 11.1441 | 12.8827 | 14.7061 | 16.2919 | 17.6493 | 18.952 | 19.9586 | 20.6456 | 20.7538 | 20.7758 | 20.7116 | 20.5146 | 20.1415 | 19.5559 | 18.9341 | 18.2823 | 17.6554 | 16.8596 | 16.2251 | 4.5332 | 4.5716 | 4.6261 | 4.7637 | 5.0893 | 5.5065 | 5.9888 | 6.566 | 7.1655 | 7.8607 | 8.488 | 9.1549 | 9.9431 | 10.723 | 11.4712 | 12.1778 | 12.9198 | 13.5316 | 14.1615 | 14.5246 | 14.77 | 15.0103 | 15.3129 | 15.5851 | 15.8502 | 15.7585 | 15.848 | 16.0142 | 16.0947 | 16.3079
PSS | HUNTS CROSS T1 / KENTON RD T1 / WOODEND AVE T1 / WOOLTON T1 | 17.4205 | 20.3673 | 20.5091 | 20.7775 | 21.0645 | 21.1731 | 21.376 | 21.7553 | 22.0257 | 22.5689 | 22.9658 | 23.7615 | 24.5871 | 25.4812 | 26.5629 | 27.6196 | 29.0406 | 30.4824 | 32.0513 | 33.6627 | 35.1987 | 36.6829 | 38.1506 | 39.2365 | 40.0192 | 40.5826 | 40.8936 | 41.1536 | 41.2257 | 41.673 | 17.4205 | 18.7897 | 18.8775 | 19.25 | 19.7401 | 20.7462 | 22.0394 | 23.875 | 25.6461 | 27.6648 | 29.7907 | 32.4197 | 35.6783 | 38.5777 | 40.9652 | 42.6774 | 44.8567 | 46.3172 | 48.0463 | 48.8412 | 49.2548 | 50.5624 | 52.1879 | 53.8376 | 55.7675 | 53.7275 | 53.5352 | 53.488 | 53.6282 | 53.8658 | 17.4205 | 19.4819 | 19.3523 | 19.3803 | 19.4659 | 19.6383 | 19.9081 | 20.494 | 21.0732 | 21.7279 | 22.4274 | 23.5501 | 24.8859 | 26.244 | 27.8249 | 29.3593 | 31.026 | 32.4223 | 33.5754 | 34.2931 | 34.8915 | 35.4627 | 35.9015 | 35.9596 | 35.8147 | 35.6095 | 35.3391 | 35.0398 | 34.668 | 34.5051 | 17.4205 | 18.27 | 18.1255 | 18.2776 | 18.705 | 19.4727 | 20.3925 | 21.7929 | 23.1782 | 25.0791 | 27.0597 | 29.5726 | 32.2555 | 34.6485 | 36.8177 | 38.5606 | 39.9743 | 40.9185 | 41.4428 | 41.09 | 40.6014 | 40.1687 | 39.7212 | 39.0338 | 38.0221 | 37.0011 | 35.983 | 34.9728 | 33.7057 | 32.5696 | 17.4205 | 19.1354 | 19.0556 | 19.2979 | 19.993 | 21.038 | 22.3825 | 24.0043 | 25.6662 | 27.8274 | 29.9161 | 32.0908 | 34.8983 | 37.5307 | 39.9282 | 42.0894 | 44.6101 | 46.8865 | 49.0094 | 50.4457 | 51.3483 | 52.7616 | 54.0432 | 55.2239 | 57.0302 | 55.6821 | 55.6998 | 55.7517 | 55.7222 | 55.8368
PSS | HUYTON HEY RD T1 / WILSON RD T1 | 7.0361 | 7.5724 | 7.6144 | 7.7123 | 7.7836 | 7.8534 | 7.9476 | 8.1175 | 8.253 | 8.497 | 8.6622 | 8.9863 | 9.3104 | 9.6636 | 10.0913 | 10.5727 | 11.2074 | 11.8602 | 12.5969 | 13.3506 | 14.0977 | 14.807 | 15.5097 | 16.0067 | 16.3456 | 16.5702 | 16.6283 | 16.6566 | 16.5152 | 16.5396 | 7.0361 | 7.1327 | 7.1325 | 7.2546 | 7.4327 | 7.7976 | 8.2516 | 8.8938 | 9.5009 | 10.2588 | 11.0508 | 11.9982 | 13.159 | 14.1744 | 15.0138 | 15.6584 | 16.3818 | 16.8555 | 17.3831 | 17.5937 | 17.6884 | 18.0192 | 18.4613 | 18.9064 | 19.4198 | 18.8869 | 18.8249 | 18.8167 | 18.8313 | 18.9151 | 7.0361 | 7.3315 | 7.2836 | 7.3006 | 7.3195 | 7.4142 | 7.5727 | 7.8591 | 8.1725 | 8.4881 | 8.8175 | 9.3014 | 9.8698 | 10.4535 | 11.0558 | 11.6921 | 12.3033 | 12.7949 | 13.1618 | 13.328 | 13.4574 | 13.5634 | 13.6476 | 13.5917 | 13.4987 | 13.3812 | 13.2394 | 13.1075 | 12.933 | 12.8684 | 7.0361 | 6.9437 | 6.8468 | 6.8917 | 7.0682 | 7.4107 | 7.792 | 8.351 | 8.9623 | 9.8131 | 10.7255 | 11.8333 | 13.0435 | 14.2342 | 15.2497 | 16.1683 | 16.8984 | 17.3948 | 17.6536 | 17.4773 | 17.2453 | 16.9566 | 16.6238 | 16.1759 | 15.6089 | 15.0949 | 14.5357 | 13.9956 | 13.3165 | 12.755 | 7.0361 | 7.2276 | 7.1869 | 7.27 | 7.5414 | 7.9485 | 8.472 | 9.0883 | 9.7067 | 10.5169 | 11.259 | 12.0177 | 12.9703 | 13.8623 | 14.6566 | 15.425 | 16.2504 | 16.9775 | 17.6323 | 18.0292 | 18.2786 | 18.6599 | 19.0316 | 19.3836 | 19.8793 | 19.5316 | 19.5429 | 19.5867 | 19.5794 | 19.6658
PSS | IFTON T1 / IFTON T2 | 6.8757 | 6.4426 | 6.4945 | 6.5894 | 6.6677 | 6.7657 | 6.8744 | 7.0542 | 7.2018 | 7.4317 | 7.5986 | 7.8789 | 8.1858 | 8.5261 | 8.9195 | 9.4023 | 10.0146 | 10.6595 | 11.3771 | 12.1241 | 12.847 | 13.5699 | 14.2955 | 14.8795 | 15.3072 | 15.5981 | 15.7988 | 15.9503 | 15.9657 | 16.1193 | 6.8757 | 6.1867 | 6.3001 | 6.5073 | 6.7732 | 7.0925 | 7.4446 | 7.9704 | 8.4527 | 9.0524 | 9.6955 | 10.5458 | 11.5227 | 12.4313 | 13.2168 | 13.8382 | 14.5297 | 14.9797 | 15.6542 | 16.0029 | 16.2103 | 16.5466 | 17.027 | 17.4082 | 18.2172 | 17.9792 | 18.0578 | 18.2154 | 18.3809 | 18.6464 | 6.8757 | 6.3241 | 6.3267 | 6.3801 | 6.4422 | 6.5559 | 6.7375 | 7.0439 | 7.3605 | 7.6922 | 8.0214 | 8.488 | 9.0548 | 9.6405 | 10.2807 | 10.8663 | 11.5725 | 12.1598 | 12.6337 | 12.8983 | 13.0788 | 13.2518 | 13.4085 | 13.439 | 13.3854 | 13.2936 | 13.2016 | 13.1277 | 13.0083 | 12.9955 | 6.8757 | 6.1147 | 6.1141 | 6.2201 | 6.434 | 6.7819 | 7.2028 | 7.8235 | 8.4801 | 9.3571 | 10.2971 | 11.4926 | 12.8237 | 14.1284 | 15.2765 | 16.1511 | 17.065 | 17.7843 | 18.3099 | 18.383 | 18.4177 | 18.4558 | 18.467 | 18.3445 | 17.996 | 17.588 | 17.1886 | 16.787 | 16.2633 | 15.8365 | 6.8757 | 6.2798 | 6.2758 | 6.3667 | 6.6142 | 6.9771 | 7.4028 | 7.9313 | 8.4515 | 9.1173 | 9.7194 | 10.3785 | 11.1559 | 11.9184 | 12.6614 | 13.3515 | 14.0992 | 14.7511 | 15.496 | 15.9873 | 16.309 | 16.6722 | 17.0681 | 17.3735 | 17.7608 | 17.5101 | 17.5549 | 17.6611 | 17.698 | 17.8339
PSS | ILFORDS T1 / KNUTSFORD T1 / MOBBERLEY T1 / RADBROKE HALL T1 | 13.96 | 14.7075 | 14.8604 | 15.0827 | 15.2185 | 15.4752 | 15.7249 | 16.0803 | 16.3198 | 16.7814 | 17.0853 | 17.6181 | 18.1339 | 18.6633 | 19.2478 | 19.9637 | 20.9058 | 21.8474 | 22.8927 | 23.9312 | 24.8984 | 25.9331 | 27.0545 | 27.9747 | 28.6475 | 29.151 | 29.6643 | 30.1818 | 30.5943 | 31.3018 | 13.96 | 14.0338 | 14.032 | 14.2188 | 14.3625 | 14.6845 | 15.0968 | 15.8166 | 16.4195 | 17.174 | 17.9731 | 19.1626 | 20.5587 | 21.8463 | 23.0677 | 24.0774 | 25.303 | 26.1484 | 27.2547 | 27.6862 | 28.0346 | 28.5057 | 29.169 | 29.601 | 29.4811 | 29.2092 | 29.3942 | 29.5984 | 29.7458 | 30.1657 | 13.96 | 14.4143 | 14.4515 | 14.6304 | 14.7329 | 14.9521 | 15.224 | 15.6793 | 16.0478 | 16.4102 | 16.7897 | 17.5269 | 18.3402 | 19.131 | 19.9682 | 20.7572 | 21.927 | 22.9257 | 23.8479 | 24.4064 | 24.8814 | 25.3201 | 25.7223 | 25.932 | 25.9541 | 26.0199 | 26.0792 | 26.1687 | 26.2223 | 26.4967 | 13.96 | 13.8165 | 13.6389 | 13.7217 | 13.8503 | 14.2343 | 14.707 | 15.4221 | 16.1208 | 17.0981 | 18.0682 | 19.4551 | 20.9443 | 22.37 | 23.6699 | 24.5555 | 25.6219 | 26.4919 | 27.1403 | 27.1787 | 27.2223 | 27.374 | 27.5761 | 27.6533 | 27.3256 | 26.885 | 26.5331 | 26.1978 | 25.7194 | 25.3788 | 13.96 | 14.2273 | 14.1159 | 14.2657 | 14.5005 | 15.0416 | 15.6425 | 16.449 | 17.225 | 18.287 | 19.2728 | 20.4428 | 21.6684 | 22.9061 | 24.1573 | 25.3116 | 26.7185 | 27.9849 | 29.1931 | 29.8078 | 30.2779 | 30.7292 | 31.2855 | 31.5979 | 30.6587 | 30.1398 | 30.2029 | 30.2812 | 30.2346 | 30.4433
PSS | IVY ST (SOUTHPORT) T1 / KENSINGTON ROAD / MARKET ST T1 / SOUTHPORT T1 | 14.6008 | 14.9386 | 15.0868 | 15.3306 | 15.485 | 15.6946 | 15.9222 | 16.2498 | 16.4293 | 16.847 | 17.0707 | 17.4976 | 17.9132 | 18.3421 | 18.8461 | 19.4309 | 20.2739 | 21.1123 | 22.0871 | 23.0197 | 23.9925 | 24.983 | 26.032 | 26.7916 | 27.3004 | 27.6709 | 27.9013 | 28.0738 | 28.0496 | 28.3405 | 14.6008 | 14.3699 | 14.2079 | 14.1756 | 14.1275 | 14.2779 | 14.4608 | 14.9048 | 15.2116 | 15.7753 | 16.3242 | 17.1728 | 18.0956 | 18.9566 | 19.8583 | 20.6263 | 21.4738 | 22.0035 | 22.4639 | 22.6168 | 22.7554 | 22.8111 | 22.9729 | 22.9761 | 22.662 | 22.5662 | 22.5395 | 22.5041 | 22.318 | 22.4359 | 14.6008 | 14.68 | 14.6979 | 14.8533 | 14.921 | 15.1232 | 15.3652 | 15.7766 | 16.0785 | 16.4325 | 16.7629 | 17.4004 | 18.1341 | 18.7991 | 19.4927 | 20.1171 | 20.9819 | 21.659 | 22.2158 | 22.4461 | 22.6574 | 22.767 | 22.882 | 22.8528 | 22.7007 | 22.6626 | 22.5543 | 22.5372 | 22.4275 | 22.5968 | 14.6008 | 14.119 | 13.9033 | 13.8766 | 13.9553 | 14.2199 | 14.4863 | 14.9668 | 15.3967 | 16.2075 | 17.0117 | 18.1395 | 19.4326 | 20.7364 | 21.9429 | 22.9354 | 23.8886 | 24.5375 | 24.8608 | 24.606 | 24.2853 | 23.8827 | 23.4456 | 22.909 | 22.1973 | 21.5249 | 20.8493 | 20.2441 | 19.4875 | 18.9658 | 14.6008 | 14.5358 | 14.4105 | 14.4716 | 14.5994 | 14.9303 | 15.3076 | 15.8601 | 16.2978 | 17.0046 | 17.5886 | 18.3526 | 19.1016 | 19.8332 | 20.6421 | 21.3803 | 22.2885 | 23.0175 | 23.5346 | 23.7838 | 24.0136 | 24.1456 | 24.3892 | 24.5138 | 23.9851 | 23.7392 | 23.6797 | 23.6671 | 23.5145 | 23.6629
PSS | IVY ST T1 / LLYSFAEN RD T1 / OLD MILL T1 | 11.3266 | 13.5234 | 13.5979 | 13.7531 | 13.9225 | 13.9838 | 14.1531 | 14.4615 | 14.7027 | 15.1289 | 15.4798 | 16.0822 | 16.7304 | 17.4648 | 18.313 | 19.2761 | 20.5049 | 21.8096 | 23.2812 | 24.7487 | 26.2088 | 27.5912 | 28.8904 | 29.8128 | 30.4166 | 30.7534 | 30.8058 | 30.7739 | 30.416 | 30.4087 | 11.3266 | 12.2224 | 12.2376 | 12.497 | 12.9309 | 13.689 | 14.6281 | 15.8776 | 17.1592 | 18.6956 | 20.275 | 22.0446 | 24.1624 | 26.0242 | 27.4417 | 28.3616 | 29.5429 | 30.2881 | 31.2159 | 31.56 | 31.7313 | 32.4247 | 33.352 | 34.3043 | 35.4066 | 34.1758 | 34.029 | 34.0078 | 34.0564 | 34.1916 | 11.3266 | 12.7791 | 12.6663 | 12.6846 | 12.7969 | 12.9961 | 13.3377 | 13.9292 | 14.6322 | 15.3689 | 16.1136 | 17.1046 | 18.2014 | 19.3626 | 20.4881 | 21.5721 | 22.663 | 23.5019 | 24.1316 | 24.4292 | 24.6414 | 24.8131 | 24.9393 | 24.8471 | 24.6505 | 24.4535 | 24.2274 | 24.0087 | 23.7118 | 23.6129 | 11.3266 | 11.6987 | 11.5691 | 11.5969 | 11.9647 | 12.5985 | 13.3667 | 14.4717 | 15.6993 | 17.4344 | 19.2758 | 21.3473 | 23.5696 | 25.7304 | 27.4553 | 29.1267 | 30.3892 | 31.2101 | 31.6396 | 31.2571 | 30.8133 | 30.2424 | 29.5452 | 28.6206 | 27.4606 | 26.3355 | 25.1305 | 24.0031 | 22.6085 | 21.3991 | 11.3266 | 12.51 | 12.4189 | 12.5778 | 13.1963 | 14.02 | 15.0862 | 16.2947 | 17.5692 | 19.2415 | 20.7559 | 22.1852 | 23.9464 | 25.6146 | 27.0264 | 28.2727 | 29.7257 | 31.0048 | 32.1995 | 32.9317 | 33.38 | 34.1283 | 34.85 | 35.5538 | 36.5761 | 35.7624 | 35.7683 | 35.8358 | 35.8191 | 35.9474
PSS | JOHNSTOWN T1 | 6.6096 | 5.76 | 5.843 | 5.9834 | 6.0979 | 6.3189 | 6.5367 | 6.7962 | 7.0202 | 7.3192 | 7.5426 | 7.8557 | 8.1484 | 8.4693 | 8.8034 | 9.2654 | 9.8645 | 10.4651 | 11.1505 | 11.8347 | 12.483 | 13.1914 | 13.9108 | 14.5271 | 14.9714 | 15.2735 | 15.5845 | 15.8896 | 16.1121 | 16.4625 | 6.6096 | 5.6167 | 5.6759 | 5.7992 | 5.9513 | 6.217 | 6.5711 | 7.076 | 7.5493 | 8.0808 | 8.5871 | 9.2678 | 10.11 | 10.8697 | 11.5376 | 12.103 | 12.7903 | 13.2868 | 13.8412 | 13.935 | 14.0406 | 14.3176 | 14.7043 | 14.9907 | 14.3901 | 14.1113 | 14.1664 | 14.2503 | 14.2741 | 14.485 | 6.6096 | 5.7928 | 5.9365 | 6.1625 | 6.3593 | 6.5663 | 6.8095 | 7.1652 | 7.4643 | 7.739 | 8.0299 | 8.5379 | 9.1171 | 9.6624 | 10.1778 | 10.6342 | 11.3517 | 11.9625 | 12.4946 | 12.8091 | 13.0729 | 13.2956 | 13.503 | 13.6554 | 13.6705 | 13.7628 | 13.8755 | 14.0288 | 14.1647 | 14.4344 | 6.6096 | 5.6423 | 5.6803 | 5.83 | 6.0307 | 6.3215 | 6.6406 | 7.0906 | 7.5165 | 8.1006 | 8.6818 | 9.4616 | 10.3355 | 11.1965 | 11.9413 | 12.6055 | 13.2193 | 13.6809 | 13.9932 | 13.9467 | 13.8762 | 13.8437 | 13.802 | 13.6993 | 13.3763 | 12.9983 | 12.6842 | 12.4076 | 12.0546 | 11.8368 | 6.6096 | 5.7318 | 5.7644 | 5.9617 | 6.2661 | 6.7325 | 7.2597 | 7.8971 | 8.5705 | 9.4414 | 10.2532 | 11.1101 | 12.0213 | 12.9396 | 13.7944 | 14.5549 | 15.525 | 16.4179 | 17.077 | 17.3183 | 17.4889 | 17.6995 | 17.988 | 18.1753 | 17.1694 | 16.715 | 16.7302 | 16.7609 | 16.7112 | 16.8318
PSS | KELCO T1 / NEWS INTERNATIONAL T1 / NEWS INTERNATIONAL T2 / PALCO T1 / SOUTHDENE T1 | 19.2892 | 15.9975 | 16.1697 | 16.4473 | 16.6175 | 16.735 | 16.8536 | 17.0487 | 17.0376 | 17.2953 | 17.3239 | 17.5716 | 17.7864 | 17.943 | 18.2048 | 18.3612 | 18.7059 | 18.9721 | 19.2952 | 19.5954 | 19.9087 | 20.2189 | 20.6706 | 20.8864 | 21.0268 | 21.2061 | 21.2769 | 21.3 | 21.2711 | 21.5359 | 19.2892 | 15.8492 | 15.6943 | 15.6337 | 15.4724 | 15.4252 | 15.4311 | 15.7193 | 15.7799 | 16.0531 | 16.2727 | 16.8771 | 17.6026 | 18.2669 | 19.1017 | 19.8513 | 20.7089 | 21.2738 | 21.8152 | 22.0218 | 22.2024 | 22.2097 | 22.2629 | 22.1344 | 21.9457 | 21.8798 | 21.8088 | 21.7208 | 21.4906 | 21.5391 | 19.2892 | 15.9227 | 15.8873 | 15.9603 | 15.8951 | 15.8977 | 15.9068 | 16.0599 | 15.9741 | 16.0304 | 16.0353 | 16.2677 | 16.5355 | 16.7154 | 17.0414 | 17.3136 | 17.7231 | 18.0081 | 18.3016 | 18.3842 | 18.5184 | 18.5923 | 18.6891 | 18.6057 | 18.4538 | 18.3408 | 18.1236 | 17.9292 | 17.6621 | 17.6147 | 19.2892 | 15.6399 | 15.3639 | 15.2779 | 15.1758 | 15.2104 | 15.2494 | 15.4388 | 15.4191 | 15.6869 | 15.824 | 16.3032 | 16.8337 | 17.3449 | 17.9502 | 18.2726 | 18.6945 | 18.9269 | 18.9945 | 18.6752 | 18.3506 | 17.966 | 17.6592 | 17.3382 | 17.0046 | 16.7853 | 16.5471 | 16.345 | 16.0013 | 15.8706 | 19.2892 | 15.8701 | 15.7752 | 15.781 | 15.6988 | 15.6955 | 15.7318 | 15.9666 | 15.9539 | 16.1383 | 16.2401 | 16.633 | 17.1013 | 17.4907 | 18.0422 | 18.5438 | 19.1668 | 19.5955 | 20.0257 | 20.185 | 20.365 | 20.4298 | 20.5367 | 20.481 | 20.3449 | 20.2992 | 20.1957 | 20.1037 | 19.8974 | 19.9499
PSS | KINGSLAND 33 T1 / SAFEWAY T1 / WOOLSTON T1 / WOOLSTON T2 | 17.9063 | 17.5475 | 17.5047 | 17.5718 | 17.5976 | 17.5651 | 17.5763 | 17.723 | 17.6987 | 17.934 | 18.0914 | 18.5245 | 18.9384 | 19.5629 | 20.2971 | 21.0663 | 22.0503 | 23.022 | 24.1263 | 24.978 | 25.7695 | 26.557 | 27.4302 | 28.0339 | 28.3717 | 28.6899 | 28.8893 | 29.0329 | 29.1012 | 29.4746 | 17.9063 | 15.7515 | 15.4781 | 15.369 | 15.3372 | 15.5651 | 15.8601 | 16.4589 | 16.9451 | 17.6911 | 18.4661 | 19.5639 | 20.8239 | 21.9918 | 23.0646 | 23.8693 | 24.8724 | 25.4965 | 26.2004 | 26.4037 | 26.402 | 26.7551 | 27.2492 | 27.4016 | 26.2645 | 25.5119 | 25.2601 | 25.0453 | 24.8733 | 24.8326 | 17.9063 | 16.5547 | 16.2952 | 16.1542 | 16.0814 | 16.0652 | 16.1158 | 16.3211 | 16.4403 | 16.6675 | 16.8433 | 17.3318 | 17.8701 | 18.6515 | 19.5743 | 20.4724 | 21.5215 | 22.4311 | 23.2583 | 23.5779 | 23.8905 | 24.1476 | 24.3994 | 24.4205 | 24.284 | 24.1699 | 24.0029 | 23.8365 | 23.6415 | 23.6361 | 17.9063 | 15.0305 | 14.5816 | 14.3096 | 14.2084 | 14.3147 | 14.4731 | 14.8998 | 15.2602 | 15.9537 | 16.699 | 17.7374 | 18.8202 | 19.8795 | 20.8642 | 21.6607 | 22.3213 | 22.7426 | 22.964 | 22.622 | 22.2297 | 21.8787 | 21.5252 | 21.0281 | 20.3833 | 19.7106 | 19.061 | 18.4193 | 17.6491 | 16.9694 | 17.9063 | 16.0652 | 15.7736 | 15.6696 | 15.7855 | 16.0731 | 16.4675 | 17.0269 | 17.4996 | 18.2872 | 18.983 | 19.8439 | 20.8678 | 22.0931 | 23.3637 | 24.5453 | 25.9405 | 27.1932 | 28.3071 | 28.7967 | 29.0663 | 29.4697 | 29.9065 | 29.9505 | 28.7114 | 28.22 | 28.1229 | 28.0457 | 27.9294 | 27.9639
PSS | KINNERTON T1 | 3.37 | 3.6573 | 3.7232 | 3.8028 | 3.887 | 4.0839 | 4.2644 | 4.4932 | 4.6942 | 4.9466 | 5.1596 | 5.4248 | 5.6941 | 5.9505 | 6.2265 | 6.6004 | 7.0789 | 7.5396 | 8.0657 | 8.5633 | 8.9983 | 9.5132 | 10.0556 | 10.5669 | 10.9496 | 11.2292 | 11.6177 | 12.0272 | 12.4475 | 12.949 | 3.37 | 3.5505 | 3.6318 | 3.7639 | 3.916 | 4.0878 | 4.2965 | 4.6102 | 4.9099 | 5.2311 | 5.554 | 6.0367 | 6.5606 | 7.0007 | 7.4275 | 7.7464 | 8.1961 | 8.5052 | 8.915 | 9.1621 | 9.3683 | 9.6524 | 10.0189 | 10.2746 | 10.3776 | 10.3168 | 10.471 | 10.6159 | 10.7625 | 11.0304 | 3.37 | 3.6638 | 3.8065 | 3.9991 | 4.1677 | 4.3577 | 4.5736 | 4.8505 | 5.096 | 5.3022 | 5.5438 | 5.9476 | 6.3888 | 6.835 | 7.2225 | 7.5801 | 8.2052 | 8.7827 | 9.3244 | 9.7079 | 10.0287 | 10.3115 | 10.5698 | 10.7774 | 10.8678 | 10.994 | 11.1565 | 11.3472 | 11.5597 | 11.8453 | 3.37 | 3.5944 | 3.671 | 3.8081 | 3.9736 | 4.2139 | 4.4859 | 4.8593 | 5.2505 | 5.6955 | 6.1319 | 6.6955 | 7.2968 | 7.8359 | 8.2911 | 8.5531 | 8.9567 | 9.3268 | 9.6704 | 9.8054 | 9.9419 | 10.2128 | 10.5152 | 10.7613 | 10.7716 | 10.639 | 10.6119 | 10.5758 | 10.5307 | 10.5129 | 3.37 | 3.6519 | 3.6695 | 3.8101 | 4.011 | 4.3562 | 4.7018 | 5.1269 | 5.5895 | 6.177 | 6.7264 | 7.3298 | 7.8717 | 8.4039 | 8.933 | 9.3989 | 10.0174 | 10.6328 | 11.1392 | 11.5362 | 11.8451 | 12.1082 | 12.4641 | 12.7023 | 12.1833 | 11.8077 | 11.8383 | 11.8777 | 11.8895 | 11.9895
PSS | KIRKBY CENTRAL T1 / NORTHWOOD T1 / TOWER HILL (BANK LA) T1 / WESTVALE T1 | 17.3566 | 19.4563 | 19.461 | 19.5548 | 19.6332 | 19.5863 | 19.5994 | 19.7526 | 19.7987 | 20.1251 | 20.405 | 21.034 | 21.6433 | 22.3453 | 23.1873 | 24.0532 | 25.2198 | 26.3853 | 27.7032 | 29.0726 | 30.3509 | 31.5518 | 32.7855 | 33.6928 | 34.2291 | 34.6855 | 34.831 | 34.9723 | 34.9067 | 35.1846 | 17.3566 | 17.0346 | 16.9175 | 17.1171 | 17.361 | 18.0454 | 19.0775 | 20.5135 | 21.8986 | 23.4986 | 25.0953 | 27.0449 | 29.6315 | 31.8686 | 33.564 | 34.7685 | 36.3913 | 37.5209 | 38.9949 | 39.6526 | 39.9313 | 41.2931 | 42.9692 | 44.7419 | 46.8246 | 44.6494 | 44.4225 | 44.4203 | 44.6373 | 44.8687 | 17.3566 | 18.1065 | 17.7495 | 17.6218 | 17.546 | 17.5787 | 17.7014 | 18.0743 | 18.4531 | 18.9251 | 19.3828 | 20.2181 | 21.1413 | 22.1058 | 23.2368 | 24.3295 | 25.5075 | 26.4207 | 27.2102 | 27.6477 | 27.9761 | 28.3557 | 28.7091 | 28.7646 | 28.6436 | 28.4673 | 28.303 | 28.072 | 27.7943 | 27.7159 | 17.3566 | 16.2224 | 15.7751 | 15.6336 | 15.7004 | 16.0763 | 16.6449 | 17.6213 | 18.5974 | 20.0198 | 21.5061 | 23.4053 | 25.4525 | 27.3385 | 28.9657 | 30.447 | 31.6254 | 32.4078 | 32.8153 | 32.4985 | 32.0563 | 31.7036 | 31.2839 | 30.6381 | 29.6676 | 28.6607 | 27.6797 | 26.7411 | 25.5737 | 24.5281 | 17.3566 | 17.5442 | 17.252 | 17.3429 | 17.7967 | 18.6071 | 19.7343 | 21.0625 | 22.4839 | 24.4177 | 26.2509 | 28.1016 | 30.5639 | 32.8555 | 34.8645 | 36.6279 | 38.7476 | 40.6389 | 42.422 | 43.5779 | 44.1752 | 45.3956 | 46.5038 | 47.5591 | 49.3702 | 47.784 | 47.692 | 47.6447 | 47.5578 | 47.5682
PSS | KNOWSLEY T1 / MARLED HEY T1 | 4.3743 | 4.8419 | 4.8725 | 4.9365 | 4.9896 | 5.0013 | 5.0475 | 5.1264 | 5.1688 | 5.2876 | 5.3529 | 5.5068 | 5.6681 | 5.8571 | 6.0755 | 6.3049 | 6.6124 | 6.9438 | 7.3247 | 7.6953 | 8.1091 | 8.4934 | 8.8806 | 9.1628 | 9.3502 | 9.4813 | 9.5348 | 9.5495 | 9.4737 | 9.4971 | 4.3743 | 4.467 | 4.4193 | 4.4123 | 4.4522 | 4.5514 | 4.6465 | 4.8274 | 5.007 | 5.2703 | 5.58 | 5.9839 | 6.4047 | 6.7816 | 7.1598 | 7.4083 | 7.6998 | 7.8492 | 7.9535 | 7.9891 | 7.9767 | 7.924 | 7.9215 | 7.8753 | 7.8011 | 7.7544 | 7.6912 | 7.6498 | 7.5538 | 7.5356 | 4.3743 | 4.6158 | 4.5931 | 4.5863 | 4.6032 | 4.6391 | 4.6953 | 4.8423 | 4.9617 | 5.1136 | 5.2542 | 5.5072 | 5.7974 | 6.1141 | 6.4616 | 6.7909 | 7.1472 | 7.4311 | 7.6348 | 7.7474 | 7.8296 | 7.8435 | 7.8666 | 7.8171 | 7.7277 | 7.6759 | 7.583 | 7.5026 | 7.3985 | 7.364 | 4.3743 | 4.3249 | 4.248 | 4.2311 | 4.285 | 4.3848 | 4.5098 | 4.7241 | 4.9365 | 5.3313 | 5.7336 | 6.2893 | 6.9012 | 7.504 | 8.0622 | 8.4985 | 8.8953 | 9.1382 | 9.2705 | 9.1801 | 9.0616 | 8.8765 | 8.6647 | 8.4002 | 8.0887 | 7.7974 | 7.4838 | 7.17 | 6.7958 | 6.4825 | 4.3743 | 4.5455 | 4.5074 | 4.4996 | 4.5898 | 4.6979 | 4.8324 | 5.0254 | 5.1833 | 5.4119 | 5.6052 | 5.8644 | 6.1359 | 6.4003 | 6.6881 | 6.9495 | 7.2399 | 7.4668 | 7.6542 | 7.7698 | 7.8621 | 7.9123 | 8.0002 | 8.0687 | 8.0632 | 8.1109 | 8.1207 | 8.1614 | 8.1526 | 8.2213
PSS | LCWW HUNTINGTON T1 / LCWW HUNTINGTON T2 | 5.2143 | 4.6757 | 4.7276 | 4.7966 | 4.8445 | 4.8931 | 4.9407 | 5.0139 | 5.0442 | 5.1462 | 5.2085 | 5.3488 | 5.4775 | 5.6023 | 5.7575 | 5.9079 | 6.1197 | 6.303 | 6.5176 | 6.7418 | 6.9292 | 7.1116 | 7.3473 | 7.5109 | 7.6368 | 7.7493 | 7.8441 | 7.935 | 8.0334 | 8.2051 | 5.2143 | 4.5035 | 4.5291 | 4.6036 | 4.6551 | 4.7342 | 4.8462 | 5.0447 | 5.1983 | 5.4116 | 5.6304 | 5.9678 | 6.3726 | 6.7471 | 7.0983 | 7.3728 | 7.7202 | 7.9441 | 8.2879 | 8.479 | 8.6007 | 8.7439 | 8.9503 | 9.0969 | 9.4168 | 9.3075 | 9.3236 | 9.3618 | 9.4054 | 9.521 | 5.2143 | 4.5864 | 4.5727 | 4.5892 | 4.6148 | 4.6343 | 4.6853 | 4.7793 | 4.8365 | 4.9384 | 5.0102 | 5.1666 | 5.3499 | 5.5057 | 5.7061 | 5.8873 | 6.152 | 6.3685 | 6.5798 | 6.7122 | 6.8179 | 6.9265 | 7.0372 | 7.0631 | 7.0543 | 7.0247 | 6.9773 | 6.9322 | 6.8709 | 6.8765 | 5.2143 | 4.4182 | 4.3636 | 4.3714 | 4.3981 | 4.4987 | 4.6246 | 4.8349 | 5.0104 | 5.2786 | 5.5172 | 5.8755 | 6.2452 | 6.5565 | 6.8498 | 6.9973 | 7.2186 | 7.3955 | 7.558 | 7.5523 | 7.5464 | 7.5802 | 7.645 | 7.6777 | 7.6236 | 7.5427 | 7.4879 | 7.4121 | 7.3151 | 7.2421 | 5.2143 | 4.538 | 4.5169 | 4.5433 | 4.5963 | 4.6899 | 4.8153 | 4.992 | 5.1342 | 5.3597 | 5.545 | 5.7969 | 6.0966 | 6.3724 | 6.6651 | 6.9301 | 7.2526 | 7.5202 | 7.8656 | 8.1047 | 8.27 | 8.4315 | 8.6131 | 8.7173 | 8.8552 | 8.7339 | 8.7212 | 8.7248 | 8.6993 | 8.7369
PSS | LEGACY LOCAL T1 | 2.9281 | 2.7182 | 2.7056 | 2.7024 | 2.705 | 2.7148 | 2.7331 | 2.7857 | 2.8225 | 2.9018 | 2.9729 | 3.0829 | 3.2099 | 3.3546 | 3.5148 | 3.7184 | 3.9679 | 4.231 | 4.5209 | 4.8103 | 5.1035 | 5.3897 | 5.6759 | 5.9046 | 6.0671 | 6.1749 | 6.2738 | 6.3496 | 6.389 | 6.4841 | 2.9281 | 2.2846 | 2.2349 | 2.2289 | 2.2564 | 2.3504 | 2.4758 | 2.6612 | 2.8409 | 3.0641 | 3.3027 | 3.6089 | 3.9424 | 4.2344 | 4.4602 | 4.6281 | 4.8358 | 4.9572 | 5.1056 | 5.1627 | 5.1873 | 5.3215 | 5.433 | 5.5244 | 5.251 | 5.0726 | 5.0526 | 5.0399 | 5.0371 | 5.0631 | 2.9281 | 2.4901 | 2.4559 | 2.4471 | 2.4588 | 2.4924 | 2.5501 | 2.6407 | 2.7591 | 2.86 | 2.9595 | 3.1384 | 3.3497 | 3.5885 | 3.8095 | 4.0412 | 4.3169 | 4.5504 | 4.7364 | 4.8613 | 4.9565 | 5.0266 | 5.0858 | 5.1127 | 5.1028 | 5.1138 | 5.1181 | 5.1263 | 5.149 | 5.1949 | 2.9281 | 2.1557 | 2.0797 | 2.049 | 2.0627 | 2.1215 | 2.2051 | 2.3583 | 2.5294 | 2.7759 | 3.0481 | 3.3939 | 3.7738 | 4.1275 | 4.4405 | 4.7255 | 4.9518 | 5.1074 | 5.2062 | 5.178 | 5.1396 | 5.0995 | 5.0445 | 4.9419 | 4.7705 | 4.5736 | 4.3863 | 4.2073 | 3.9881 | 3.8079 | 2.9281 | 2.4003 | 2.3478 | 2.3532 | 2.4485 | 2.6165 | 2.8215 | 3.0569 | 3.3231 | 3.6604 | 3.9717 | 4.2921 | 4.6445 | 5.0006 | 5.308 | 5.6003 | 5.9468 | 6.27 | 6.528 | 6.714 | 6.8304 | 6.9992 | 7.1026 | 7.1849 | 6.8304 | 6.6804 | 6.6962 | 6.7106 | 6.7203 | 6.7614
PSS | LEIGHTON HOSPITAL T1 | 3.1895 | 3.7741 | 3.7474 | 3.7368 | 3.7527 | 3.7182 | 3.7127 | 3.7474 | 3.7335 | 3.7898 | 3.84 | 3.9561 | 4.0588 | 4.2481 | 4.4466 | 4.6859 | 4.9893 | 5.2882 | 5.6427 | 5.8977 | 6.1138 | 6.3555 | 6.6379 | 6.9001 | 7.0737 | 7.2312 | 7.3979 | 7.5847 | 7.7745 | 8.0224 | 3.1895 | 3.2326 | 3.2718 | 3.3881 | 3.3353 | 3.3576 | 3.3844 | 3.4394 | 3.4883 | 3.5589 | 3.6321 | 3.799 | 3.9751 | 4.1854 | 4.3596 | 4.4839 | 4.6839 | 4.829 | 5.2621 | 5.4987 | 5.6364 | 5.825 | 6.124 | 6.3252 | 6.854 | 6.8142 | 6.9291 | 7.0849 | 7.287 | 7.5285 | 3.1895 | 3.4841 | 3.4447 | 3.415 | 3.4232 | 3.4437 | 3.4863 | 3.5723 | 3.6494 | 3.7497 | 3.8394 | 3.9668 | 4.0931 | 4.3318 | 4.5653 | 4.7578 | 5.1274 | 5.4775 | 5.8226 | 5.9771 | 6.0879 | 6.2628 | 6.4261 | 6.5648 | 6.6119 | 6.6142 | 6.6504 | 6.6875 | 6.7225 | 6.8079 | 3.1895 | 3.052 | 2.9872 | 2.9553 | 2.9565 | 3.005 | 3.1301 | 3.3607 | 3.6101 | 3.8996 | 4.2101 | 4.637 | 5.0541 | 5.5125 | 5.8785 | 6.0315 | 6.4467 | 6.8631 | 7.3049 | 7.5335 | 7.766 | 8.1253 | 8.4864 | 8.7836 | 8.861 | 8.7624 | 8.7537 | 8.7027 | 8.6536 | 8.5891 | 3.1895 | 3.3607 | 3.292 | 3.2806 | 3.3149 | 3.4168 | 3.5038 | 3.6224 | 3.7479 | 3.9403 | 4.0921 | 4.2721 | 4.4408 | 4.7473 | 5.0614 | 5.3397 | 5.6969 | 6.0471 | 6.5635 | 6.8112 | 6.9492 | 7.0745 | 7.254 | 7.337 | 7.214 | 6.9841 | 6.9748 | 6.9996 | 7.012 | 7.0487
PSS | LIVERPOOL RD 33 T1 | 4.8695 | 5.0194 | 5.0477 | 5.1093 | 5.162 | 5.2375 | 5.3264 | 5.4622 | 5.5617 | 5.7437 | 5.8755 | 6.0747 | 6.2792 | 6.4968 | 6.7485 | 7.0627 | 7.47 | 7.874 | 8.3414 | 8.7873 | 9.2215 | 9.6601 | 10.0968 | 10.4101 | 10.6171 | 10.749 | 10.8313 | 10.9007 | 10.91 | 11.0273 | 4.8695 | 4.6586 | 4.635 | 4.6967 | 4.7841 | 4.9554 | 5.1931 | 5.5238 | 5.8442 | 6.2363 | 6.6101 | 7.0672 | 7.6175 | 8.0946 | 8.4715 | 8.7636 | 9.0927 | 9.3153 | 9.5904 | 9.6894 | 9.7292 | 9.9243 | 10.0944 | 10.2097 | 9.8047 | 9.5605 | 9.5343 | 9.5194 | 9.4915 | 9.5585 | 4.8695 | 4.8419 | 4.86 | 4.9278 | 5.0091 | 5.0993 | 5.2399 | 5.4523 | 5.6457 | 5.877 | 6.0849 | 6.3996 | 6.7554 | 7.0733 | 7.3812 | 7.6569 | 8.0161 | 8.2864 | 8.511 | 8.6339 | 8.7246 | 8.8108 | 8.8741 | 8.8971 | 8.8562 | 8.844 | 8.8288 | 8.8377 | 8.8332 | 8.9087 | 4.8695 | 4.5356 | 4.4767 | 4.4934 | 4.5989 | 4.7725 | 4.9757 | 5.288 | 5.6305 | 6.1023 | 6.5638 | 7.1008 | 7.6596 | 8.2135 | 8.6474 | 9.047 | 9.3874 | 9.6093 | 9.7339 | 9.6121 | 9.4793 | 9.3364 | 9.1868 | 8.9874 | 8.6713 | 8.3503 | 8.0482 | 7.7599 | 7.413 | 7.1393 | 4.8695 | 4.7634 | 4.7331 | 4.806 | 4.9874 | 5.2404 | 5.562 | 5.9311 | 6.3006 | 6.8241 | 7.2758 | 7.7218 | 8.2263 | 8.7007 | 9.1258 | 9.5045 | 9.9629 | 10.3745 | 10.7157 | 10.9292 | 11.0508 | 11.2549 | 11.3683 | 11.4331 | 10.9007 | 10.6649 | 10.6576 | 10.656 | 10.6158 | 10.6712
PSS | LLAINGOCH T1 | 3.6272 | 3.7211 | 3.7279 | 3.8119 | 3.8815 | 4.0711 | 4.2731 | 4.5175 | 4.7648 | 5.0673 | 5.3555 | 5.6985 | 6.0413 | 6.4147 | 6.7732 | 7.2622 | 7.875 | 8.5017 | 9.1954 | 9.8438 | 10.4453 | 11.0953 | 11.7502 | 12.3246 | 12.7145 | 12.9524 | 13.3052 | 13.6779 | 14.0007 | 14.4471 | 3.6272 | 3.4455 | 3.4756 | 3.5813 | 3.7457 | 4.0093 | 4.4075 | 4.9124 | 5.4058 | 5.9342 | 6.4402 | 7.0308 | 7.7066 | 8.2909 | 8.7175 | 9.0249 | 9.4571 | 9.797 | 10.0038 | 10.0227 | 10.0772 | 10.3776 | 10.7707 | 11.1161 | 10.5128 | 10.1648 | 10.2361 | 10.3076 | 10.3796 | 10.5641 | 3.6272 | 3.509 | 3.4733 | 3.6754 | 3.8776 | 4.1245 | 4.399 | 4.7537 | 5.1247 | 5.4682 | 5.825 | 6.3344 | 6.8645 | 7.392 | 7.8102 | 8.1952 | 8.8068 | 9.3582 | 9.8529 | 10.205 | 10.5219 | 10.7542 | 10.9832 | 11.1769 | 11.2578 | 11.4199 | 11.6359 | 11.8917 | 12.1683 | 12.5263 | 3.6272 | 3.2174 | 3.1774 | 3.2876 | 3.4892 | 3.7741 | 4.1248 | 4.5537 | 5.0452 | 5.6255 | 6.2003 | 6.8099 | 7.4062 | 7.9697 | 8.3775 | 8.7434 | 9.0838 | 9.3472 | 9.5481 | 9.5347 | 9.5098 | 9.5939 | 9.6955 | 9.7173 | 9.5073 | 9.1619 | 8.9323 | 8.7194 | 8.49 | 8.3029 | 3.6272 | 3.5163 | 3.4858 | 3.6389 | 3.9383 | 4.4021 | 4.9558 | 5.5722 | 6.2742 | 7.1923 | 8.0528 | 8.869 | 9.6672 | 10.4945 | 11.2075 | 11.8303 | 12.6569 | 13.4895 | 13.8228 | 14.07 | 14.2674 | 14.517 | 14.8506 | 15.0918 | 14.016 | 13.4679 | 13.5077 | 13.529 | 13.51 | 13.6027
PSS | LLANARMON T1 | 1.9336 | 2.1799 | 2.1879 | 2.2139 | 2.2302 | 2.2434 | 2.2702 | 2.3104 | 2.3382 | 2.4001 | 2.45 | 2.5412 | 2.6338 | 2.7305 | 2.8402 | 2.9611 | 3.1217 | 3.282 | 3.4551 | 3.6137 | 3.7674 | 3.9204 | 4.087 | 4.2137 | 4.3257 | 4.4056 | 4.4782 | 4.5631 | 4.6475 | 4.7707 | 1.9336 | 2.0098 | 2.0214 | 2.0759 | 2.1284 | 2.1918 | 2.2617 | 2.3853 | 2.4816 | 2.6189 | 2.7792 | 2.982 | 3.2167 | 3.4269 | 3.6201 | 3.7532 | 3.9111 | 4.0123 | 4.2041 | 4.3176 | 4.4057 | 4.4817 | 4.6011 | 4.6811 | 4.9253 | 4.9027 | 4.934 | 4.9756 | 5.0281 | 5.1079 | 1.9336 | 2.0935 | 2.0782 | 2.0887 | 2.0884 | 2.1214 | 2.1552 | 2.2231 | 2.2997 | 2.3764 | 2.4523 | 2.5733 | 2.7001 | 2.8419 | 2.9973 | 3.1358 | 3.3341 | 3.4945 | 3.6546 | 3.7653 | 3.8445 | 3.9269 | 3.9998 | 4.0334 | 4.0295 | 4.0186 | 3.9991 | 3.9881 | 3.9692 | 3.9696 | 1.9336 | 1.9602 | 1.9395 | 1.9415 | 1.9816 | 2.0524 | 2.1589 | 2.3134 | 2.4882 | 2.7064 | 2.9283 | 3.2003 | 3.4901 | 3.7354 | 3.9533 | 4.0529 | 4.2268 | 4.3691 | 4.5104 | 4.551 | 4.6001 | 4.6828 | 4.7787 | 4.8384 | 4.8279 | 4.7775 | 4.7369 | 4.6884 | 4.6188 | 4.5511 | 1.9336 | 2.0669 | 2.0439 | 2.0571 | 2.0918 | 2.1711 | 2.2531 | 2.3677 | 2.4687 | 2.6087 | 2.7376 | 2.8818 | 3.0319 | 3.1881 | 3.3488 | 3.4924 | 3.6564 | 3.8078 | 4.0324 | 4.1983 | 4.3254 | 4.4373 | 4.5667 | 4.6498 | 4.7239 | 4.6831 | 4.6997 | 4.7287 | 4.742 | 4.7738
PSS | LLANBEDROG T1 | 2.4861 | 2.6506 | 2.6789 | 2.7255 | 2.7866 | 2.8561 | 2.9631 | 3.0948 | 3.2186 | 3.3723 | 3.4974 | 3.668 | 3.8534 | 4.0708 | 4.2968 | 4.6182 | 5.0246 | 5.4563 | 5.9591 | 6.4482 | 6.9458 | 7.4519 | 7.9269 | 8.2895 | 8.5514 | 8.6846 | 8.773 | 8.8248 | 8.7655 | 8.7901 | 2.4861 | 2.5088 | 2.5528 | 2.6464 | 2.8036 | 2.9733 | 3.1708 | 3.4051 | 3.653 | 3.9609 | 4.2768 | 4.6439 | 5.0216 | 5.3743 | 5.6427 | 5.8478 | 6.0602 | 6.1744 | 6.348 | 6.4037 | 6.4258 | 6.4891 | 6.6147 | 6.6968 | 6.7726 | 6.7455 | 6.8006 | 6.8691 | 6.9157 | 7.038 | 2.4861 | 2.5858 | 2.6312 | 2.7051 | 2.8006 | 2.9165 | 3.0946 | 3.318 | 3.5858 | 3.8495 | 4.1079 | 4.4398 | 4.8006 | 5.1701 | 5.4732 | 5.7659 | 6.1189 | 6.3892 | 6.6002 | 6.676 | 6.7226 | 6.7557 | 6.7918 | 6.791 | 6.747 | 6.7305 | 6.7119 | 6.7258 | 6.7232 | 6.7972 | 2.4861 | 2.4745 | 2.497 | 2.5697 | 2.735 | 2.9572 | 3.2191 | 3.5741 | 3.9796 | 4.5511 | 5.1342 | 5.807 | 6.5343 | 7.2996 | 7.9117 | 8.4536 | 8.9861 | 9.4046 | 9.6935 | 9.6916 | 9.682 | 9.6422 | 9.5484 | 9.3829 | 9.077 | 8.7371 | 8.4053 | 8.09 | 7.7069 | 7.4051 | 2.4861 | 2.5743 | 2.5787 | 2.6474 | 2.8434 | 3.0862 | 3.3759 | 3.6793 | 4.0057 | 4.4315 | 4.7851 | 5.1236 | 5.4487 | 5.786 | 6.0708 | 6.3469 | 6.6507 | 6.8897 | 7.0977 | 7.2066 | 7.2721 | 7.3342 | 7.4442 | 7.5237 | 7.3434 | 7.2214 | 7.2337 | 7.2806 | 7.2903 | 7.3758
PSS | LLANBERIS T1 | 4.0882 | 3.9591 | 3.9845 | 4.047 | 4.0908 | 4.1518 | 4.2232 | 4.3427 | 4.4332 | 4.5832 | 4.6986 | 4.8765 | 5.0592 | 5.2583 | 5.4661 | 5.7557 | 6.1122 | 6.4918 | 6.912 | 7.3393 | 7.7438 | 8.1472 | 8.5262 | 8.8103 | 8.9829 | 9.0802 | 9.1132 | 9.1433 | 9.0655 | 9.1036 | 4.0882 | 3.7027 | 3.7169 | 3.7999 | 3.9259 | 4.0856 | 4.293 | 4.5735 | 4.8429 | 5.1726 | 5.5001 | 5.8839 | 6.3072 | 6.6792 | 6.9492 | 7.1488 | 7.379 | 7.5094 | 7.7428 | 7.8281 | 7.8677 | 8.0031 | 8.2106 | 8.3116 | 8.1804 | 8.0418 | 8.0442 | 8.0726 | 8.1031 | 8.1907 | 4.0882 | 3.8275 | 3.8288 | 3.8629 | 3.9338 | 4.0168 | 4.1642 | 4.3673 | 4.5929 | 4.8249 | 5.061 | 5.3402 | 5.6364 | 5.9323 | 6.1603 | 6.3844 | 6.633 | 6.8137 | 6.9611 | 7.0179 | 7.0503 | 7.0779 | 7.1097 | 7.0922 | 7.0493 | 7.013 | 6.9767 | 6.9554 | 6.9071 | 6.9398 | 4.0882 | 3.6143 | 3.5811 | 3.6187 | 3.7474 | 3.9387 | 4.1782 | 4.5082 | 4.8782 | 5.4048 | 5.9145 | 6.4731 | 7.0528 | 7.6469 | 8.0917 | 8.4832 | 8.8644 | 9.1426 | 9.3351 | 9.2805 | 9.211 | 9.1182 | 9.0138 | 8.8395 | 8.5506 | 8.24 | 7.9353 | 7.6496 | 7.3014 | 7.0255 | 4.0882 | 3.7743 | 3.7513 | 3.7948 | 3.9573 | 4.1642 | 4.4336 | 4.7321 | 5.0282 | 5.4439 | 5.7977 | 6.1234 | 6.4724 | 6.8048 | 7.0803 | 7.3282 | 7.6157 | 7.8551 | 8.1111 | 8.2636 | 8.3458 | 8.4722 | 8.6264 | 8.6615 | 8.354 | 8.2014 | 8.1935 | 8.2085 | 8.1869 | 8.2405
PSS | LLANDDEUSANT T1 | 3.7401 | 4.9009 | 4.9553 | 5.0058 | 5.0686 | 5.1945 | 5.325 | 5.4895 | 5.6279 | 5.8495 | 6.0312 | 6.3071 | 6.5689 | 6.8521 | 7.1357 | 7.5101 | 7.9913 | 8.4797 | 9.003 | 9.5139 | 9.9633 | 10.4673 | 10.9873 | 11.4699 | 11.8174 | 12.0645 | 12.3882 | 12.7364 | 13.0755 | 13.5231 | 3.7401 | 4.4161 | 4.4494 | 4.5307 | 4.6845 | 4.8132 | 5.0035 | 5.2775 | 5.5271 | 5.8263 | 6.1362 | 6.5854 | 7.0489 | 7.4774 | 7.8419 | 8.0308 | 8.3494 | 8.5773 | 8.9175 | 9.1031 | 9.2574 | 9.4902 | 9.825 | 10.0674 | 10.1718 | 10.0467 | 10.139 | 10.2312 | 10.361 | 10.5799 | 3.7401 | 4.6554 | 4.7619 | 4.8906 | 5.0266 | 5.1774 | 5.3534 | 5.5955 | 5.8235 | 6.0481 | 6.2799 | 6.6547 | 7.0692 | 7.4878 | 7.8584 | 8.1884 | 8.7665 | 9.2867 | 9.7845 | 10.1283 | 10.407 | 10.6625 | 10.9102 | 11.0826 | 11.1513 | 11.2637 | 11.3899 | 11.5542 | 11.7154 | 11.9605 | 3.7401 | 4.2455 | 4.2644 | 4.312 | 4.4277 | 4.6028 | 4.833 | 5.1985 | 5.5761 | 6.0279 | 6.5314 | 7.1091 | 7.6861 | 8.2219 | 8.6384 | 8.8782 | 9.2616 | 9.597 | 9.9184 | 10.0415 | 10.176 | 10.4019 | 10.66 | 10.8402 | 10.7798 | 10.5483 | 10.4298 | 10.2935 | 10.1493 | 10.0163 | 3.7401 | 4.59 | 4.568 | 4.6463 | 4.8388 | 5.1405 | 5.4599 | 5.8444 | 6.2564 | 6.8195 | 7.3302 | 7.8679 | 8.3533 | 8.8857 | 9.3811 | 9.7417 | 10.2484 | 10.7771 | 11.2177 | 11.5627 | 11.8174 | 12.0277 | 12.3414 | 12.5406 | 12.0561 | 11.6874 | 11.6846 | 11.7058 | 11.7048 | 11.7788
PSS | LLANDDU QUARRY T1 | 3.2349 | 3.3186 | 3.3314 | 3.3599 | 3.3838 | 3.4083 | 3.4327 | 3.4966 | 3.5323 | 3.6185 | 3.6774 | 3.7885 | 3.91 | 4.0413 | 4.1899 | 4.3779 | 4.6097 | 4.8579 | 5.135 | 5.4079 | 5.6872 | 5.9506 | 6.2372 | 6.4623 | 6.6212 | 6.7394 | 6.8189 | 6.8929 | 6.9137 | 7.0045 | 3.2349 | 3.0867 | 3.0882 | 3.1341 | 3.203 | 3.2856 | 3.3728 | 3.5252 | 3.6609 | 3.845 | 4.0536 | 4.3672 | 4.6865 | 4.9855 | 5.2568 | 5.4684 | 5.7206 | 5.8621 | 6.0959 | 6.229 | 6.2952 | 6.404 | 6.5398 | 6.6409 | 6.924 | 6.8721 | 6.8958 | 6.9459 | 6.999 | 7.096 | 3.2349 | 3.1921 | 3.1655 | 3.168 | 3.171 | 3.2029 | 3.257 | 3.3632 | 3.4654 | 3.5886 | 3.6989 | 3.8678 | 4.08 | 4.2832 | 4.5203 | 4.7316 | 5.0028 | 5.228 | 5.4169 | 5.5361 | 5.6072 | 5.6806 | 5.743 | 5.7546 | 5.7282 | 5.699 | 5.6618 | 5.6279 | 5.5859 | 5.5851 | 3.2349 | 2.9949 | 2.9466 | 2.9465 | 2.9853 | 3.0785 | 3.2065 | 3.4193 | 3.6365 | 3.9455 | 4.2773 | 4.7135 | 5.1921 | 5.6493 | 6.0591 | 6.3442 | 6.6769 | 6.9443 | 7.1526 | 7.1824 | 7.1996 | 7.2258 | 7.2477 | 7.2228 | 7.1045 | 6.9537 | 6.8111 | 6.6598 | 6.4667 | 6.3114 | 3.2349 | 3.1551 | 3.1176 | 3.123 | 3.1842 | 3.29 | 3.4162 | 3.5825 | 3.7359 | 3.9501 | 4.1342 | 4.3646 | 4.6092 | 4.8451 | 5.0968 | 5.3251 | 5.5849 | 5.7959 | 6.0659 | 6.2552 | 6.3725 | 6.499 | 6.6335 | 6.7287 | 6.8242 | 6.7593 | 6.7679 | 6.8006 | 6.8138 | 6.864
PSS | LLANDEGFAN T1 | 2.4103 | 2.1847 | 2.1977 | 2.2269 | 2.2562 | 2.2871 | 2.3369 | 2.4072 | 2.4819 | 2.5787 | 2.6769 | 2.8215 | 2.9949 | 3.158 | 3.3459 | 3.5517 | 3.8187 | 4.0806 | 4.3705 | 4.6654 | 4.92 | 5.1664 | 5.4303 | 5.6631 | 5.8514 | 5.976 | 6.1046 | 6.2477 | 6.3907 | 6.5676 | 2.4103 | 2.0313 | 2.1118 | 2.2486 | 2.3989 | 2.5618 | 2.7478 | 3.0053 | 3.2829 | 3.5697 | 3.8881 | 4.2935 | 4.7485 | 5.1787 | 5.5409 | 5.7717 | 6.0841 | 6.2746 | 6.6552 | 6.8782 | 7.0266 | 7.2574 | 7.5406 | 7.7964 | 8.3514 | 8.2189 | 8.3067 | 8.4171 | 8.5615 | 8.718 | 2.4103 | 2.1086 | 2.1059 | 2.1233 | 2.1436 | 2.2064 | 2.2795 | 2.4193 | 2.5613 | 2.7257 | 2.8833 | 3.0946 | 3.3359 | 3.5782 | 3.8585 | 4.1101 | 4.438 | 4.7372 | 4.9961 | 5.1881 | 5.3393 | 5.5061 | 5.619 | 5.6922 | 5.7152 | 5.6935 | 5.69 | 5.6718 | 5.6564 | 5.6575 | 2.4103 | 1.9898 | 2.0099 | 2.0667 | 2.1749 | 2.3478 | 2.565 | 2.8843 | 3.2347 | 3.6302 | 4.0524 | 4.5588 | 5.0722 | 5.5274 | 5.9128 | 6.1124 | 6.4147 | 6.6737 | 6.9261 | 7.0198 | 7.1284 | 7.2988 | 7.4725 | 7.609 | 7.6123 | 7.5259 | 7.4827 | 7.4052 | 7.3107 | 7.2022 | 2.4103 | 2.0857 | 2.083 | 2.1286 | 2.2375 | 2.4206 | 2.6187 | 2.8613 | 3.1216 | 3.4448 | 3.7353 | 4.0385 | 4.3835 | 4.7296 | 5.0617 | 5.3539 | 5.6898 | 6.0031 | 6.4251 | 6.7465 | 6.9773 | 7.2404 | 7.4794 | 7.682 | 7.9335 | 7.7838 | 7.8401 | 7.9021 | 7.9467 | 7.996
PSS | LLANDRINIO T1 | 3.261 | 3.38 | 3.4135 | 3.4713 | 3.5111 | 3.5794 | 3.6485 | 3.7521 | 3.8518 | 3.9856 | 4.0891 | 4.2686 | 4.4396 | 4.6238 | 4.8251 | 5.0765 | 5.3893 | 5.72 | 6.1018 | 6.4771 | 6.8386 | 7.2021 | 7.5899 | 7.8985 | 8.1426 | 8.3176 | 8.4689 | 8.6227 | 8.7216 | 8.8934 | 3.261 | 3.2719 | 3.368 | 3.5026 | 3.6514 | 3.8033 | 3.9486 | 4.1845 | 4.4101 | 4.6822 | 4.9731 | 5.3895 | 5.8512 | 6.2812 | 6.6799 | 6.9711 | 7.3239 | 7.5547 | 7.9528 | 8.1738 | 8.3246 | 8.5037 | 8.7338 | 8.8777 | 9.139 | 9.1255 | 9.2171 | 9.3237 | 9.4478 | 9.628 | 3.261 | 3.3519 | 3.3839 | 3.4469 | 3.4911 | 3.5708 | 3.6856 | 3.8683 | 4.0291 | 4.2051 | 4.4013 | 4.655 | 4.9629 | 5.2685 | 5.5988 | 5.8937 | 6.2987 | 6.6459 | 6.9499 | 7.1415 | 7.2771 | 7.4146 | 7.5237 | 7.5943 | 7.5938 | 7.5701 | 7.5627 | 7.5502 | 7.5357 | 7.5679 | 3.261 | 3.2405 | 3.2496 | 3.3166 | 3.4336 | 3.6137 | 3.8536 | 4.1971 | 4.5521 | 4.9942 | 5.4662 | 6.0803 | 6.7489 | 7.3718 | 7.9404 | 8.2894 | 8.7585 | 9.1421 | 9.4638 | 9.5783 | 9.6625 | 9.7836 | 9.9092 | 9.9831 | 9.8857 | 9.7241 | 9.5851 | 9.4489 | 9.2567 | 9.103 | 3.261 | 3.3381 | 3.3541 | 3.4186 | 3.5405 | 3.7365 | 3.9415 | 4.2067 | 4.4576 | 4.7878 | 5.0825 | 5.4146 | 5.7715 | 6.1275 | 6.4974 | 6.831 | 7.2078 | 7.5501 | 7.9821 | 8.2769 | 8.4894 | 8.6898 | 8.8868 | 9.0125 | 8.9271 | 8.8334 | 8.8758 | 8.9336 | 8.9668 | 9.0495
PSS | LLANDUDNO T1 / LLANDUDNO T2 | 6.3281 | 7.2948 | 7.3038 | 7.3483 | 7.4021 | 7.5072 | 7.6336 | 7.8278 | 7.9626 | 8.2091 | 8.4217 | 8.7441 | 9.0468 | 9.3919 | 9.7468 | 10.2036 | 10.7765 | 11.3437 | 11.9668 | 12.5403 | 13.1079 | 13.6647 | 14.2457 | 14.6877 | 14.9907 | 15.1592 | 15.3838 | 15.6134 | 15.782 | 16.1367 | 6.3281 | 6.436 | 6.2997 | 6.2542 | 6.2671 | 6.3897 | 6.5531 | 6.805 | 7.0479 | 7.4361 | 7.8216 | 8.2976 | 8.7313 | 9.1015 | 9.4281 | 9.589 | 9.8397 | 9.9519 | 10.0556 | 10.0543 | 10.0387 | 10.0818 | 10.176 | 10.1916 | 9.9617 | 9.791 | 9.739 | 9.6577 | 9.5554 | 9.5752 | 6.3281 | 6.8449 | 6.8506 | 6.9399 | 7.0537 | 7.1972 | 7.3832 | 7.6531 | 7.9091 | 8.1932 | 8.4713 | 8.9093 | 9.3625 | 9.8355 | 10.2368 | 10.6225 | 11.1344 | 11.5632 | 11.9732 | 12.2319 | 12.4685 | 12.6134 | 12.7558 | 12.82 | 12.8077 | 12.8709 | 12.9146 | 13.0136 | 13.0984 | 13.295 | 6.3281 | 6.1585 | 6.0375 | 5.9872 | 6.0436 | 6.2014 | 6.381 | 6.6993 | 7.0335 | 7.5336 | 8.0356 | 8.5734 | 9.1007 | 9.5497 | 9.8644 | 10.0861 | 10.3025 | 10.4417 | 10.5027 | 10.374 | 10.2416 | 10.1248 | 10.014 | 9.8587 | 9.5364 | 9.1514 | 8.8112 | 8.4847 | 8.1243 | 7.8024 | 6.3281 | 6.6737 | 6.552 | 6.5703 | 6.7237 | 6.9793 | 7.2682 | 7.6081 | 7.9452 | 8.4754 | 8.9175 | 9.372 | 9.7161 | 10.0957 | 10.4531 | 10.7672 | 11.1809 | 11.5786 | 11.8465 | 12.0413 | 12.2132 | 12.355 | 12.5782 | 12.7164 | 12.2816 | 12.0279 | 12.0051 | 11.9917 | 11.9344 | 11.9979
PSS | LLANDYFRYDOG T1 | 3.0155 | 2.7504 | 2.7722 | 2.8124 | 2.863 | 2.9067 | 2.9736 | 3.0728 | 3.1643 | 3.2936 | 3.4052 | 3.5663 | 3.7393 | 3.9335 | 4.1407 | 4.4218 | 4.7652 | 5.1173 | 5.5204 | 5.9156 | 6.305 | 6.6883 | 7.0595 | 7.3439 | 7.5595 | 7.6728 | 7.7623 | 7.8261 | 7.8308 | 7.9014 | 3.0155 | 2.61 | 2.6694 | 2.7988 | 2.9664 | 3.1212 | 3.3077 | 3.555 | 3.7962 | 4.1224 | 4.4528 | 4.8573 | 5.2701 | 5.6603 | 5.9845 | 6.206 | 6.4518 | 6.5984 | 6.8844 | 7.0487 | 7.1394 | 7.2585 | 7.4521 | 7.5973 | 8.0073 | 7.9753 | 8.0344 | 8.1211 | 8.227 | 8.3684 | 3.0155 | 2.6787 | 2.6768 | 2.7103 | 2.759 | 2.8303 | 2.9591 | 3.1604 | 3.36 | 3.5846 | 3.8099 | 4.0946 | 4.4016 | 4.7046 | 4.9941 | 5.2631 | 5.5856 | 5.8582 | 6.0739 | 6.1856 | 6.2697 | 6.3433 | 6.4064 | 6.4191 | 6.3907 | 6.3594 | 6.321 | 6.2932 | 6.2482 | 6.2485 | 3.0155 | 2.5492 | 2.5595 | 2.6175 | 2.7586 | 2.9696 | 3.2151 | 3.5786 | 3.9932 | 4.5196 | 5.0725 | 5.7014 | 6.3746 | 7.0219 | 7.546 | 7.9192 | 8.3598 | 8.7266 | 9.0038 | 9.0627 | 9.0964 | 9.1491 | 9.186 | 9.1488 | 8.9901 | 8.7653 | 8.5665 | 8.3518 | 8.0846 | 7.8576 | 3.0155 | 2.6694 | 2.6592 | 2.7095 | 2.8628 | 3.0479 | 3.2864 | 3.5536 | 3.8088 | 4.1654 | 4.457 | 4.7491 | 5.0395 | 5.3321 | 5.6002 | 5.8501 | 6.1098 | 6.3471 | 6.6674 | 6.8918 | 7.0465 | 7.1924 | 7.3664 | 7.4949 | 7.6285 | 7.5617 | 7.5926 | 7.6546 | 7.6906 | 7.7595
PSS | LLANDYRNOG T1 | 3.0224 | 2.7966 | 2.8067 | 2.8376 | 2.8528 | 2.8787 | 2.9004 | 2.9568 | 2.9905 | 3.0656 | 3.1321 | 3.2487 | 3.3647 | 3.4883 | 3.6292 | 3.7918 | 3.9824 | 4.1867 | 4.3932 | 4.6089 | 4.8041 | 4.9968 | 5.1949 | 5.3706 | 5.5089 | 5.5947 | 5.7031 | 5.799 | 5.9041 | 6.0609 | 3.0224 | 2.5935 | 2.6095 | 2.6877 | 2.7686 | 2.8515 | 2.9498 | 3.1042 | 3.2401 | 3.4177 | 3.6225 | 3.8993 | 4.1978 | 4.4851 | 4.7346 | 4.9058 | 5.1318 | 5.2821 | 5.54 | 5.7004 | 5.7942 | 5.9065 | 6.0889 | 6.2138 | 6.5651 | 6.5018 | 6.5486 | 6.6138 | 6.6965 | 6.8062 | 3.0224 | 2.6881 | 2.6738 | 2.6784 | 2.6899 | 2.7195 | 2.7685 | 2.8616 | 2.9439 | 3.0419 | 3.1398 | 3.2807 | 3.4528 | 3.6265 | 3.8132 | 3.9965 | 4.228 | 4.4459 | 4.6467 | 4.7791 | 4.8907 | 4.9957 | 5.0869 | 5.1182 | 5.1266 | 5.1115 | 5.0982 | 5.0723 | 5.0482 | 5.0511 | 3.0224 | 2.5238 | 2.4921 | 2.5087 | 2.5463 | 2.6482 | 2.7755 | 2.9914 | 3.2052 | 3.4827 | 3.7648 | 4.1107 | 4.4777 | 4.7954 | 5.071 | 5.1973 | 5.4145 | 5.6053 | 5.7839 | 5.8408 | 5.8995 | 6.0017 | 6.1219 | 6.208 | 6.2006 | 6.123 | 6.0835 | 6.0117 | 5.9342 | 5.8512 | 3.0224 | 2.652 | 2.6222 | 2.6375 | 2.6964 | 2.7972 | 2.9115 | 3.0645 | 3.1999 | 3.3947 | 3.5703 | 3.7632 | 3.9785 | 4.1983 | 4.4091 | 4.613 | 4.8336 | 5.0499 | 5.3443 | 5.5636 | 5.7209 | 5.8702 | 6.0382 | 6.1412 | 6.2676 | 6.1831 | 6.2059 | 6.2356 | 6.2527 | 6.2892
PSS | LLANFAELOG T1 | 2.8495 | 2.9232 | 2.9455 | 2.9931 | 3.0213 | 3.065 | 3.1028 | 3.1627 | 3.1876 | 3.2635 | 3.3135 | 3.4027 | 3.4828 | 3.5569 | 3.6279 | 3.7392 | 3.8824 | 4.0347 | 4.1987 | 4.3661 | 4.4952 | 4.6566 | 4.8414 | 4.9884 | 5.0862 | 5.1711 | 5.2598 | 5.3625 | 5.4431 | 5.5858 | 2.8495 | 2.8046 | 2.847 | 2.9126 | 2.9699 | 3.0001 | 3.0649 | 3.19 | 3.2686 | 3.3544 | 3.4299 | 3.5825 | 3.7791 | 3.9634 | 4.1172 | 4.2614 | 4.4621 | 4.6033 | 4.9017 | 5.0658 | 5.1834 | 5.3803 | 5.6305 | 5.7677 | 5.8739 | 5.7987 | 5.873 | 5.9623 | 6.0582 | 6.2162 | 2.8495 | 2.8813 | 2.8885 | 2.9296 | 2.9444 | 2.9915 | 3.0434 | 3.1349 | 3.1903 | 3.2625 | 3.3359 | 3.4378 | 3.5411 | 3.634 | 3.7056 | 3.765 | 3.9099 | 4.0252 | 4.148 | 4.2206 | 4.2823 | 4.3468 | 4.4426 | 4.4921 | 4.5118 | 4.515 | 4.5351 | 4.5571 | 4.5764 | 4.6422 | 2.8495 | 2.7668 | 2.7461 | 2.7623 | 2.7909 | 2.8527 | 2.9604 | 3.1219 | 3.2675 | 3.463 | 3.632 | 3.8691 | 4.1187 | 4.3768 | 4.5622 | 4.6715 | 4.8938 | 5.0949 | 5.2932 | 5.3562 | 5.4282 | 5.5544 | 5.6923 | 5.8015 | 5.7948 | 5.7314 | 5.7101 | 5.6832 | 5.6447 | 5.634 | 2.8495 | 2.8607 | 2.8484 | 2.8815 | 2.9273 | 3.02 | 3.135 | 3.2905 | 3.422 | 3.6194 | 3.7888 | 3.9831 | 4.1878 | 4.4021 | 4.5971 | 4.7684 | 4.9906 | 5.1843 | 5.452 | 5.628 | 5.7371 | 5.8595 | 6.0162 | 6.0339 | 5.8033 | 5.6121 | 5.5986 | 5.5917 | 5.564 | 5.5822
PSS | LLANFAIR CAEREINION T1 | 5.4309 | 5.5216 | 5.5714 | 5.6506 | 5.727 | 5.8914 | 6.0609 | 6.2866 | 6.5075 | 6.7903 | 7.0391 | 7.375 | 7.7306 | 8.1223 | 8.5265 | 9.0754 | 9.7555 | 10.4524 | 11.224 | 11.9903 | 12.6897 | 13.4217 | 14.1734 | 14.812 | 15.266 | 15.5581 | 15.8777 | 16.1899 | 16.4498 | 16.8307 | 5.4309 | 5.1241 | 5.2308 | 5.4558 | 5.7365 | 6.0056 | 6.3183 | 6.7649 | 7.1819 | 7.6879 | 8.2426 | 8.9245 | 9.6567 | 10.3391 | 10.9114 | 11.2973 | 11.7581 | 12.0442 | 12.5604 | 12.837 | 13.0154 | 13.2903 | 13.6964 | 13.9623 | 14.3498 | 14.2847 | 14.4521 | 14.6393 | 14.8358 | 15.1543 | 5.4309 | 5.3375 | 5.4266 | 5.5788 | 5.7437 | 5.943 | 6.2146 | 6.5835 | 6.992 | 7.3862 | 7.7832 | 8.3297 | 8.9233 | 9.541 | 10.082 | 10.5817 | 11.299 | 11.9201 | 12.477 | 12.8282 | 13.1011 | 13.3636 | 13.5773 | 13.7227 | 13.7596 | 13.8018 | 13.857 | 13.9429 | 14.0428 | 14.2288 | 5.4309 | 5.0393 | 5.0706 | 5.1969 | 5.4232 | 5.7881 | 6.2239 | 6.8557 | 7.5644 | 8.4415 | 9.3229 | 10.3569 | 11.4505 | 12.5005 | 13.3335 | 13.8817 | 14.6144 | 15.2324 | 15.7657 | 15.9261 | 16.0697 | 16.3155 | 16.5437 | 16.6728 | 16.4945 | 16.1333 | 15.8751 | 15.5871 | 15.2475 | 14.9558 | 5.4309 | 5.279 | 5.2681 | 5.4037 | 5.6945 | 6.1151 | 6.5774 | 7.1152 | 7.6796 | 8.4165 | 9.0674 | 9.7134 | 10.322 | 10.9836 | 11.5933 | 12.1364 | 12.7233 | 13.2895 | 13.8854 | 14.3173 | 14.6233 | 14.8864 | 15.2411 | 15.476 | 15.145 | 14.8277 | 14.8689 | 14.9509 | 14.9908 | 15.1241
PSS | LLANFAIR PG T1 | 3.8996 | 5.2609 | 5.2944 | 5.3772 | 5.4488 | 5.5837 | 5.7246 | 5.9215 | 6.085 | 6.3271 | 6.5382 | 6.8301 | 7.1078 | 7.4132 | 7.7256 | 8.1418 | 8.6436 | 9.1589 | 9.7276 | 10.2437 | 10.7374 | 11.2589 | 11.7802 | 12.2276 | 12.5214 | 12.7239 | 12.9662 | 13.2176 | 13.4462 | 13.7919 | 3.8996 | 4.7507 | 4.7116 | 4.7505 | 4.8305 | 4.9953 | 5.2533 | 5.6042 | 5.9438 | 6.3622 | 6.7891 | 7.3042 | 7.8652 | 8.3461 | 8.7634 | 9.0247 | 9.3399 | 9.5336 | 9.7126 | 9.7368 | 9.7744 | 9.9241 | 10.1281 | 10.2724 | 9.9343 | 9.7078 | 9.7329 | 9.7273 | 9.7094 | 9.794 | 3.8996 | 5.022 | 5.0679 | 5.1813 | 5.3309 | 5.4874 | 5.6749 | 5.9493 | 6.1976 | 6.4727 | 6.7282 | 7.1393 | 7.5796 | 8.0133 | 8.3916 | 8.7291 | 9.2287 | 9.6613 | 10.0785 | 10.3463 | 10.5863 | 10.789 | 10.9472 | 11.0472 | 11.0708 | 11.1544 | 11.2351 | 11.3636 | 11.5006 | 11.7129 | 3.8996 | 4.6355 | 4.5847 | 4.6117 | 4.7124 | 4.9076 | 5.1338 | 5.4813 | 5.8394 | 6.325 | 6.7882 | 7.3145 | 7.8332 | 8.279 | 8.6239 | 8.8952 | 9.1524 | 9.3402 | 9.4588 | 9.3725 | 9.3032 | 9.2803 | 9.2634 | 9.1956 | 8.9786 | 8.6929 | 8.4629 | 8.2492 | 8.003 | 7.8016 | 3.8996 | 4.9275 | 4.8754 | 4.9637 | 5.1936 | 5.531 | 5.9248 | 6.3823 | 6.8606 | 7.5299 | 8.128 | 8.7161 | 9.2751 | 9.8424 | 10.3704 | 10.8138 | 11.3199 | 11.8213 | 12.1317 | 12.3382 | 12.516 | 12.6753 | 12.9085 | 13.0748 | 12.4498 | 12.0846 | 12.0705 | 12.0688 | 12.0412 | 12.1001
PSS | LLANFAIRFECHAN T1 | 2.2366 | 2.4837 | 2.5102 | 2.5537 | 2.5938 | 2.6452 | 2.7163 | 2.8015 | 2.8955 | 3.0132 | 3.1234 | 3.2781 | 3.4473 | 3.6406 | 3.8519 | 4.1334 | 4.463 | 4.8271 | 5.2284 | 5.6348 | 6.0167 | 6.3903 | 6.7363 | 6.9906 | 7.1399 | 7.2114 | 7.213 | 7.2056 | 7.0937 | 7.0648 | 2.2366 | 2.3765 | 2.4383 | 2.5641 | 2.7503 | 2.9597 | 3.2148 | 3.5295 | 3.8466 | 4.2293 | 4.5945 | 4.9996 | 5.4457 | 5.8488 | 6.1154 | 6.3067 | 6.5317 | 6.6557 | 6.9001 | 7.0015 | 7.0684 | 7.2288 | 7.4651 | 7.6816 | 8.0725 | 7.914 | 7.953 | 8.0289 | 8.1171 | 8.2398 | 2.2366 | 2.4189 | 2.4304 | 2.4673 | 2.5303 | 2.6146 | 2.7523 | 2.9473 | 3.1737 | 3.4286 | 3.6833 | 3.9534 | 4.2592 | 4.5509 | 4.795 | 5.0112 | 5.2447 | 5.4101 | 5.5359 | 5.5671 | 5.5817 | 5.6008 | 5.6204 | 5.6042 | 5.5633 | 5.5203 | 5.4817 | 5.4447 | 5.3924 | 5.3895 | 2.2366 | 2.3217 | 2.3437 | 2.4031 | 2.5594 | 2.7927 | 3.0747 | 3.4438 | 3.8765 | 4.4364 | 5.0076 | 5.609 | 6.2509 | 6.8912 | 7.3665 | 7.8014 | 8.2255 | 8.5411 | 8.7689 | 8.7593 | 8.7342 | 8.69 | 8.6032 | 8.4508 | 8.2032 | 7.9216 | 7.6453 | 7.3725 | 7.0105 | 6.7115 | 2.2366 | 2.401 | 2.4109 | 2.4759 | 2.6692 | 2.8992 | 3.1938 | 3.4949 | 3.8036 | 4.2355 | 4.5923 | 4.9052 | 5.262 | 5.5953 | 5.8528 | 6.0882 | 6.356 | 6.5718 | 6.8409 | 6.9959 | 7.0925 | 7.2301 | 7.3902 | 7.5288 | 7.7472 | 7.5976 | 7.6216 | 7.67 | 7.6912 | 7.7598
PSS | LLANFROTHEN T1 | 2.6487 | 2.7858 | 2.8247 | 2.8906 | 2.9554 | 3.0477 | 3.1586 | 3.3161 | 3.466 | 3.6486 | 3.7889 | 3.9833 | 4.1956 | 4.4539 | 4.7262 | 5.1097 | 5.5958 | 6.1247 | 6.7252 | 7.3319 | 7.9578 | 8.5695 | 9.1537 | 9.6111 | 9.92 | 10.0926 | 10.1748 | 10.2041 | 10.0814 | 10.0474 | 2.6487 | 2.7281 | 2.8097 | 2.9363 | 3.1482 | 3.3906 | 3.6496 | 3.9878 | 4.3319 | 4.7507 | 5.1751 | 5.663 | 6.2045 | 6.6985 | 7.0894 | 7.3978 | 7.7133 | 7.8953 | 8.1697 | 8.2785 | 8.3286 | 8.4551 | 8.6337 | 8.747 | 8.726 | 8.6764 | 8.7242 | 8.8063 | 8.8632 | 9.0086 | 2.6487 | 2.7713 | 2.8148 | 2.9018 | 3.0044 | 3.1405 | 3.338 | 3.6159 | 3.952 | 4.2558 | 4.5742 | 4.9575 | 5.4103 | 5.875 | 6.271 | 6.6547 | 7.0878 | 7.4268 | 7.6587 | 7.7304 | 7.7721 | 7.7921 | 7.8144 | 7.7887 | 7.7309 | 7.6829 | 7.643 | 7.6293 | 7.5818 | 7.6298 | 2.6487 | 2.7025 | 2.7529 | 2.8601 | 3.0824 | 3.3712 | 3.7067 | 4.1491 | 4.6677 | 5.3854 | 6.1287 | 6.9987 | 7.9645 | 8.9949 | 9.8281 | 10.6043 | 11.3148 | 11.8518 | 12.2026 | 12.2118 | 12.1773 | 12.096 | 11.9232 | 11.6674 | 11.2579 | 10.8274 | 10.3871 | 9.9779 | 9.4603 | 9.0573 | 2.6487 | 2.7716 | 2.798 | 2.8901 | 3.1363 | 3.4486 | 3.8085 | 4.2086 | 4.6296 | 5.1608 | 5.615 | 6.0428 | 6.5067 | 6.9734 | 7.373 | 7.7547 | 8.1635 | 8.5059 | 8.8212 | 8.9892 | 9.0885 | 9.2107 | 9.3275 | 9.4124 | 9.1605 | 9.0469 | 9.082 | 9.1519 | 9.1703 | 9.2833
PSS | LLANFWROG T1 / RUTHIN T1 | 8.8615 | 9.7518 | 9.7862 | 9.8948 | 9.9776 | 10.0713 | 10.1921 | 10.4203 | 10.5883 | 11.0727 | 11.3332 | 11.9523 | 12.5883 | 13.2642 | 13.9852 | 14.8777 | 15.9745 | 17.1343 | 18.3957 | 19.4293 | 20.3745 | 21.3727 | 22.37 | 23.18 | 23.7652 | 24.1352 | 24.4937 | 24.8227 | 25.0349 | 25.4674 | 8.8615 | 9.0662 | 9.1756 | 9.4582 | 9.8209 | 10.2197 | 10.6738 | 11.3256 | 11.9532 | 12.8018 | 13.6675 | 14.8622 | 16.1771 | 17.3698 | 18.4279 | 19.1974 | 20.15 | 20.7658 | 21.7765 | 22.1193 | 22.2918 | 22.6086 | 23.14 | 23.4958 | 23.797 | 23.5347 | 23.6619 | 23.8431 | 24.0846 | 24.4411 | 8.8615 | 9.369 | 9.3219 | 9.3665 | 9.4361 | 9.5799 | 9.8295 | 10.2459 | 10.6671 | 11.3094 | 11.779 | 12.621 | 13.5769 | 14.5697 | 15.553 | 16.4896 | 17.7098 | 18.8031 | 19.7875 | 20.2162 | 20.5465 | 20.9319 | 21.2657 | 21.4377 | 21.4316 | 21.3184 | 21.2819 | 21.2566 | 21.1883 | 21.2662 | 8.8615 | 8.7847 | 8.7277 | 8.8128 | 9.0571 | 9.513 | 10.0721 | 10.9375 | 11.872 | 13.1889 | 14.4649 | 16.1206 | 17.8873 | 19.5592 | 20.9689 | 21.9531 | 23.1322 | 24.1348 | 24.9771 | 25.1232 | 25.2413 | 25.4893 | 25.7022 | 25.7516 | 25.4063 | 24.8621 | 24.4048 | 23.9111 | 23.2944 | 22.7497 | 8.8615 | 9.284 | 9.2047 | 9.2963 | 9.6099 | 10.0842 | 10.6364 | 11.3049 | 11.9522 | 13.0343 | 13.8331 | 14.9405 | 16.1203 | 17.2991 | 18.4767 | 19.5728 | 20.8358 | 22.0224 | 23.3079 | 23.8055 | 24.091 | 24.3546 | 24.728 | 24.9445 | 24.311 | 23.8809 | 23.9272 | 24.0349 | 24.0777 | 24.2265
PSS | LLANFYLLIN T1 / LLANFYLLIN T2 | 5.2825 | 6.3136 | 6.335 | 6.395 | 6.4745 | 6.539 | 6.6481 | 6.8296 | 6.9934 | 7.2471 | 7.4686 | 7.7911 | 8.1483 | 8.5635 | 9.0303 | 9.6434 | 10.4002 | 11.204 | 12.1281 | 13.0272 | 13.9437 | 14.812 | 15.6363 | 16.2542 | 16.6625 | 16.8539 | 16.9294 | 16.9293 | 16.7467 | 16.7178 | 5.2825 | 5.7341 | 5.7882 | 5.968 | 6.2944 | 6.6301 | 7.0117 | 7.5062 | 8.0094 | 8.6716 | 9.3545 | 10.0942 | 10.8798 | 11.5738 | 12.0677 | 12.397 | 12.7596 | 12.9323 | 13.3327 | 13.5167 | 13.5699 | 13.7277 | 14.0389 | 14.2797 | 14.9453 | 14.8234 | 14.8899 | 15.0356 | 15.1721 | 15.4088 | 5.2825 | 6.0043 | 5.9733 | 5.9957 | 6.1068 | 6.2538 | 6.5256 | 6.9455 | 7.4131 | 7.9458 | 8.4475 | 9.0246 | 9.6766 | 10.3491 | 10.9284 | 11.4547 | 12.0247 | 12.4539 | 12.7753 | 12.8726 | 12.9305 | 12.972 | 13.0061 | 12.952 | 12.8552 | 12.7688 | 12.6642 | 12.5861 | 12.4734 | 12.478 | 5.2825 | 5.5271 | 5.4829 | 5.5467 | 5.7952 | 6.2001 | 6.7071 | 7.4375 | 8.2818 | 9.4598 | 10.6714 | 11.9846 | 13.4122 | 14.8577 | 15.9738 | 16.9297 | 17.89 | 18.6459 | 19.1699 | 19.209 | 19.1902 | 19.1208 | 18.9682 | 18.6484 | 18.0884 | 17.4436 | 16.7995 | 16.1719 | 15.3706 | 14.7016 | 5.2825 | 5.9054 | 5.8514 | 5.9018 | 6.2363 | 6.6275 | 7.1236 | 7.664 | 8.1953 | 8.9524 | 9.5639 | 10.0874 | 10.6473 | 11.2021 | 11.6496 | 12.0669 | 12.5051 | 12.861 | 13.3471 | 13.6364 | 13.8136 | 14.0065 | 14.2636 | 14.4716 | 14.7137 | 14.5598 | 14.6018 | 14.7157 | 14.7651 | 14.9216
PSS | LLANGAFFO T1 | 3.7599 | 4.149 | 4.2111 | 4.2586 | 4.3137 | 4.3627 | 4.4319 | 4.5246 | 4.5932 | 4.7294 | 4.8229 | 5.0073 | 5.1871 | 5.3708 | 5.5741 | 5.8215 | 6.1074 | 6.3991 | 6.7111 | 7.0381 | 7.2996 | 7.585 | 7.9084 | 8.1532 | 8.3456 | 8.4945 | 8.6377 | 8.7817 | 8.9244 | 9.1414 | 3.7599 | 3.9722 | 4.0666 | 4.1931 | 4.3447 | 4.4929 | 4.6939 | 4.9894 | 5.275 | 5.5914 | 5.9393 | 6.4228 | 6.9895 | 7.5078 | 7.9586 | 8.3031 | 8.729 | 9.0023 | 9.4647 | 9.7403 | 9.9 | 10.1663 | 10.49 | 10.7525 | 11.3309 | 11.1571 | 11.2247 | 11.3187 | 11.4361 | 11.6002 | 3.7599 | 4.059 | 4.0787 | 4.1137 | 4.1231 | 4.1761 | 4.2705 | 4.4099 | 4.5476 | 4.6962 | 4.8603 | 5.0908 | 5.3609 | 5.6178 | 5.9196 | 6.1998 | 6.5696 | 6.8943 | 7.1885 | 7.3986 | 7.5584 | 7.745 | 7.8793 | 7.9513 | 7.9569 | 7.9313 | 7.8969 | 7.858 | 7.8157 | 7.8118 | 3.7599 | 3.8964 | 3.8856 | 3.9361 | 4.0124 | 4.1876 | 4.4108 | 4.7511 | 5.0926 | 5.5165 | 5.9425 | 6.4828 | 7.0683 | 7.5602 | 7.9912 | 8.2115 | 8.5485 | 8.8276 | 9.0671 | 9.1285 | 9.1919 | 9.3188 | 9.4694 | 9.5789 | 9.535 | 9.4409 | 9.3732 | 9.2762 | 9.1681 | 9.0557 | 3.7599 | 4.0365 | 4.0498 | 4.1004 | 4.2081 | 4.3847 | 4.6089 | 4.8771 | 5.1489 | 5.4934 | 5.8168 | 6.1798 | 6.6093 | 7.021 | 7.4215 | 7.7974 | 8.2216 | 8.6038 | 9.0971 | 9.4634 | 9.7043 | 9.9977 | 10.2671 | 10.4681 | 10.7365 | 10.5513 | 10.5771 | 10.6196 | 10.633 | 10.6791
PSS | LLANGEFNI IND EST T1 / LLANGEFNI IND EST T2 | 5.6586 | 5.5951 | 5.6526 | 5.7511 | 5.7888 | 5.8501 | 5.9021 | 5.9853 | 5.9969 | 6.112 | 6.1339 | 6.2485 | 6.3486 | 6.4156 | 6.5319 | 6.627 | 6.7725 | 6.884 | 7.0295 | 7.1681 | 7.2898 | 7.4137 | 7.5916 | 7.7049 | 7.7777 | 7.868 | 7.9381 | 7.9974 | 8.0678 | 8.2308 | 5.6586 | 5.5327 | 5.4946 | 5.5031 | 5.456 | 5.452 | 5.4611 | 5.5805 | 5.6277 | 5.7319 | 5.8412 | 6.0927 | 6.4076 | 6.6804 | 6.9971 | 7.2915 | 7.6243 | 7.8423 | 8.1234 | 8.2619 | 8.3582 | 8.4139 | 8.503 | 8.5126 | 8.5244 | 8.5011 | 8.5047 | 8.5054 | 8.4773 | 8.5367 | 5.6586 | 5.5852 | 5.5701 | 5.6041 | 5.5854 | 5.588 | 5.6024 | 5.6816 | 5.6669 | 5.703 | 5.7196 | 5.8262 | 5.9409 | 6.0302 | 6.1773 | 6.2837 | 6.4701 | 6.616 | 6.7671 | 6.8462 | 6.9337 | 7.0013 | 7.0885 | 7.085 | 7.0545 | 7.0329 | 6.9751 | 6.928 | 6.8544 | 6.8589 | 5.6586 | 5.4646 | 5.3776 | 5.3572 | 5.3245 | 5.3549 | 5.3964 | 5.5114 | 5.5468 | 5.6785 | 5.7708 | 5.9818 | 6.1943 | 6.389 | 6.5888 | 6.6775 | 6.8372 | 6.9442 | 7.0163 | 6.9408 | 6.8655 | 6.8138 | 6.7995 | 6.7811 | 6.7121 | 6.6677 | 6.622 | 6.5791 | 6.524 | 6.5113 | 5.6586 | 5.5665 | 5.5244 | 5.5363 | 5.5081 | 5.5285 | 5.5607 | 5.6753 | 5.71 | 5.8149 | 5.8983 | 6.084 | 6.2973 | 6.4801 | 6.7223 | 6.9408 | 7.2041 | 7.4046 | 7.6475 | 7.7816 | 7.8907 | 7.9589 | 8.0552 | 8.0593 | 7.9748 | 7.921 | 7.8912 | 7.8662 | 7.8 | 7.8185
PSS | LLANGEFNI T1 | 3.9517 | 4.1013 | 4.1375 | 4.2045 | 4.2593 | 4.3398 | 4.4273 | 4.5544 | 4.6653 | 4.821 | 4.937 | 5.1268 | 5.3248 | 5.5445 | 5.7915 | 6.1077 | 6.4988 | 6.9116 | 7.3701 | 7.8491 | 8.3121 | 8.7843 | 9.2256 | 9.5646 | 9.8128 | 9.9672 | 10.0436 | 10.0917 | 10.0521 | 10.0944 | 3.9517 | 3.9504 | 3.9649 | 4.0362 | 4.1429 | 4.3418 | 4.5897 | 4.9378 | 5.267 | 5.6791 | 6.1217 | 6.647 | 7.2631 | 7.8317 | 8.3281 | 8.6925 | 9.126 | 9.382 | 9.6729 | 9.7802 | 9.831 | 9.9838 | 10.2009 | 10.4004 | 10.0511 | 9.8691 | 9.8526 | 9.8423 | 9.8231 | 9.8734 | 3.9517 | 4.0387 | 4.0498 | 4.104 | 4.151 | 4.2334 | 4.3482 | 4.5551 | 4.7603 | 4.9565 | 5.1727 | 5.4775 | 5.8497 | 6.2276 | 6.6029 | 6.9758 | 7.3918 | 7.7129 | 7.9825 | 8.1036 | 8.2059 | 8.2636 | 8.3233 | 8.3082 | 8.2476 | 8.2044 | 8.1447 | 8.1072 | 8.0347 | 8.0427 | 3.9517 | 3.8867 | 3.8703 | 3.9235 | 4.0502 | 4.2631 | 4.4812 | 4.8223 | 5.1699 | 5.6752 | 6.2115 | 6.866 | 7.5999 | 8.3235 | 8.952 | 9.5205 | 9.9796 | 10.3027 | 10.4738 | 10.3878 | 10.2668 | 10.1035 | 9.9117 | 9.6583 | 9.3312 | 9.0163 | 8.6805 | 8.3729 | 7.9752 | 7.6669 | 3.9517 | 4.009 | 4.0069 | 4.078 | 4.2603 | 4.5106 | 4.8244 | 5.1992 | 5.5682 | 6.0454 | 6.4842 | 6.9308 | 7.4567 | 7.9726 | 8.4472 | 8.8873 | 9.3936 | 9.8156 | 10.1945 | 10.4108 | 10.556 | 10.7435 | 10.9516 | 11.1394 | 10.7439 | 10.6151 | 10.638 | 10.6753 | 10.667 | 10.7445
PSS | LLANGOLLEN T1 | 4.7808 | 5.61 | 5.6459 | 5.714 | 5.792 | 5.8586 | 5.9622 | 6.1254 | 6.2671 | 6.4734 | 6.6596 | 6.9339 | 7.228 | 7.5576 | 7.9101 | 8.3696 | 8.9355 | 9.5072 | 10.1542 | 10.7955 | 11.3968 | 11.9873 | 12.5443 | 12.9751 | 13.2522 | 13.4111 | 13.4965 | 13.5644 | 13.5295 | 13.6311 | 4.7808 | 5.2514 | 5.33 | 5.5011 | 5.7502 | 6.038 | 6.3817 | 6.8532 | 7.3121 | 7.8696 | 8.4524 | 9.129 | 9.886 | 10.555 | 11.0615 | 11.4138 | 11.8451 | 12.0977 | 12.5677 | 12.8071 | 12.9247 | 13.186 | 13.5626 | 13.8878 | 14.581 | 14.3369 | 14.3953 | 14.4984 | 14.6338 | 14.8331 | 4.7808 | 5.4235 | 5.4082 | 5.4431 | 5.5141 | 5.6371 | 5.8327 | 6.1508 | 6.4874 | 6.8646 | 7.2372 | 7.6502 | 8.1227 | 8.6016 | 9.0154 | 9.4184 | 9.8739 | 10.2215 | 10.5118 | 10.6555 | 10.7602 | 10.8814 | 10.9777 | 10.981 | 10.9264 | 10.8626 | 10.7812 | 10.7066 | 10.6217 | 10.6199 | 4.7808 | 5.1066 | 5.0872 | 5.1608 | 5.3587 | 5.6921 | 6.1084 | 6.7067 | 7.3574 | 8.2219 | 9.0884 | 10.0562 | 11.0485 | 11.9944 | 12.7307 | 13.2873 | 13.906 | 14.3856 | 14.7557 | 14.7473 | 14.7403 | 14.7502 | 14.7194 | 14.6056 | 14.2823 | 13.8994 | 13.525 | 13.1494 | 12.6949 | 12.2996 | 4.7808 | 5.3569 | 5.3276 | 5.3877 | 5.6312 | 5.9594 | 6.3645 | 6.8342 | 7.2905 | 7.9205 | 8.4558 | 8.9438 | 9.4957 | 10.0332 | 10.4778 | 10.8962 | 11.358 | 11.7557 | 12.277 | 12.6186 | 12.8322 | 13.1106 | 13.4023 | 13.6308 | 13.9447 | 13.6945 | 13.7126 | 13.761 | 13.7751 | 13.8558
PSS | LLANIDLOES T1 / LLANIDLOES T2 | 4.3489 | 4.7392 | 4.7702 | 4.8291 | 4.9281 | 5.0528 | 5.241 | 5.4974 | 5.7565 | 6.064 | 6.3786 | 6.7606 | 7.2017 | 7.7298 | 8.2779 | 9.0672 | 10.0028 | 11.0427 | 12.2265 | 13.3852 | 14.5508 | 15.6942 | 16.7405 | 17.5598 | 18.0951 | 18.3279 | 18.437 | 18.4858 | 18.2535 | 18.1856 | 4.3489 | 4.2302 | 4.3559 | 4.5935 | 5.0511 | 5.5098 | 6.0646 | 6.703 | 7.3602 | 8.2059 | 9.0295 | 9.8496 | 10.7241 | 11.4882 | 11.9419 | 12.2521 | 12.5772 | 12.7256 | 13.0962 | 13.2229 | 13.2408 | 13.3741 | 13.7226 | 13.9843 | 14.1097 | 14.0237 | 14.1651 | 14.3798 | 14.5749 | 14.8924 | 4.3489 | 4.4747 | 4.5252 | 4.6392 | 4.8683 | 5.1199 | 5.5308 | 6.0739 | 6.7305 | 7.4276 | 8.1197 | 8.8963 | 9.753 | 10.6301 | 11.2885 | 11.9176 | 12.6198 | 13.1436 | 13.5297 | 13.6366 | 13.6953 | 13.7211 | 13.7636 | 13.7411 | 13.6598 | 13.6419 | 13.6274 | 13.6831 | 13.6767 | 13.8206 | 4.3489 | 4.0569 | 4.0965 | 4.245 | 4.6251 | 5.1619 | 5.845 | 6.7373 | 7.7989 | 9.2551 | 10.755 | 12.3266 | 14.0448 | 15.8335 | 17.1759 | 18.4475 | 19.6615 | 20.6271 | 21.3062 | 21.3808 | 21.3988 | 21.3483 | 21.1424 | 20.7315 | 20.0081 | 19.1835 | 18.3445 | 17.5627 | 16.5385 | 15.673 | 4.3489 | 4.3924 | 4.3866 | 4.5169 | 5.0372 | 5.6054 | 6.3279 | 7.054 | 7.8115 | 8.8822 | 9.7632 | 10.4762 | 11.2029 | 11.9324 | 12.4679 | 12.9867 | 13.5399 | 14.0293 | 14.5353 | 14.8182 | 14.9237 | 15.0381 | 15.2846 | 15.4848 | 15.0652 | 14.8566 | 14.9581 | 15.1464 | 15.2374 | 15.4842
PSS | LLANILAR T1 | 2.1084 | 2.417 | 2.4455 | 2.4945 | 2.545 | 2.6352 | 2.7392 | 2.8739 | 3.0043 | 3.1566 | 3.2879 | 3.4609 | 3.6298 | 3.8286 | 4.0414 | 4.3304 | 4.6816 | 5.0661 | 5.4776 | 5.9047 | 6.3038 | 6.7222 | 7.1534 | 7.5228 | 7.7924 | 7.9756 | 8.1607 | 8.3516 | 8.4788 | 8.6798 | 2.1084 | 2.2842 | 2.3366 | 2.4337 | 2.5652 | 2.7183 | 2.8858 | 3.1181 | 3.3401 | 3.5986 | 3.8772 | 4.2319 | 4.6151 | 4.994 | 5.3013 | 5.5109 | 5.7632 | 5.9305 | 6.1837 | 6.3252 | 6.4374 | 6.5787 | 6.7939 | 6.9377 | 7.0696 | 7.0476 | 7.1478 | 7.2459 | 7.3459 | 7.5138 | 2.1084 | 2.3833 | 2.4324 | 2.5251 | 2.6079 | 2.724 | 2.8739 | 3.0752 | 3.2921 | 3.4727 | 3.6821 | 3.9767 | 4.3006 | 4.6245 | 4.928 | 5.2119 | 5.6188 | 5.9809 | 6.28 | 6.4688 | 6.626 | 6.7454 | 6.8593 | 6.9384 | 6.9556 | 7.0043 | 7.0489 | 7.1242 | 7.1957 | 7.3242 | 2.1084 | 2.2805 | 2.3099 | 2.3861 | 2.5136 | 2.7048 | 2.9249 | 3.2418 | 3.5874 | 4.0312 | 4.4827 | 5.0202 | 5.6198 | 6.2214 | 6.7103 | 7.0655 | 7.4902 | 7.8481 | 8.1316 | 8.2144 | 8.2888 | 8.4082 | 8.5112 | 8.5466 | 8.4333 | 8.2385 | 8.0786 | 7.9248 | 7.7393 | 7.5899 | 2.1084 | 2.3631 | 2.3612 | 2.436 | 2.5901 | 2.8308 | 3.0928 | 3.39 | 3.711 | 4.1103 | 4.4781 | 4.8503 | 5.2017 | 5.5858 | 5.9412 | 6.2308 | 6.5847 | 6.9284 | 7.2296 | 7.4532 | 7.6273 | 7.76 | 7.9577 | 8.0941 | 7.8649 | 7.6934 | 7.7229 | 7.7721 | 7.7976 | 7.879
PSS | LLANRWST T1 | 2.9928 | 3.2296 | 3.2438 | 3.2743 | 3.3169 | 3.3501 | 3.4133 | 3.5112 | 3.6077 | 3.7409 | 3.8615 | 4.041 | 4.2301 | 4.4523 | 4.6911 | 4.9912 | 5.3751 | 5.7814 | 6.2213 | 6.6659 | 7.1037 | 7.5024 | 7.8868 | 8.1648 | 8.3516 | 8.4225 | 8.4539 | 8.4613 | 8.3625 | 8.3686 | 2.9928 | 2.9462 | 2.9832 | 3.0839 | 3.2574 | 3.4616 | 3.7016 | 4.0248 | 4.3473 | 4.7463 | 5.1357 | 5.5711 | 6.0705 | 6.4928 | 6.7829 | 6.9774 | 7.2153 | 7.3423 | 7.5929 | 7.7063 | 7.739 | 7.9 | 8.1344 | 8.3484 | 8.7608 | 8.5566 | 8.5658 | 8.6229 | 8.6893 | 8.7901 | 2.9928 | 3.072 | 3.0455 | 3.069 | 3.1212 | 3.1988 | 3.3347 | 3.545 | 3.7991 | 4.0574 | 4.3127 | 4.6005 | 4.9162 | 5.245 | 5.5103 | 5.7736 | 6.0343 | 6.2407 | 6.3973 | 6.4488 | 6.4873 | 6.5243 | 6.5564 | 6.5413 | 6.4959 | 6.4326 | 6.3819 | 6.3309 | 6.2669 | 6.2573 | 2.9928 | 2.8451 | 2.8272 | 2.8624 | 3.0081 | 3.2379 | 3.5107 | 3.8998 | 4.3379 | 4.9339 | 5.5355 | 6.1645 | 6.8395 | 7.495 | 7.9823 | 8.4097 | 8.8168 | 9.1075 | 9.3239 | 9.2905 | 9.2411 | 9.1792 | 9.0839 | 8.921 | 8.6448 | 8.3376 | 8.0286 | 7.7221 | 7.3597 | 7.0486 | 2.9928 | 3.0156 | 2.989 | 3.0316 | 3.2152 | 3.4451 | 3.7358 | 4.0552 | 4.3871 | 4.8345 | 5.2047 | 5.5329 | 5.9081 | 6.2653 | 6.5399 | 6.802 | 7.0813 | 7.3263 | 7.6198 | 7.8018 | 7.9026 | 8.0616 | 8.2335 | 8.3818 | 8.6092 | 8.4264 | 8.4352 | 8.4721 | 8.4774 | 8.5253
PSS | LLANSANNAN T1 | 2.9435 | 3.1054 | 3.1453 | 3.2052 | 3.2764 | 3.3841 | 3.5263 | 3.7059 | 3.8726 | 4.0707 | 4.2641 | 4.5004 | 4.7322 | 5.0038 | 5.2699 | 5.6536 | 6.0926 | 6.5684 | 7.0846 | 7.5801 | 8.0419 | 8.5002 | 8.9584 | 9.341 | 9.5913 | 9.7219 | 9.8685 | 10.0345 | 10.1324 | 10.3328 | 2.9435 | 2.911 | 2.9936 | 3.1209 | 3.3225 | 3.5177 | 3.755 | 4.0544 | 4.353 | 4.7148 | 5.0731 | 5.4814 | 5.8969 | 6.2519 | 6.4809 | 6.624 | 6.8133 | 6.9247 | 7.1712 | 7.2893 | 7.3776 | 7.5143 | 7.7272 | 7.8734 | 8.0732 | 8.04 | 8.1282 | 8.2283 | 8.3364 | 8.5186 | 2.9435 | 3.0223 | 3.086 | 3.1956 | 3.3417 | 3.4929 | 3.7099 | 4.0075 | 4.3173 | 4.6432 | 4.9545 | 5.3277 | 5.7064 | 6.0926 | 6.3646 | 6.6277 | 6.9939 | 7.2974 | 7.567 | 7.7383 | 7.8695 | 7.9841 | 8.0886 | 8.1575 | 8.1688 | 8.1919 | 8.2384 | 8.3001 | 8.3697 | 8.5081 | 2.9435 | 2.8651 | 2.9088 | 3.001 | 3.197 | 3.4749 | 3.8047 | 4.252 | 4.7439 | 5.3823 | 5.9923 | 6.6219 | 7.2378 | 7.8496 | 8.2495 | 8.5254 | 8.9154 | 9.2482 | 9.5237 | 9.5639 | 9.6098 | 9.7021 | 9.7931 | 9.818 | 9.6562 | 9.3923 | 9.1898 | 8.9801 | 8.7392 | 8.5388 | 2.9435 | 2.9952 | 2.998 | 3.0833 | 3.3056 | 3.5967 | 3.9259 | 4.298 | 4.6751 | 5.1951 | 5.6225 | 6.0059 | 6.3376 | 6.6891 | 6.9343 | 7.1671 | 7.4454 | 7.724 | 8.0196 | 8.2351 | 8.3897 | 8.5174 | 8.7123 | 8.8418 | 8.5982 | 8.383 | 8.3975 | 8.4255 | 8.4344 | 8.5071
PSS | LLANSILIN T1 | 4.1047 | 4.0477 | 4.0788 | 4.1279 | 4.1974 | 4.3092 | 4.4468 | 4.6313 | 4.8025 | 5.0194 | 5.2131 | 5.4727 | 5.7473 | 6.0532 | 6.377 | 6.8032 | 7.3457 | 7.8989 | 8.5245 | 9.1442 | 9.7148 | 10.3243 | 10.9299 | 11.4241 | 11.7992 | 12.0071 | 12.2551 | 12.4932 | 12.6515 | 12.9208 | 4.1047 | 3.6993 | 3.7646 | 3.9011 | 4.1103 | 4.3133 | 4.5523 | 4.8629 | 5.1692 | 5.5462 | 5.9496 | 6.4341 | 6.9404 | 7.4278 | 7.7647 | 7.9903 | 8.2837 | 8.4535 | 8.7902 | 8.9789 | 9.0998 | 9.2639 | 9.5477 | 9.7345 | 10.0172 | 9.9763 | 10.0929 | 10.2321 | 10.3631 | 10.6034 | 4.1047 | 3.8796 | 3.9309 | 4.0436 | 4.164 | 4.3257 | 4.552 | 4.8549 | 5.178 | 5.4923 | 5.8134 | 6.2625 | 6.7258 | 7.2028 | 7.6104 | 7.9836 | 8.5201 | 8.9889 | 9.3762 | 9.6184 | 9.8117 | 9.9811 | 10.1329 | 10.2291 | 10.2407 | 10.2848 | 10.3406 | 10.4259 | 10.5119 | 10.6735 | 4.1047 | 3.6183 | 3.634 | 3.7206 | 3.9065 | 4.1805 | 4.5145 | 4.991 | 5.5281 | 6.2115 | 6.9062 | 7.7076 | 8.5475 | 9.3571 | 9.9946 | 10.4555 | 11.0204 | 11.5 | 11.8988 | 11.9941 | 12.0911 | 12.253 | 12.3856 | 12.4403 | 12.2462 | 11.9297 | 11.6714 | 11.4123 | 11.1063 | 10.847 | 4.1047 | 3.8283 | 3.8055 | 3.8905 | 4.1187 | 4.4462 | 4.8137 | 5.2207 | 5.6472 | 6.2178 | 6.7085 | 7.1902 | 7.6197 | 8.0967 | 8.475 | 8.8166 | 9.235 | 9.639 | 10.0428 | 10.3511 | 10.5727 | 10.7556 | 11.0239 | 11.2089 | 10.9541 | 10.7156 | 10.7464 | 10.8139 | 10.837 | 10.9491
PSS | LLYNCLYS T1 | 4.0267 | 4.3408 | 4.4102 | 4.5033 | 4.5822 | 4.8009 | 5.0009 | 5.2447 | 5.4639 | 5.7371 | 5.9542 | 6.2313 | 6.5215 | 6.8159 | 7.1164 | 7.5373 | 8.0767 | 8.6345 | 9.2492 | 9.8525 | 10.4048 | 11.0303 | 11.7012 | 12.2892 | 12.7519 | 13.0591 | 13.4481 | 13.8674 | 14.2268 | 14.6976 | 4.0267 | 4.2162 | 4.3012 | 4.4521 | 4.6148 | 4.8127 | 5.0344 | 5.3504 | 5.6511 | 5.9927 | 6.3484 | 6.8663 | 7.3669 | 7.8676 | 8.3538 | 8.7384 | 9.2269 | 9.559 | 10.0266 | 10.3171 | 10.5501 | 10.8281 | 11.2217 | 11.4982 | 11.6786 | 11.6582 | 11.8391 | 12.0173 | 12.1746 | 12.4756 | 4.0267 | 4.3529 | 4.4911 | 4.6824 | 4.8539 | 5.0526 | 5.297 | 5.6066 | 5.902 | 6.1462 | 6.4125 | 6.8537 | 7.3609 | 7.853 | 8.3004 | 8.7145 | 9.4106 | 10.0568 | 10.6359 | 11.0115 | 11.3246 | 11.5978 | 11.8453 | 12.0498 | 12.1266 | 12.2345 | 12.3788 | 12.5798 | 12.766 | 13.0584 | 4.0267 | 4.2455 | 4.3145 | 4.456 | 4.6401 | 4.9133 | 5.2249 | 5.6472 | 6.0921 | 6.6306 | 7.1807 | 7.9115 | 8.7062 | 9.4759 | 10.1391 | 10.5832 | 11.1808 | 11.6951 | 12.1259 | 12.289 | 12.4407 | 12.6963 | 12.9684 | 13.176 | 13.0931 | 12.8816 | 12.7635 | 12.6496 | 12.4961 | 12.4033 | 4.0267 | 4.2683 | 4.2815 | 4.4252 | 4.6319 | 5.0026 | 5.3839 | 5.8379 | 6.333 | 6.9638 | 7.5498 | 8.1849 | 8.6944 | 9.2722 | 9.8609 | 10.3921 | 11.0609 | 11.7212 | 12.2853 | 12.7056 | 13.0339 | 13.2959 | 13.6698 | 13.9301 | 13.4354 | 13.0717 | 13.1074 | 13.1764 | 13.1857 | 13.3082
PSS | LORD ST T1 / MARSHSIDE T1 / MULLARDS BALMORAL DV T1 / SOUTHPORT T2 | 18.7298 | 22.0576 | 22.0476 | 22.1721 | 22.3306 | 22.476 | 22.7537 | 23.2911 | 23.8543 | 24.6633 | 25.3826 | 26.5518 | 27.8753 | 29.4651 | 31.3045 | 33.538 | 36.292 | 39.3083 | 42.6598 | 46.2426 | 49.7737 | 53.1733 | 56.3704 | 58.817 | 60.4763 | 61.5539 | 61.8588 | 61.9551 | 61.208 | 60.9787 | 18.7298 | 19.3945 | 19.5581 | 20.1677 | 21.1352 | 22.9792 | 25.1029 | 27.8668 | 30.7301 | 34.086 | 37.6381 | 41.6188 | 46.5089 | 50.8603 | 54.1697 | 56.6094 | 59.3695 | 61.1003 | 63.2148 | 64.0494 | 64.305 | 65.9896 | 68.2791 | 70.7022 | 73.5432 | 70.7696 | 70.489 | 70.5461 | 70.8615 | 71.2274 | 18.7298 | 20.5954 | 20.3127 | 20.3025 | 20.4917 | 20.8876 | 21.526 | 22.6619 | 24.2006 | 25.5688 | 27.0877 | 29.2505 | 31.8529 | 34.631 | 37.5202 | 40.4153 | 43.2971 | 45.6265 | 47.2858 | 48.1057 | 48.6012 | 49.0123 | 49.3556 | 49.2013 | 48.8128 | 48.3855 | 47.9596 | 47.5096 | 46.9409 | 46.7165 | 18.7298 | 18.5163 | 18.355 | 18.6057 | 19.4691 | 20.9264 | 22.6217 | 25.0823 | 27.8624 | 31.6768 | 35.9834 | 41.1607 | 46.9846 | 52.7419 | 57.6671 | 62.3922 | 66.0188 | 68.5598 | 69.9792 | 69.5716 | 68.8684 | 67.8624 | 66.433 | 64.3886 | 61.7503 | 59.1382 | 56.3346 | 53.6891 | 50.3951 | 47.509 | 18.7298 | 20.0398 | 19.9034 | 20.2847 | 21.6886 | 23.6737 | 26.1238 | 28.8664 | 31.9379 | 35.6848 | 39.258 | 42.6972 | 47.087 | 51.2762 | 54.9105 | 58.3136 | 62.0217 | 65.305 | 68.2299 | 70.0641 | 71.0688 | 72.8852 | 74.6661 | 76.5114 | 79.1856 | 77.4014 | 77.5655 | 77.9019 | 78.0974 | 78.5177
PSS | LOSTOCK T1 | 4.432 | 4.809 | 4.8638 | 4.9446 | 5.0356 | 5.1128 | 5.212 | 5.3677 | 5.5126 | 5.7097 | 5.8677 | 6.1356 | 6.408 | 6.7002 | 7.0345 | 7.4231 | 7.9051 | 8.3992 | 8.9455 | 9.5154 | 10.022 | 10.5535 | 11.0947 | 11.5444 | 11.8993 | 12.1322 | 12.3567 | 12.5833 | 12.7573 | 13.0289 | 4.432 | 4.5417 | 4.6367 | 4.8347 | 5.0543 | 5.3193 | 5.6209 | 6.0698 | 6.4892 | 7.0046 | 7.5498 | 8.2573 | 9.0556 | 9.7962 | 10.4478 | 10.896 | 11.4729 | 11.847 | 12.4201 | 12.7459 | 12.9602 | 13.292 | 13.7521 | 14.1295 | 14.1591 | 13.9665 | 14.0589 | 14.1747 | 14.3196 | 14.5351 | 4.432 | 4.6466 | 4.6764 | 4.7515 | 4.8129 | 4.9361 | 5.0865 | 5.3341 | 5.5869 | 5.8347 | 6.1155 | 6.516 | 6.9677 | 7.4535 | 7.9498 | 8.4181 | 9.0245 | 9.5653 | 10.0183 | 10.3266 | 10.5711 | 10.7993 | 10.9867 | 11.0669 | 11.0804 | 11.0695 | 11.053 | 11.0465 | 11.0224 | 11.0652 | 4.432 | 4.4546 | 4.4831 | 4.5777 | 4.7614 | 5.0394 | 5.3936 | 5.8975 | 6.4379 | 7.113 | 7.8091 | 8.6847 | 9.6121 | 10.4765 | 11.2301 | 11.7327 | 12.3092 | 12.7943 | 13.1787 | 13.2883 | 13.3875 | 13.534 | 13.675 | 13.7453 | 13.5977 | 13.3607 | 13.1607 | 12.9525 | 12.675 | 12.4198 | 4.432 | 4.6297 | 4.6297 | 4.7347 | 4.9419 | 5.2671 | 5.6227 | 6.0673 | 6.5107 | 7.0892 | 7.6287 | 8.2066 | 8.8403 | 9.4885 | 10.1057 | 10.6599 | 11.3093 | 11.916 | 12.567 | 13.0552 | 13.4006 | 13.773 | 14.17 | 14.4759 | 14.1116 | 13.9062 | 13.972 | 14.0627 | 14.106 | 14.2142
PSS | LOSTOCK TRIANGLE T1 | 2.3499 | 2.583 | 2.6268 | 2.693 | 2.7186 | 2.8883 | 3.0312 | 3.1816 | 3.3258 | 3.4917 | 3.6243 | 3.7764 | 3.9264 | 4.074 | 4.1993 | 4.3995 | 4.6795 | 4.9496 | 5.2399 | 5.5193 | 5.767 | 6.0866 | 6.4321 | 6.7507 | 6.9992 | 7.1685 | 7.4435 | 7.7334 | 8.0319 | 8.3955 | 2.3499 | 2.4909 | 2.4744 | 2.4812 | 2.4709 | 2.522 | 2.5767 | 2.6748 | 2.7716 | 2.8712 | 2.9698 | 3.1454 | 3.3364 | 3.52 | 3.7318 | 3.9244 | 4.1817 | 4.3913 | 4.5838 | 4.6883 | 4.8514 | 5.0351 | 5.271 | 5.4396 | 5.3126 | 5.2652 | 5.3658 | 5.445 | 5.477 | 5.6157 | 2.3499 | 2.5979 | 2.7088 | 2.8562 | 2.9583 | 3.08 | 3.2191 | 3.3622 | 3.4913 | 3.5685 | 3.6716 | 3.897 | 4.1241 | 4.3522 | 4.5336 | 4.7024 | 5.0782 | 5.4185 | 5.7594 | 5.9935 | 6.2214 | 6.3902 | 6.5553 | 6.7105 | 6.7949 | 6.9391 | 7.1041 | 7.3122 | 7.5138 | 7.7922 | 2.3499 | 2.5121 | 2.5211 | 2.5852 | 2.6313 | 2.7244 | 2.8057 | 2.9058 | 3.0111 | 3.1331 | 3.2396 | 3.4057 | 3.6007 | 3.7829 | 3.9475 | 4.0642 | 4.2425 | 4.3988 | 4.5327 | 4.5718 | 4.6311 | 4.7528 | 4.8975 | 5.0352 | 5.0289 | 4.9509 | 4.9488 | 4.9646 | 4.9749 | 5.0186 | 2.3499 | 2.49 | 2.4822 | 2.5666 | 2.6305 | 2.8196 | 2.9973 | 3.2075 | 3.4633 | 3.7971 | 4.1283 | 4.4879 | 4.7631 | 5.0971 | 5.4367 | 5.7387 | 6.1719 | 6.6057 | 6.863 | 7.061 | 7.264 | 7.4242 | 7.6578 | 7.8201 | 7.3332 | 7.0321 | 7.041 | 7.0497 | 7.014 | 7.0685
PSS | LOWER BEBINGTON T1 / NEW FERRY T1 / SPITAL T1 / UNILEVER RESEARCH T1 | 13.8837 | 15.6085 | 15.8998 | 16.3418 | 16.788 | 16.9894 | 17.3296 | 17.8225 | 18.2842 | 18.932 | 19.3955 | 20.2222 | 21.1009 | 22.0751 | 23.1971 | 24.2642 | 25.7883 | 27.4004 | 29.1695 | 31.0174 | 32.8619 | 34.6223 | 36.3237 | 37.6221 | 38.5457 | 39.1543 | 39.4536 | 39.6811 | 39.5864 | 39.8325 | 13.8837 | 14.7687 | 15.0586 | 15.639 | 16.3991 | 17.5099 | 18.8696 | 20.7421 | 22.6246 | 24.8228 | 27.0462 | 29.7107 | 32.9188 | 35.8196 | 38.2518 | 39.7966 | 41.9301 | 43.3997 | 45.0614 | 45.8722 | 46.4127 | 47.6561 | 49.1385 | 50.6272 | 52.2031 | 50.624 | 50.6153 | 50.7251 | 50.9076 | 51.2301 | 13.8837 | 15.0785 | 15.1498 | 15.3902 | 15.632 | 15.9864 | 16.4602 | 17.2697 | 18.1917 | 19.0939 | 20.0576 | 21.4134 | 22.9952 | 24.6169 | 26.3284 | 27.896 | 29.653 | 31.1392 | 32.3128 | 33.0101 | 33.5593 | 34.0402 | 34.4003 | 34.4256 | 34.2738 | 34.1078 | 33.9103 | 33.7279 | 33.4359 | 33.376 | 13.8837 | 14.4266 | 14.5147 | 14.8743 | 15.5684 | 16.5739 | 17.7002 | 19.2901 | 20.9947 | 23.2614 | 25.6157 | 28.4787 | 31.5794 | 34.5169 | 37.0759 | 39.2169 | 41.0495 | 42.3577 | 43.1239 | 42.9097 | 42.5841 | 42.1689 | 41.6197 | 40.8234 | 39.68 | 38.5489 | 37.3798 | 36.2577 | 34.8168 | 33.5914 | 13.8837 | 14.9601 | 15.0716 | 15.5181 | 16.4589 | 17.662 | 19.1462 | 20.8942 | 22.7428 | 25.0703 | 27.2337 | 29.4213 | 32.107 | 34.6727 | 37.0092 | 38.9669 | 41.379 | 43.5705 | 45.5427 | 46.8672 | 47.7829 | 49.0708 | 50.2799 | 51.4154 | 52.7652 | 51.6957 | 51.841 | 52.0403 | 52.1003 | 52.3515
PSS | LUGSDALE T1 / PILK SULLIVAN T1 / PILK SULLIVAN T2 / USAC T1 | 15.3248 | 14.7333 | 14.8683 | 15.0796 | 15.2672 | 15.392 | 15.503 | 15.6846 | 15.6592 | 15.8681 | 15.8982 | 16.1085 | 16.279 | 16.4018 | 16.5701 | 16.7052 | 16.9819 | 17.1174 | 17.3398 | 17.5366 | 17.7191 | 17.8747 | 18.1892 | 18.3408 | 18.4092 | 18.5549 | 18.615 | 18.6536 | 18.7012 | 18.9942 | 15.3248 | 14.5642 | 14.4313 | 14.3811 | 14.2667 | 14.187 | 14.1774 | 14.4026 | 14.4004 | 14.5869 | 14.7024 | 15.146 | 15.6838 | 16.176 | 16.8319 | 17.4208 | 18.0935 | 18.5267 | 18.9236 | 19.0524 | 19.0763 | 19.004 | 18.9409 | 18.7146 | 18.4431 | 18.3095 | 18.1719 | 18.002 | 17.7413 | 17.7534 | 15.3248 | 14.6681 | 14.6571 | 14.7295 | 14.7604 | 14.7723 | 14.8013 | 14.9637 | 14.8537 | 14.884 | 14.8372 | 15.0042 | 15.1963 | 15.2508 | 15.4837 | 15.6514 | 15.9328 | 16.1033 | 16.3334 | 16.3852 | 16.4753 | 16.5049 | 16.5979 | 16.5019 | 16.3506 | 16.2177 | 16.0156 | 15.8029 | 15.5813 | 15.5399 | 15.3248 | 14.4126 | 14.2055 | 14.1203 | 14.0709 | 14.0635 | 14.0632 | 14.2155 | 14.1198 | 14.25 | 14.2501 | 14.4973 | 14.7792 | 14.9832 | 15.3063 | 15.3461 | 15.4973 | 15.5288 | 15.4509 | 15.1092 | 14.7343 | 14.336 | 14.0723 | 13.79 | 13.5166 | 13.3556 | 13.1874 | 13.0417 | 12.8335 | 12.8047 | 15.3248 | 14.5922 | 14.5197 | 14.5304 | 14.4969 | 14.4671 | 14.4846 | 14.68 | 14.6206 | 14.7313 | 14.7596 | 15.0518 | 15.4028 | 15.6622 | 16.0932 | 16.4691 | 16.9408 | 17.2466 | 17.5693 | 17.6719 | 17.7433 | 17.7361 | 17.768 | 17.6289 | 17.4325 | 17.3176 | 17.1643 | 16.9905 | 16.7628 | 16.7628
PSS | LYMM T1 / WHITELEGGS LA T1 | 8.4148 | 9.0114 | 9.07 | 9.1913 | 9.2993 | 9.5407 | 9.799 | 10.1871 | 10.5516 | 11.027 | 11.4512 | 12.0192 | 12.6269 | 13.2874 | 13.9891 | 14.8916 | 15.9958 | 17.128 | 18.3537 | 19.5807 | 20.7418 | 21.9213 | 23.1081 | 24.0775 | 24.7899 | 25.2649 | 25.7562 | 26.2279 | 26.6124 | 27.194 | 8.4148 | 8.1959 | 8.2011 | 8.3549 | 8.6276 | 9.1891 | 9.858 | 10.784 | 11.7221 | 12.8125 | 13.9813 | 15.3833 | 16.947 | 18.3329 | 19.5146 | 20.3532 | 21.38 | 22.0289 | 22.7421 | 23.0712 | 23.1126 | 23.4494 | 23.9303 | 24.3106 | 23.4284 | 22.9021 | 22.9229 | 22.9435 | 22.9478 | 23.1161 | 8.4148 | 8.6311 | 8.716 | 8.9107 | 9.1168 | 9.396 | 9.7789 | 10.3143 | 10.8808 | 11.41 | 11.9902 | 12.8982 | 13.9148 | 14.9512 | 15.9682 | 16.9604 | 18.1959 | 19.2787 | 20.2154 | 20.8457 | 21.3678 | 21.786 | 22.1093 | 22.291 | 22.2945 | 22.3922 | 22.4766 | 22.612 | 22.7415 | 23.0132 | 8.4148 | 8.0047 | 7.9725 | 8.1151 | 8.4169 | 8.9572 | 9.551 | 10.3926 | 11.3116 | 12.5016 | 13.7666 | 15.2439 | 16.8121 | 18.2034 | 19.3847 | 20.3743 | 21.1713 | 21.7447 | 22.0997 | 21.98 | 21.8259 | 21.7445 | 21.641 | 21.4042 | 20.879 | 20.2392 | 19.6742 | 19.1229 | 18.449 | 17.8605 | 8.4148 | 8.4731 | 8.427 | 8.6242 | 9.1223 | 9.8934 | 10.7824 | 11.8046 | 12.9112 | 14.3311 | 15.6613 | 17.0128 | 18.4236 | 19.8324 | 21.1396 | 22.3377 | 23.7621 | 25.1126 | 26.1876 | 26.9898 | 27.3703 | 27.8263 | 28.3509 | 28.7608 | 27.4879 | 26.967 | 27.0851 | 27.2062 | 27.2329 | 27.4354
PSS | MACHYNLLETH T1 | 2.6512 | 2.8023 | 2.8541 | 2.9087 | 2.9928 | 3.1118 | 3.2574 | 3.4341 | 3.6038 | 3.8077 | 3.9963 | 4.2181 | 4.4546 | 4.7319 | 5.012 | 5.4202 | 5.9271 | 6.4984 | 7.1431 | 7.7719 | 8.3853 | 9.0293 | 9.627 | 10.1292 | 10.4581 | 10.6283 | 10.7783 | 10.9157 | 10.9006 | 10.9988 | 2.6512 | 2.541 | 2.6437 | 2.7832 | 3.0127 | 3.2142 | 3.5018 | 3.8476 | 4.1991 | 4.5873 | 4.9483 | 5.3517 | 5.8259 | 6.2406 | 6.5043 | 6.7325 | 6.9779 | 7.1614 | 7.5026 | 7.5616 | 7.6252 | 7.815 | 8.1175 | 8.3554 | 8.2947 | 8.1572 | 8.259 | 8.3996 | 8.5308 | 8.7559 | 2.6512 | 2.6976 | 2.7941 | 2.9148 | 3.0819 | 3.2539 | 3.5074 | 3.8368 | 4.1874 | 4.5332 | 4.8741 | 5.2849 | 5.7382 | 6.193 | 6.5102 | 6.8091 | 7.2409 | 7.5693 | 7.8456 | 7.9613 | 8.0365 | 8.1112 | 8.1958 | 8.2523 | 8.2637 | 8.2922 | 8.3605 | 8.4732 | 8.5642 | 8.7582 | 2.6512 | 2.5322 | 2.5972 | 2.7078 | 2.9366 | 3.2057 | 3.5514 | 4.0165 | 4.5443 | 5.2442 | 5.9412 | 6.7253 | 7.564 | 8.4601 | 9.1316 | 9.7434 | 10.4008 | 10.9357 | 11.3477 | 11.3875 | 11.4482 | 11.4981 | 11.4943 | 11.3851 | 11.0646 | 10.6418 | 10.2616 | 9.9128 | 9.515 | 9.2011 | 2.6512 | 2.6604 | 2.6827 | 2.7942 | 3.0657 | 3.408 | 3.8151 | 4.258 | 4.7452 | 5.4008 | 5.9631 | 6.4608 | 6.9767 | 7.5184 | 7.9508 | 8.3537 | 8.8282 | 9.267 | 9.6652 | 9.7923 | 9.8601 | 9.9511 | 10.1176 | 10.2175 | 9.6582 | 9.3224 | 9.3284 | 9.3735 | 9.3729 | 9.4671
PSS | MAELOR CREAMERY T1 | 3.6454 | 4.3397 | 4.3624 | 4.4111 | 4.4452 | 4.4721 | 4.51 | 4.5589 | 4.5548 | 4.6228 | 4.6472 | 4.7324 | 4.807 | 4.8724 | 4.9547 | 5.0325 | 5.1646 | 5.2623 | 5.3897 | 5.4966 | 5.592 | 5.7008 | 5.8511 | 5.9349 | 5.9968 | 6.0696 | 6.1231 | 6.1709 | 6.2392 | 6.3678 | 3.6454 | 4.1597 | 4.1171 | 4.114 | 4.0913 | 4.0791 | 4.0802 | 4.1568 | 4.172 | 4.2494 | 4.3155 | 4.4732 | 4.6572 | 4.8249 | 5.0172 | 5.1839 | 5.3706 | 5.5047 | 5.657 | 5.7187 | 5.7588 | 5.7672 | 5.8052 | 5.7923 | 5.794 | 5.7481 | 5.7254 | 5.7049 | 5.6712 | 5.7055 | 3.6454 | 4.2548 | 4.23 | 4.2443 | 4.2451 | 4.2609 | 4.2673 | 4.3211 | 4.3112 | 4.3408 | 4.3679 | 4.4488 | 4.5337 | 4.5949 | 4.7025 | 4.7839 | 4.932 | 5.0387 | 5.1545 | 5.2152 | 5.2786 | 5.3216 | 5.3817 | 5.3785 | 5.3547 | 5.3372 | 5.301 | 5.2621 | 5.2132 | 5.2231 | 3.6454 | 4.063 | 3.9894 | 3.9533 | 3.9272 | 3.9411 | 3.9577 | 4.0361 | 4.068 | 4.1599 | 4.2326 | 4.3762 | 4.5239 | 4.6501 | 4.7893 | 4.8297 | 4.927 | 4.9909 | 5.033 | 4.976 | 4.9238 | 4.8778 | 4.8697 | 4.8442 | 4.7789 | 4.7099 | 4.6552 | 4.5948 | 4.5217 | 4.4831 | 3.6454 | 4.21 | 4.1659 | 4.1636 | 4.1588 | 4.1827 | 4.2042 | 4.2847 | 4.3001 | 4.3871 | 4.4518 | 4.5775 | 4.7102 | 4.8282 | 4.985 | 5.1204 | 5.2916 | 5.4276 | 5.5837 | 5.665 | 5.7327 | 5.7625 | 5.8192 | 5.8165 | 5.7414 | 5.6836 | 5.6543 | 5.6205 | 5.57 | 5.5807
PSS | MAENTWROG T1 | 1.6706 | 1.7616 | 1.7941 | 1.8652 | 1.918 | 1.9778 | 2.0404 | 2.1257 | 2.2146 | 2.318 | 2.3963 | 2.5068 | 2.6367 | 2.7743 | 2.9189 | 3.1191 | 3.3929 | 3.6724 | 4.0156 | 4.3677 | 4.7255 | 5.1021 | 5.4523 | 5.7319 | 5.9357 | 6.0528 | 6.1198 | 6.148 | 6.0887 | 6.0813 | 1.6706 | 1.7418 | 1.788 | 1.8835 | 1.9969 | 2.1171 | 2.2546 | 2.4517 | 2.6331 | 2.8714 | 3.1144 | 3.3904 | 3.7284 | 4.0362 | 4.2978 | 4.4863 | 4.698 | 4.8509 | 5.0355 | 5.1217 | 5.1775 | 5.2423 | 5.3646 | 5.4546 | 5.4679 | 5.4443 | 5.4807 | 5.5457 | 5.5908 | 5.6823 | 1.6706 | 1.7631 | 1.8038 | 1.8648 | 1.9296 | 1.9923 | 2.1006 | 2.2728 | 2.4511 | 2.605 | 2.7884 | 3.0264 | 3.2948 | 3.5715 | 3.8152 | 4.0397 | 4.322 | 4.5398 | 4.6995 | 4.7646 | 4.807 | 4.8355 | 4.8587 | 4.8598 | 4.8252 | 4.8174 | 4.802 | 4.8022 | 4.7751 | 4.812 | 1.6706 | 1.7053 | 1.7268 | 1.8224 | 1.9414 | 2.0863 | 2.26 | 2.5052 | 2.7945 | 3.1769 | 3.5891 | 4.1106 | 4.7007 | 5.3234 | 5.8532 | 6.3147 | 6.7547 | 7.1065 | 7.3464 | 7.3526 | 7.3607 | 7.3268 | 7.2396 | 7.1004 | 6.8769 | 6.6313 | 6.3878 | 6.1649 | 5.8704 | 5.651 | 1.6706 | 1.7708 | 1.7933 | 1.8681 | 2.0138 | 2.1807 | 2.3848 | 2.6319 | 2.8774 | 3.1893 | 3.4605 | 3.7316 | 4.0306 | 4.3298 | 4.5947 | 4.8234 | 5.0916 | 5.3186 | 5.5188 | 5.6373 | 5.699 | 5.7541 | 5.8407 | 5.9181 | 5.7801 | 5.7214 | 5.7473 | 5.7995 | 5.8139 | 5.8892
PSS | MAES-Y-CLAWDD T1 | 4.2749 | 4.6811 | 4.7078 | 4.7624 | 4.8051 | 4.8317 | 4.8646 | 4.9236 | 5.1136 | 5.4025 | 5.6087 | 5.9027 | 6.1843 | 6.4763 | 6.8067 | 7.2117 | 7.7404 | 8.3179 | 8.9794 | 9.6397 | 10.3142 | 11.0726 | 11.8331 | 12.4998 | 12.9861 | 13.3325 | 13.7028 | 14.0417 | 14.2739 | 14.6344 | 4.2749 | 4.5563 | 4.4774 | 4.4702 | 4.4574 | 4.5177 | 4.5645 | 4.7015 | 4.8578 | 5.1102 | 5.3508 | 5.7166 | 6.0985 | 6.4586 | 6.8448 | 7.2033 | 7.5809 | 7.8608 | 8.084 | 8.1749 | 8.2902 | 8.4652 | 8.7346 | 8.9096 | 8.6979 | 8.6536 | 8.752 | 8.8289 | 8.8358 | 9.0461 | 4.2749 | 4.5595 | 4.5271 | 4.5389 | 4.5289 | 4.5569 | 4.6073 | 4.7221 | 5.0078 | 5.2756 | 5.5502 | 5.9665 | 6.4504 | 6.9384 | 7.3988 | 7.8416 | 8.4563 | 9.0053 | 9.4578 | 9.7528 | 9.9949 | 10.0827 | 10.1941 | 10.283 | 10.3121 | 10.4756 | 10.6259 | 10.8397 | 11.0555 | 11.3971 | 4.2749 | 4.3379 | 4.2397 | 4.2096 | 4.2266 | 4.2783 | 4.354 | 4.5102 | 4.7577 | 5.1814 | 5.635 | 6.2525 | 6.9956 | 7.7995 | 8.5186 | 9.1918 | 9.8256 | 10.3028 | 10.6252 | 10.671 | 10.6747 | 10.6637 | 10.6233 | 10.5012 | 10.1857 | 9.8017 | 9.46 | 9.1905 | 8.8364 | 8.6234 | 4.2749 | 4.5981 | 4.5315 | 4.5729 | 4.6587 | 4.8111 | 4.9612 | 5.1612 | 5.5234 | 5.9975 | 6.4618 | 7.0318 | 7.5708 | 8.1343 | 8.7357 | 9.2928 | 9.9601 | 10.5769 | 10.9445 | 11.1935 | 11.4337 | 11.6305 | 11.9438 | 12.1801 | 11.6511 | 11.3429 | 11.3732 | 11.4038 | 11.3723 | 11.5281
PSS | MANOD T1 | 1.1957 | 1.3541 | 1.4052 | 1.4576 | 1.5108 | 1.5901 | 1.6668 | 1.7713 | 1.8819 | 1.9989 | 2.1103 | 2.2425 | 2.3757 | 2.5236 | 2.6705 | 2.8862 | 3.1315 | 3.3868 | 3.6864 | 3.9585 | 4.2272 | 4.4886 | 4.7337 | 4.9116 | 5.0336 | 5.08 | 5.1128 | 5.1593 | 5.1638 | 5.2129 | 1.1957 | 1.3313 | 1.4076 | 1.4819 | 1.617 | 1.7542 | 1.934 | 2.1648 | 2.3835 | 2.6386 | 2.8834 | 3.1447 | 3.4108 | 3.6552 | 3.8007 | 3.8979 | 4.0207 | 4.1074 | 4.2552 | 4.3237 | 4.3558 | 4.434 | 4.5623 | 4.6497 | 4.6142 | 4.5459 | 4.5879 | 4.6282 | 4.6735 | 4.7517 | 1.1957 | 1.3503 | 1.3979 | 1.4862 | 1.5793 | 1.6763 | 1.8165 | 1.9917 | 2.2033 | 2.4004 | 2.6012 | 2.8378 | 3.0393 | 3.2621 | 3.3875 | 3.5156 | 3.6797 | 3.7849 | 3.9018 | 3.9557 | 4.0087 | 4.0452 | 4.0782 | 4.0985 | 4.0933 | 4.1049 | 4.1161 | 4.1534 | 4.1913 | 4.2581 | 1.1957 | 1.3371 | 1.3807 | 1.448 | 1.5866 | 1.7689 | 1.9891 | 2.2687 | 2.5823 | 2.9616 | 3.3306 | 3.6907 | 4.0275 | 4.363 | 4.5775 | 4.756 | 4.9647 | 5.1167 | 5.2335 | 5.208 | 5.1785 | 5.1728 | 5.1492 | 5.0936 | 4.9526 | 4.78 | 4.6286 | 4.4861 | 4.3133 | 4.1797 | 1.1957 | 1.349 | 1.38 | 1.4492 | 1.6047 | 1.7858 | 2.0098 | 2.2514 | 2.5023 | 2.8291 | 3.1119 | 3.3632 | 3.582 | 3.8162 | 3.9774 | 4.1287 | 4.3181 | 4.491 | 4.669 | 4.7873 | 4.8464 | 4.9017 | 4.9905 | 5.0418 | 4.8175 | 4.6948 | 4.7049 | 4.7212 | 4.7252 | 4.762
PSS | MANOR PK T1 / NORTON CHAINS T1 | 8.4309 | 9.1281 | 9.7186 | 10.4555 | 11.2167 | 11.0903 | 11.1868 | 11.2954 | 11.2982 | 11.4489 | 11.4037 | 11.6692 | 11.9012 | 12.135 | 12.4132 | 11.878 | 11.916 | 11.9211 | 11.968 | 12.0606 | 12.3032 | 12.4749 | 12.7399 | 12.9502 | 13.0621 | 13.2569 | 13.2968 | 13.3486 | 13.3919 | 13.5876 | 8.4309 | 8.6866 | 9.1987 | 9.8349 | 10.4731 | 10.5064 | 10.793 | 11.3643 | 12.0013 | 12.8939 | 13.477 | 14.4993 | 15.6777 | 16.95 | 18.4052 | 18.2655 | 19.6165 | 20.8204 | 21.9507 | 22.8981 | 23.8917 | 24.7851 | 25.5392 | 26.0981 | 26.4855 | 26.1203 | 26.3934 | 26.6039 | 26.7188 | 26.8871 | 8.4309 | 8.9053 | 9.4323 | 10.0759 | 10.7345 | 10.9412 | 11.1644 | 11.558 | 12.0087 | 12.7038 | 13.1641 | 13.8454 | 14.6578 | 15.5341 | 16.5874 | 16.6711 | 17.7739 | 18.7907 | 19.7429 | 20.5208 | 21.1075 | 21.7278 | 22.2748 | 22.5738 | 22.7069 | 22.9215 | 23.1282 | 23.2506 | 23.2727 | 23.3061 | 8.4309 | 8.2434 | 8.5314 | 8.9162 | 9.3595 | 9.3691 | 9.5545 | 9.9524 | 10.302 | 10.8988 | 11.1893 | 11.8871 | 12.6324 | 13.3837 | 14.2279 | 14.2563 | 15.0639 | 15.781 | 16.4172 | 16.877 | 17.2798 | 17.6419 | 17.9155 | 18.1445 | 18.2543 | 18.3284 | 18.4844 | 18.6362 | 18.7123 | 18.8086 | 8.4309 | 8.7991 | 9.3233 | 9.9669 | 10.6517 | 10.8062 | 11.1012 | 11.6146 | 12.1835 | 13.0112 | 13.5421 | 14.3806 | 15.361 | 16.4254 | 17.6635 | 17.6449 | 18.8794 | 20.0232 | 21.1091 | 22.0186 | 22.8524 | 23.6624 | 24.3681 | 24.8618 | 25.1579 | 25.1109 | 25.3891 | 25.594 | 25.6927 | 25.8266
PSS | MERE T1 | 4.2861 | 4.155 | 3.9805 | 3.7746 | 3.5136 | 3.7289 | 3.988 | 4.5692 | 5.1504 | 5.7317 | 6.3129 | 6.8941 | 7.3311 | 7.8781 | 8.5143 | 9.3437 | 10.3916 | 11.5821 | 12.9005 | 14.3084 | 15.732 | 17.1738 | 18.5049 | 19.5743 | 20.3583 | 20.8248 | 21.0667 | 21.1831 | 20.9377 | 20.8431 | 4.2861 | 4.0113 | 3.9637 | 3.9893 | 4.1018 | 4.7361 | 5.3655 | 5.8732 | 6.3809 | 6.8885 | 7.3962 | 7.9038 | 8.4115 | 8.9192 | 9.4268 | 9.9345 | 10.4422 | 10.9498 | 11.4575 | 11.9652 | 12.4728 | 12.9805 | 13.4882 | 13.9958 | 14.5035 | 15.0111 | 15.5188 | 16.0265 | 16.5341 | 20.0878 | 4.2861 | 4.0935 | 3.9197 | 3.7797 | 3.581 | 3.8852 | 4.322 | 4.7261 | 5.1302 | 5.5343 | 5.9384 | 6.3425 | 6.7467 | 7.1508 | 7.5549 | 7.959 | 8.3631 | 8.7672 | 9.1713 | 9.5754 | 9.9795 | 10.3836 | 10.7877 | 11.1918 | 11.5959 | 12 | 12.4041 | 12.8082 | 13.2123 | 16.041 | 4.2861 | 3.9813 | 3.8601 | 3.8103 | 3.9038 | 4.588 | 5.3668 | 5.8934 | 6.4201 | 6.9468 | 7.4734 | 8.0001 | 8.5268 | 9.0535 | 9.5801 | 10.1068 | 10.6335 | 11.1601 | 11.6868 | 12.2135 | 12.7402 | 13.2668 | 13.7935 | 14.3202 | 14.8469 | 15.3735 | 15.9002 | 16.4269 | 16.9535 | 20.6402 | 4.2861 | 4.095 | 3.9066 | 3.8155 | 3.9702 | 4.6844 | 5.5016 | 6.0253 | 6.5491 | 7.0728 | 7.5965 | 8.1203 | 8.644 | 9.1678 | 9.6915 | 10.2153 | 10.739 | 11.2627 | 11.7865 | 12.3102 | 12.834 | 13.3577 | 13.8815 | 14.4052 | 14.929 | 15.4527 | 15.9764 | 16.5002 | 17.0239 | 20.6901
PSS | MIDDLEWICH T1 | 4.2325 | 5.8242 | 6.6077 | 7.4181 | 7.9293 | 8.0084 | 8.1134 | 8.289 | 8.4645 | 8.64 | 8.8156 | 8.9911 | 9.1667 | 9.3422 | 9.5177 | 9.6933 | 9.8688 | 10.0444 | 10.2199 | 10.3954 | 10.571 | 11.4365 | 12.0719 | 12.5787 | 12.9264 | 13.1468 | 13.228 | 13.2888 | 13.1896 | 13.2041 | 4.2325 | 5.6573 | 6.4679 | 7.3716 | 8.0329 | 8.3222 | 8.6497 | 8.8634 | 9.0771 | 9.2908 | 9.5045 | 9.7182 | 9.9319 | 10.1456 | 10.9209 | 11.3769 | 11.9139 | 12.2497 | 12.7306 | 12.9742 | 13.1202 | 13.3554 | 13.724 | 14.0243 | 14.5858 | 14.3851 | 14.4428 | 14.5519 | 14.652 | 14.847 | 4.2325 | 5.7114 | 6.4382 | 7.2191 | 7.6977 | 7.8052 | 8.0074 | 8.0882 | 8.169 | 8.2497 | 8.3305 | 8.4113 | 8.4921 | 8.5729 | 8.6537 | 8.7345 | 9.6462 | 10.084 | 10.4218 | 10.5648 | 10.6582 | 10.7423 | 10.8208 | 10.797 | 10.7381 | 10.653 | 10.5527 | 10.4859 | 10.3685 | 10.3504 | 4.2325 | 5.5702 | 6.2884 | 7.1283 | 7.7732 | 8.0926 | 8.4752 | 8.6254 | 8.7755 | 8.9256 | 9.0757 | 9.2259 | 10.9351 | 12.1324 | 13.1469 | 13.9852 | 14.8113 | 15.4509 | 15.8937 | 15.927 | 15.906 | 15.8545 | 15.7411 | 15.5116 | 15.1079 | 14.6732 | 14.2346 | 13.8103 | 13.2627 | 12.8289 | 4.2325 | 5.6967 | 6.4236 | 7.2393 | 7.9069 | 8.2288 | 8.6391 | 8.8313 | 9.0236 | 9.2158 | 9.4081 | 9.6003 | 9.7926 | 9.9848 | 10.1771 | 10.9493 | 11.5248 | 12.0086 | 12.544 | 12.8719 | 13.0862 | 13.3287 | 13.6162 | 13.8439 | 14.1398 | 13.9502 | 13.9846 | 14.0716 | 14.0937 | 14.2144
PSS | MIDPOINT POCHIN WAY T1 | 1.5824 | 1.4775 | 1.494 | 1.5217 | 1.5374 | 1.5537 | 1.5793 | 1.5942 | 1.6139 | 1.6465 | 1.6598 | 1.6807 | 1.7109 | 1.7358 | 1.7685 | 1.8016 | 1.8406 | 1.8808 | 1.9165 | 1.9598 | 2.0004 | 2.0408 | 2.085 | 2.1207 | 2.1517 | 2.1687 | 2.1944 | 2.2098 | 2.2359 | 2.2849 | 1.5824 | 1.4677 | 1.4494 | 1.4509 | 1.4409 | 1.432 | 1.4417 | 1.4783 | 1.4953 | 1.5214 | 1.5563 | 1.6219 | 1.7052 | 1.7704 | 1.8609 | 1.9483 | 2.0356 | 2.0916 | 2.1541 | 2.1827 | 2.2003 | 2.2184 | 2.2572 | 2.252 | 2.2217 | 2.2183 | 2.2153 | 2.2094 | 2.1875 | 2.1967 | 1.5824 | 1.4725 | 1.4704 | 1.4922 | 1.4818 | 1.4887 | 1.4956 | 1.522 | 1.5216 | 1.533 | 1.5411 | 1.5704 | 1.6131 | 1.6316 | 1.6755 | 1.7059 | 1.7642 | 1.8129 | 1.8649 | 1.8899 | 1.9138 | 1.9292 | 1.9507 | 1.9541 | 1.9438 | 1.9436 | 1.9356 | 1.9213 | 1.9117 | 1.92 | 1.5824 | 1.4496 | 1.427 | 1.4286 | 1.4231 | 1.4368 | 1.4461 | 1.4681 | 1.4715 | 1.507 | 1.5267 | 1.567 | 1.6205 | 1.6617 | 1.7115 | 1.7402 | 1.7682 | 1.7935 | 1.7902 | 1.7626 | 1.7378 | 1.7138 | 1.7159 | 1.6953 | 1.68 | 1.66 | 1.6433 | 1.6322 | 1.6138 | 1.6099 | 1.5824 | 1.4709 | 1.4578 | 1.4714 | 1.4661 | 1.473 | 1.4901 | 1.5287 | 1.5446 | 1.5788 | 1.6101 | 1.663 | 1.7284 | 1.774 | 1.845 | 1.9124 | 1.9925 | 2.0531 | 2.1164 | 2.1478 | 2.1755 | 2.1968 | 2.2355 | 2.241 | 2.2026 | 2.1889 | 2.1844 | 2.1738 | 2.1546 | 2.1616
PSS | MILFORD T1 | 4.3209 | 4.4382 | 4.4751 | 4.5413 | 4.6024 | 4.7131 | 4.8395 | 5.0139 | 5.166 | 5.3791 | 5.548 | 5.7784 | 6.0244 | 6.2947 | 6.5754 | 6.9604 | 7.4629 | 7.9827 | 8.5723 | 9.1479 | 9.7276 | 10.3294 | 10.8998 | 11.3659 | 11.6757 | 11.8582 | 12.0137 | 12.1331 | 12.1408 | 12.2633 | 4.3209 | 4.1027 | 4.0521 | 4.0693 | 4.1526 | 4.3027 | 4.4751 | 4.7197 | 4.9778 | 5.3282 | 5.6755 | 6.0969 | 6.5271 | 6.9054 | 7.2553 | 7.5065 | 7.7742 | 7.9238 | 8.0453 | 8.0705 | 8.0905 | 8.1372 | 8.2272 | 8.2804 | 8.1357 | 8.0852 | 8.0946 | 8.1078 | 8.0565 | 8.1277 | 4.3209 | 4.2838 | 4.3233 | 4.4449 | 4.5488 | 4.684 | 4.891 | 5.1433 | 5.4346 | 5.7211 | 5.9924 | 6.3961 | 6.8532 | 7.2842 | 7.676 | 8.0324 | 8.4983 | 8.8797 | 9.1717 | 9.3277 | 9.4497 | 9.4964 | 9.5571 | 9.5819 | 9.5352 | 9.5533 | 9.5682 | 9.6335 | 9.6676 | 9.8104 | 4.3209 | 4.0119 | 3.9587 | 3.9938 | 4.1146 | 4.3196 | 4.5324 | 4.8541 | 5.2113 | 5.7573 | 6.3143 | 6.9664 | 7.6883 | 8.433 | 9.0302 | 9.5647 | 10.0416 | 10.3788 | 10.5685 | 10.4942 | 10.4018 | 10.2568 | 10.082 | 9.8284 | 9.4552 | 9.0598 | 8.6761 | 8.3308 | 7.8998 | 7.5729 | 4.3209 | 4.2116 | 4.1657 | 4.2329 | 4.407 | 4.6502 | 4.9401 | 5.2583 | 5.6047 | 6.0822 | 6.4722 | 6.8792 | 7.2498 | 7.6151 | 7.9789 | 8.3068 | 8.7024 | 9.0568 | 9.2731 | 9.4069 | 9.5243 | 9.6096 | 9.7645 | 9.8948 | 9.579 | 9.4247 | 9.4318 | 9.468 | 9.4424 | 9.5352
PSS | MINFFORDD T1 / PARC BRYN CEGIN T1 / PARC BRYN CEGIN T2 | 3.7244 | 4.4168 | 4.4509 | 4.5154 | 4.5749 | 4.6236 | 4.6844 | 4.7848 | 4.8445 | 4.9725 | 5.0581 | 5.2124 | 5.3704 | 5.5386 | 5.7267 | 5.9698 | 6.2743 | 6.5815 | 6.9314 | 7.2807 | 7.6253 | 7.9449 | 8.2826 | 8.5104 | 8.6668 | 8.7632 | 8.7989 | 8.836 | 8.7878 | 8.8416 | 3.7244 | 4.25 | 4.3091 | 4.4182 | 4.5423 | 4.7242 | 4.9805 | 5.3509 | 5.6609 | 6.0338 | 6.3828 | 6.8517 | 7.4365 | 7.9457 | 8.3559 | 8.699 | 9.0888 | 9.3664 | 9.774 | 9.9572 | 10.0623 | 10.3401 | 10.6975 | 11.043 | 11.5551 | 11.2122 | 11.2122 | 11.2662 | 11.3391 | 11.4659 | 3.7244 | 4.3467 | 4.3365 | 4.3758 | 4.4035 | 4.4584 | 4.555 | 4.728 | 4.8676 | 5.0436 | 5.21 | 5.4287 | 5.7018 | 5.9543 | 6.1945 | 6.4237 | 6.697 | 6.8903 | 7.0607 | 7.1241 | 7.1738 | 7.2424 | 7.3116 | 7.3105 | 7.2597 | 7.2063 | 7.144 | 7.1051 | 7.0189 | 7.0122 | 3.7244 | 4.1878 | 4.1743 | 4.215 | 4.3247 | 4.5098 | 4.7332 | 5.0663 | 5.3902 | 5.8387 | 6.2846 | 6.8196 | 7.4004 | 7.9691 | 8.4493 | 8.8499 | 9.2401 | 9.5366 | 9.7165 | 9.663 | 9.5892 | 9.5173 | 9.4467 | 9.3116 | 9.081 | 8.8314 | 8.6007 | 8.3742 | 8.0797 | 7.8572 | 3.7244 | 4.2938 | 4.2913 | 4.3567 | 4.4943 | 4.7045 | 4.9864 | 5.3304 | 5.6399 | 6.0875 | 6.4779 | 6.8781 | 7.3986 | 7.8784 | 8.2976 | 8.6832 | 9.1251 | 9.4976 | 9.9065 | 10.1458 | 10.2742 | 10.4973 | 10.7155 | 10.893 | 11.2121 | 10.9075 | 10.8785 | 10.8819 | 10.8429 | 10.8681
PSS | MOCHDRE T1 | 2.8894 | 3.1503 | 3.1752 | 3.2244 | 3.2518 | 3.2825 | 3.3109 | 3.3522 | 3.3644 | 3.428 | 3.4558 | 3.5309 | 3.6052 | 3.6773 | 3.7704 | 3.8713 | 4.0312 | 4.1789 | 4.3623 | 4.5406 | 4.7192 | 4.9135 | 5.1111 | 5.2622 | 5.3609 | 5.4381 | 5.4766 | 5.5123 | 5.493 | 5.5351 | 2.8894 | 3.0723 | 3.0511 | 3.0754 | 3.0793 | 3.1134 | 3.1467 | 3.2378 | 3.2983 | 3.4084 | 3.5119 | 3.694 | 3.8963 | 4.0901 | 4.2837 | 4.4789 | 4.6639 | 4.7949 | 4.9347 | 4.9873 | 5.0428 | 5.0664 | 5.1299 | 5.1518 | 5.1749 | 5.1954 | 5.2102 | 5.2423 | 5.2459 | 5.3123 | 2.8894 | 3.1232 | 3.1088 | 3.1336 | 3.1247 | 3.1423 | 3.1696 | 3.2393 | 3.2665 | 3.33 | 3.3864 | 3.4926 | 3.637 | 3.7701 | 3.9078 | 4.0409 | 4.2251 | 4.3541 | 4.458 | 4.4978 | 4.5275 | 4.552 | 4.5883 | 4.5857 | 4.5555 | 4.533 | 4.5002 | 4.4872 | 4.4419 | 4.4551 | 2.8894 | 3.012 | 2.9651 | 2.9552 | 2.9455 | 2.9856 | 3.0514 | 3.1501 | 3.2432 | 3.4164 | 3.577 | 3.8558 | 4.1652 | 4.4887 | 4.8002 | 5.0562 | 5.3172 | 5.5242 | 5.6503 | 5.6455 | 5.6258 | 5.5824 | 5.5379 | 5.4639 | 5.3345 | 5.2234 | 5.0945 | 4.9854 | 4.7974 | 4.6734 | 2.8894 | 3.1035 | 3.0787 | 3.1015 | 3.1321 | 3.1921 | 3.2687 | 3.3807 | 3.4535 | 3.5884 | 3.7031 | 3.856 | 4.0298 | 4.1955 | 4.3656 | 4.5407 | 4.7286 | 4.8639 | 4.9981 | 5.0482 | 5.0972 | 5.1208 | 5.1825 | 5.2144 | 5.1703 | 5.1602 | 5.1634 | 5.193 | 5.1833 | 5.2422
PSS | MONA T1 | 1.8603 | 2.0718 | 2.1164 | 2.1448 | 2.1836 | 2.2232 | 2.2665 | 2.3261 | 2.3841 | 2.4678 | 2.5353 | 2.6407 | 2.7567 | 2.8814 | 3.029 | 3.2103 | 3.4299 | 3.6652 | 3.9318 | 4.2116 | 4.4641 | 4.7352 | 5.0085 | 5.2333 | 5.391 | 5.5037 | 5.5979 | 5.6788 | 5.6985 | 5.7786 | 1.8603 | 1.9647 | 2.0287 | 2.0963 | 2.2054 | 2.31 | 2.4234 | 2.5972 | 2.7409 | 2.9405 | 3.1706 | 3.4387 | 3.7662 | 4.0648 | 4.3222 | 4.5035 | 4.7364 | 4.8698 | 5.0984 | 5.2342 | 5.3141 | 5.4198 | 5.5861 | 5.705 | 5.8001 | 5.7569 | 5.8042 | 5.8589 | 5.9162 | 6.0111 | 1.8603 | 2.0149 | 2.0487 | 2.086 | 2.1096 | 2.1537 | 2.2296 | 2.3421 | 2.4668 | 2.5803 | 2.7115 | 2.8814 | 3.104 | 3.3228 | 3.5479 | 3.7703 | 4.042 | 4.272 | 4.4592 | 4.5674 | 4.6536 | 4.7245 | 4.796 | 4.8119 | 4.8044 | 4.7892 | 4.7712 | 4.7654 | 4.7441 | 4.7575 | 1.8603 | 1.9225 | 1.9168 | 1.9573 | 2.032 | 2.1444 | 2.2884 | 2.5101 | 2.7532 | 3.0572 | 3.3932 | 3.8536 | 4.315 | 4.7754 | 5.1769 | 5.462 | 5.7964 | 6.0501 | 6.2458 | 6.3101 | 6.3462 | 6.3879 | 6.4238 | 6.4086 | 6.3044 | 6.151 | 6.0204 | 5.8879 | 5.7049 | 5.5558 | 1.8603 | 2.0046 | 2.0301 | 2.0661 | 2.1629 | 2.2945 | 2.448 | 2.6324 | 2.8102 | 3.0411 | 3.2599 | 3.4773 | 3.7375 | 3.9927 | 4.2378 | 4.4663 | 4.726 | 4.9484 | 5.2092 | 5.3929 | 5.5259 | 5.6495 | 5.8007 | 5.9074 | 5.8256 | 5.7667 | 5.7989 | 5.8471 | 5.8689 | 5.9276
PSS | MONSANTO T1 | 1.585 | 1.7652 | 1.784 | 1.8388 | 1.8832 | 1.9327 | 2.0048 | 2.0952 | 2.1935 | 2.3053 | 2.4103 | 2.5482 | 2.7081 | 2.8996 | 3.1137 | 3.3909 | 3.7412 | 4.1383 | 4.5859 | 5.0166 | 5.4775 | 5.9248 | 6.326 | 6.6332 | 6.8294 | 6.9366 | 6.9613 | 6.9456 | 6.8144 | 6.7498 | 1.585 | 1.6918 | 1.7728 | 1.8894 | 2.0845 | 2.2855 | 2.5277 | 2.8177 | 3.1158 | 3.4754 | 3.8378 | 4.2176 | 4.6528 | 5.0422 | 5.3163 | 5.5096 | 5.7124 | 5.8442 | 6.0447 | 6.1381 | 6.19 | 6.3029 | 6.5 | 6.6827 | 6.9819 | 6.9 | 6.9464 | 7.0368 | 7.1149 | 7.2414 | 1.585 | 1.7493 | 1.7811 | 1.8494 | 1.9197 | 2.0136 | 2.1591 | 2.3609 | 2.6186 | 2.8956 | 3.1505 | 3.4527 | 3.8177 | 4.1634 | 4.4722 | 4.727 | 5.0365 | 5.2619 | 5.4155 | 5.4739 | 5.4811 | 5.4924 | 5.5111 | 5.5009 | 5.4448 | 5.425 | 5.3821 | 5.3801 | 5.3375 | 5.3497 | 1.585 | 1.64 | 1.6646 | 1.7468 | 1.9148 | 2.1428 | 2.4027 | 2.7579 | 3.187 | 3.7456 | 4.3402 | 5.0191 | 5.7416 | 6.5123 | 7.1352 | 7.6903 | 8.2296 | 8.6264 | 8.9135 | 8.9352 | 8.9251 | 8.8845 | 8.7538 | 8.5614 | 8.2681 | 7.9361 | 7.61 | 7.2901 | 6.8623 | 6.512 | 1.585 | 1.7312 | 1.7639 | 1.8459 | 2.0616 | 2.2946 | 2.5931 | 2.8955 | 3.2235 | 3.6609 | 4.0157 | 4.3276 | 4.6945 | 5.0404 | 5.3187 | 5.5615 | 5.842 | 6.0744 | 6.3089 | 6.4558 | 6.5314 | 6.6429 | 6.7868 | 6.9321 | 7.0688 | 6.9892 | 7.0278 | 7.1152 | 7.156 | 7.257
PSS | MORDA T1 | 3.7546 | 4.883 | 4.9471 | 5.0456 | 5.1179 | 5.3161 | 5.5029 | 5.7396 | 5.9455 | 6.216 | 6.4371 | 6.7323 | 7.0112 | 7.3121 | 7.625 | 8.0281 | 8.5622 | 9.1192 | 9.7115 | 10.2959 | 10.8406 | 11.4424 | 12.0879 | 12.6371 | 13.0576 | 13.3399 | 13.7088 | 14.0748 | 14.4138 | 14.8617 | 3.7546 | 4.605 | 4.5977 | 4.6537 | 4.7269 | 4.9225 | 5.1667 | 5.542 | 5.9141 | 6.3153 | 6.7233 | 7.2853 | 7.9207 | 8.5111 | 9.0469 | 9.4115 | 9.8927 | 10.2333 | 10.5159 | 10.6375 | 10.7679 | 10.9842 | 11.2989 | 11.518 | 11.1395 | 10.9568 | 11.0374 | 11.11 | 11.1169 | 11.281 | 3.7546 | 4.7944 | 4.9236 | 5.1088 | 5.2508 | 5.4427 | 5.6621 | 5.9541 | 6.1936 | 6.3975 | 6.6429 | 7.0943 | 7.5911 | 8.0796 | 8.5337 | 8.9539 | 9.6406 | 10.2452 | 10.7942 | 11.1691 | 11.4786 | 11.7321 | 11.9574 | 12.1211 | 12.1797 | 12.3139 | 12.4624 | 12.6545 | 12.8551 | 13.1538 | 3.7546 | 4.5914 | 4.5939 | 4.6889 | 4.8176 | 5.0333 | 5.2723 | 5.5988 | 5.9319 | 6.3667 | 6.806 | 7.3931 | 8.0382 | 8.6448 | 9.1765 | 9.6011 | 10.0224 | 10.3519 | 10.5842 | 10.574 | 10.5833 | 10.6284 | 10.7049 | 10.7204 | 10.5339 | 10.2729 | 10.0836 | 9.927 | 9.7256 | 9.591 | 3.7546 | 4.7364 | 4.7298 | 4.8671 | 5.0788 | 5.4754 | 5.8987 | 6.4126 | 6.9723 | 7.6789 | 8.3604 | 9.0915 | 9.795 | 10.5374 | 11.2447 | 11.7806 | 12.5157 | 13.2331 | 13.6566 | 13.9695 | 14.2177 | 14.4207 | 14.7406 | 14.9707 | 14.2008 | 13.7784 | 13.7866 | 13.816 | 13.7876 | 13.8819
PSS | MORGANITE CERAMICS T1 / PLYMYARD T2 | 3.6195 | 3.9568 | 4.0376 | 4.1615 | 4.2801 | 4.3832 | 4.5294 | 4.7446 | 4.9649 | 5.2163 | 5.4185 | 5.7137 | 6.0494 | 6.4518 | 6.9153 | 7.4345 | 8.1303 | 8.9139 | 9.7692 | 10.6845 | 11.6136 | 12.5272 | 13.3939 | 14.0756 | 14.5911 | 14.9055 | 15.0652 | 15.1601 | 15.0259 | 15.0088 | 3.6195 | 3.777 | 3.9106 | 4.1309 | 4.44 | 4.9205 | 5.4597 | 6.1635 | 6.8888 | 7.7335 | 8.61 | 9.6208 | 10.8492 | 11.9701 | 12.8982 | 13.5768 | 14.3629 | 14.8932 | 15.4759 | 15.7293 | 15.9003 | 16.3104 | 16.8636 | 17.4247 | 16.7103 | 16.314 | 16.3352 | 16.4078 | 16.4804 | 16.6067 | 3.6195 | 3.8813 | 3.9365 | 4.0385 | 4.1556 | 4.3181 | 4.5532 | 4.9125 | 5.3545 | 5.7179 | 6.1453 | 6.7363 | 7.4665 | 8.231 | 8.9988 | 9.7422 | 10.5757 | 11.2604 | 11.7504 | 11.9993 | 12.1788 | 12.2996 | 12.4047 | 12.3981 | 12.3181 | 12.265 | 12.202 | 12.1505 | 12.0775 | 12.088 | 3.6195 | 3.7156 | 3.7722 | 3.9499 | 4.2438 | 4.6805 | 5.156 | 5.8037 | 6.5228 | 7.4929 | 8.5854 | 9.9202 | 11.4508 | 12.9985 | 14.3592 | 15.6314 | 16.6419 | 17.3834 | 17.816 | 17.778 | 17.6478 | 17.4499 | 17.1351 | 16.6677 | 16.0535 | 15.4458 | 14.7997 | 14.1906 | 13.4108 | 12.7813 | 3.6195 | 3.8308 | 3.8929 | 4.0688 | 4.4635 | 4.9923 | 5.6246 | 6.3464 | 7.1397 | 8.0843 | 8.9931 | 9.891 | 10.9911 | 12.0636 | 13.034 | 13.9144 | 14.9182 | 15.8115 | 16.5504 | 17.0091 | 17.3186 | 17.7337 | 18.1777 | 18.6256 | 17.8065 | 17.5618 | 17.67 | 17.8125 | 17.8952 | 18.0646
PSS | MORRISONS T1 | 5.7176 | 4.9598 | 5.0085 | 5.0967 | 5.1471 | 5.2243 | 5.3041 | 5.3985 | 5.4582 | 5.6058 | 5.6635 | 5.8037 | 5.9512 | 6.079 | 6.2643 | 6.4663 | 6.7622 | 7.0611 | 7.396 | 7.7573 | 8.1239 | 8.5087 | 8.8922 | 9.2027 | 9.4049 | 9.5692 | 9.6503 | 9.7154 | 9.6923 | 9.7733 | 5.7176 | 4.8646 | 4.8472 | 4.8886 | 4.9134 | 4.9872 | 5.0834 | 5.2503 | 5.3859 | 5.5893 | 5.8023 | 6.1412 | 6.5312 | 6.9037 | 7.2903 | 7.6274 | 7.9719 | 8.2196 | 8.4657 | 8.5743 | 8.6491 | 8.6946 | 8.7989 | 8.8291 | 8.8588 | 8.8506 | 8.8815 | 8.9117 | 8.8934 | 8.9853 | 5.7176 | 4.9292 | 4.9304 | 4.9858 | 4.9954 | 5.061 | 5.1285 | 5.2811 | 5.3954 | 5.5176 | 5.6265 | 5.8649 | 6.1325 | 6.3826 | 6.6569 | 6.9086 | 7.2523 | 7.5111 | 7.7209 | 7.8035 | 7.8704 | 7.9198 | 7.9701 | 7.9593 | 7.9156 | 7.8736 | 7.823 | 7.7812 | 7.7172 | 7.7444 | 5.7176 | 4.8067 | 4.7607 | 4.7838 | 4.8338 | 4.9422 | 5.0754 | 5.2974 | 5.4979 | 5.831 | 6.1845 | 6.6979 | 7.2969 | 7.9137 | 8.4981 | 8.9514 | 9.4293 | 9.8014 | 10.017 | 9.9927 | 9.9361 | 9.8484 | 9.7489 | 9.5892 | 9.3364 | 9.1102 | 8.8538 | 8.6379 | 8.3346 | 8.1347 | 5.7176 | 4.9145 | 4.8867 | 4.9276 | 4.9875 | 5.1167 | 5.2651 | 5.478 | 5.6573 | 5.9042 | 6.1116 | 6.4088 | 6.7266 | 7.0369 | 7.3709 | 7.6828 | 8.0382 | 8.315 | 8.5549 | 8.6765 | 8.7716 | 8.8332 | 8.9335 | 8.9841 | 8.8753 | 8.8084 | 8.8072 | 8.8223 | 8.7874 | 8.8609
PSS | NANT-Y-GAMAR T1 | 4.7515 | 5.7193 | 5.7596 | 5.8604 | 5.9438 | 6.0009 | 6.0928 | 6.2295 | 6.336 | 6.5111 | 6.6356 | 6.8623 | 7.099 | 7.3439 | 7.6547 | 8.0028 | 8.4394 | 8.8852 | 9.4047 | 9.9277 | 10.4346 | 10.9385 | 11.4189 | 11.7647 | 12.0132 | 12.1844 | 12.2436 | 12.2625 | 12.2012 | 12.2539 | 4.7515 | 5.4829 | 5.502 | 5.605 | 5.7452 | 6.012 | 6.3195 | 6.793 | 7.2241 | 7.7654 | 8.3268 | 9.0305 | 9.8637 | 10.6079 | 11.2506 | 11.7562 | 12.3223 | 12.6821 | 13.0686 | 13.234 | 13.3209 | 13.544 | 13.8355 | 14.1036 | 14.4143 | 14.0716 | 14.0251 | 14.0232 | 14.0072 | 14.0633 | 4.7515 | 5.6032 | 5.5815 | 5.6166 | 5.6477 | 5.7321 | 5.8486 | 6.0668 | 6.273 | 6.4978 | 6.7279 | 7.0863 | 7.5012 | 7.9112 | 8.3644 | 8.8007 | 9.2789 | 9.6446 | 9.9397 | 10.0711 | 10.1837 | 10.2811 | 10.3473 | 10.3108 | 10.2237 | 10.1458 | 10.0304 | 9.9421 | 9.8134 | 9.7655 | 4.7515 | 5.3799 | 5.3303 | 5.3851 | 5.515 | 5.7719 | 6.0369 | 6.4432 | 6.8542 | 7.4464 | 8.0734 | 8.8559 | 9.7183 | 10.5322 | 11.2575 | 11.8749 | 12.3858 | 12.7163 | 12.8849 | 12.7654 | 12.5958 | 12.3726 | 12.1351 | 11.8225 | 11.439 | 11.0928 | 10.7203 | 10.358 | 9.8979 | 9.5286 | 4.7515 | 5.5451 | 5.5344 | 5.6139 | 5.8208 | 6.1189 | 6.4822 | 6.9357 | 7.3628 | 7.9289 | 8.4451 | 8.9989 | 9.6767 | 10.3073 | 10.8932 | 11.4499 | 12.0746 | 12.6011 | 13.086 | 13.3798 | 13.581 | 13.8629 | 14.1289 | 14.3643 | 14.6715 | 14.4614 | 14.4636 | 14.5062 | 14.4923 | 14.5575
PSS | NANTWICH T1 | 5.703 | 6.0941 | 6.1925 | 6.3339 | 6.46 | 6.5989 | 6.7621 | 6.961 | 7.1415 | 7.3933 | 7.5962 | 7.9047 | 8.2005 | 8.5248 | 8.8669 | 9.2397 | 9.7199 | 10.2061 | 10.7314 | 11.2325 | 11.7213 | 12.2098 | 12.7485 | 13.1777 | 13.4992 | 13.7325 | 13.9859 | 14.2549 | 14.5206 | 14.903 | 5.703 | 5.7369 | 5.7581 | 5.8419 | 5.9796 | 6.1774 | 6.3912 | 6.7623 | 7.1344 | 7.6144 | 8.1074 | 8.7796 | 9.4401 | 10.0702 | 10.7113 | 11.0382 | 11.59 | 11.9608 | 12.2878 | 12.4881 | 12.6463 | 12.8275 | 13.036 | 13.149 | 13.0258 | 12.9034 | 12.9543 | 12.9503 | 12.9118 | 12.9813 | 5.703 | 5.9592 | 6.1055 | 6.3164 | 6.5215 | 6.6771 | 6.8907 | 7.1831 | 7.4825 | 7.7958 | 8.0804 | 8.57 | 9.1213 | 9.6859 | 10.2351 | 10.6234 | 11.3176 | 11.9321 | 12.5089 | 12.9299 | 13.24 | 13.5091 | 13.7361 | 13.862 | 13.8843 | 13.9558 | 14.029 | 14.1298 | 14.196 | 14.3555 | 5.703 | 5.5641 | 5.5363 | 5.6 | 5.7321 | 5.9562 | 6.1745 | 6.5197 | 6.8731 | 7.3525 | 7.8271 | 8.4222 | 9.0122 | 9.5137 | 9.9408 | 10.1649 | 10.4373 | 10.6141 | 10.7509 | 10.6781 | 10.606 | 10.5612 | 10.5566 | 10.4993 | 10.33 | 10.0845 | 9.9088 | 9.7384 | 9.5096 | 9.3292 | 5.703 | 5.8605 | 5.8961 | 6.0397 | 6.2912 | 6.5722 | 6.8831 | 7.288 | 7.7006 | 8.2624 | 8.7419 | 9.3225 | 9.8387 | 10.3958 | 10.9729 | 11.3665 | 12.0056 | 12.6143 | 13.0933 | 13.4785 | 13.7903 | 14.0828 | 14.4184 | 14.6606 | 14.3579 | 14.1887 | 14.2606 | 14.3185 | 14.3138 | 14.4121
PSS | NEVILL ST T1 / OCEAN PLAZA T1 / YORK RD T1 | 10.2003 | 11.2407 | 11.357 | 11.5727 | 11.7291 | 11.8498 | 11.987 | 12.1879 | 12.2782 | 12.5366 | 12.6183 | 12.8677 | 13.1139 | 13.3383 | 13.6385 | 13.9304 | 14.3833 | 14.8006 | 15.304 | 15.7835 | 16.2883 | 16.7712 | 17.3143 | 17.6234 | 17.8337 | 17.985 | 17.996 | 17.9517 | 17.7954 | 17.8626 | 10.2003 | 11.1665 | 11.0814 | 11.1 | 11.0931 | 11.1893 | 11.3323 | 11.6532 | 11.8647 | 12.2561 | 12.637 | 13.2435 | 13.9118 | 14.5391 | 15.219 | 15.7887 | 16.4094 | 16.7892 | 17.1351 | 17.241 | 17.3278 | 17.2836 | 17.3067 | 17.1836 | 17.0328 | 16.9754 | 16.9186 | 16.8401 | 16.6537 | 16.6774 | 10.2003 | 11.214 | 11.2123 | 11.2808 | 11.3007 | 11.3723 | 11.4943 | 11.7627 | 11.8991 | 12.1194 | 12.286 | 12.6277 | 13.0237 | 13.3357 | 13.7167 | 14.0465 | 14.4514 | 14.7168 | 14.9459 | 14.9863 | 15.0346 | 15.0324 | 15.0621 | 14.9393 | 14.7834 | 14.6644 | 14.4488 | 14.2819 | 14.0493 | 13.9978 | 10.2003 | 11.0266 | 10.8805 | 10.8853 | 10.9575 | 11.154 | 11.3479 | 11.6923 | 11.937 | 12.4895 | 12.9751 | 13.6798 | 14.4674 | 15.2394 | 15.9931 | 16.5433 | 17.0984 | 17.4456 | 17.5759 | 17.3057 | 17.0073 | 16.6143 | 16.2131 | 15.7646 | 15.2942 | 14.8987 | 14.4667 | 14.0742 | 13.55 | 13.2289 | 10.2003 | 11.1557 | 11.1046 | 11.1388 | 11.1894 | 11.2938 | 11.4614 | 11.7557 | 11.8927 | 12.1925 | 12.4009 | 12.7689 | 13.1798 | 13.5335 | 13.9732 | 14.3711 | 14.847 | 15.1655 | 15.4715 | 15.5743 | 15.6873 | 15.7161 | 15.7997 | 15.7674 | 15.6764 | 15.6583 | 15.5915 | 15.5489 | 15.4168 | 15.4807
PSS | NEW BRIGHTON T1 / SEAVIEW RD T2 / WALLASEY T1 / WALLASEY VILLAGE T1 | 14.9114 | 17.188 | 17.1859 | 17.2649 | 17.4117 | 17.4677 | 17.6855 | 18.1087 | 18.5016 | 19.0711 | 19.5824 | 20.4364 | 21.3511 | 22.4445 | 23.6944 | 25.1477 | 26.9207 | 28.8067 | 30.9412 | 33.0528 | 35.2172 | 37.2429 | 39.1038 | 40.4383 | 41.3227 | 41.8172 | 41.8288 | 41.7934 | 41.2861 | 41.189 | 14.9114 | 14.9861 | 14.7251 | 14.8106 | 15.2447 | 16.0575 | 16.823 | 17.8638 | 19.0331 | 20.7333 | 22.5951 | 24.6208 | 26.5508 | 28.2292 | 29.5962 | 30.281 | 31.0485 | 31.2481 | 31.3587 | 31.2333 | 30.982 | 30.67 | 30.5609 | 30.3106 | 30.0418 | 29.7746 | 29.4814 | 29.1991 | 28.8548 | 28.6573 | 14.9114 | 15.9399 | 15.6975 | 15.6754 | 15.8633 | 16.1592 | 16.6558 | 17.4854 | 18.5665 | 19.6621 | 20.7803 | 22.1664 | 23.8037 | 25.491 | 27.1011 | 28.7112 | 30.2189 | 31.3864 | 32.2306 | 32.694 | 32.9525 | 33.0323 | 33.0214 | 32.7177 | 32.3422 | 32.0936 | 31.6924 | 31.3612 | 30.9432 | 30.7661 | 14.9114 | 14.0986 | 13.7563 | 13.7192 | 14.156 | 14.9995 | 15.8824 | 17.2702 | 18.8948 | 21.3215 | 23.9617 | 26.7812 | 29.7917 | 32.6601 | 34.9638 | 36.9573 | 38.5282 | 39.4932 | 39.9457 | 39.499 | 38.9032 | 38.0079 | 36.8976 | 35.4576 | 33.7867 | 32.1781 | 30.3932 | 28.6594 | 26.581 | 24.724 | 14.9114 | 15.3254 | 15.0307 | 15.0238 | 15.6863 | 16.448 | 17.3933 | 18.4393 | 19.4861 | 20.9534 | 22.1691 | 23.296 | 24.3994 | 25.4236 | 26.3406 | 27.2298 | 28.0995 | 28.8012 | 29.4403 | 29.8698 | 30.218 | 30.4974 | 30.8963 | 31.262 | 31.3778 | 31.6509 | 31.8056 | 32.0449 | 32.1584 | 32.4927
PSS | NEWHALL T1 / NEWHALL T2 | 3.658 | 3.5982 | 3.6307 | 3.6884 | 3.739 | 3.7772 | 3.8174 | 3.8732 | 3.8916 | 3.9675 | 4.0042 | 4.0815 | 4.1626 | 4.2355 | 4.3305 | 4.4188 | 4.5496 | 4.6611 | 4.7887 | 4.9096 | 5.0171 | 5.1389 | 5.2805 | 5.3774 | 5.4657 | 5.5333 | 5.5903 | 5.6528 | 5.7118 | 5.8366 | 3.658 | 3.5224 | 3.5355 | 3.5573 | 3.5816 | 3.6025 | 3.6408 | 3.7566 | 3.8277 | 3.9426 | 4.0559 | 4.2603 | 4.5115 | 4.7354 | 4.9829 | 5.1733 | 5.4107 | 5.5902 | 5.7962 | 5.9101 | 6.0055 | 6.0804 | 6.1517 | 6.1947 | 6.2116 | 6.1786 | 6.2039 | 6.2127 | 6.2128 | 6.2679 | 3.658 | 3.5672 | 3.584 | 3.6149 | 3.6278 | 3.6476 | 3.6714 | 3.743 | 3.76 | 3.8079 | 3.8443 | 3.9419 | 4.0584 | 4.1421 | 4.2766 | 4.3831 | 4.5441 | 4.6885 | 4.8405 | 4.9125 | 4.9856 | 5.0509 | 5.1272 | 5.1389 | 5.1208 | 5.0941 | 5.0831 | 5.0518 | 5.0163 | 5.0238 | 3.658 | 3.4692 | 3.4203 | 3.4263 | 3.4294 | 3.479 | 3.5362 | 3.653 | 3.7206 | 3.8762 | 3.9916 | 4.1893 | 4.3944 | 4.566 | 4.7487 | 4.8137 | 4.9533 | 5.0549 | 5.1273 | 5.0998 | 5.0839 | 5.0691 | 5.0878 | 5.1001 | 5.0515 | 5.008 | 4.9731 | 4.9427 | 4.8912 | 4.8645 | 3.658 | 3.5523 | 3.5512 | 3.568 | 3.5927 | 3.64 | 3.6921 | 3.8036 | 3.8691 | 3.9882 | 4.0878 | 4.2446 | 4.4283 | 4.5891 | 4.7878 | 4.9557 | 5.1623 | 5.3518 | 5.5578 | 5.6842 | 5.7944 | 5.8795 | 5.9575 | 5.9846 | 5.901 | 5.836 | 5.842 | 5.8281 | 5.7979 | 5.8193
PSS | NORTH WALES PAPER T1 / NORTH WALES PAPER T2 / WOODFIELD AVE T1 | 12.3263 | 11.614 | 11.7324 | 11.9267 | 12.0669 | 12.1731 | 12.2943 | 12.4533 | 12.5029 | 12.7412 | 12.8382 | 13.1219 | 13.3802 | 13.6193 | 13.9199 | 14.1941 | 14.5982 | 14.9202 | 15.3203 | 15.6978 | 16.0305 | 16.3488 | 16.7604 | 17.0025 | 17.1583 | 17.3229 | 17.399 | 17.4617 | 17.541 | 17.81 | 12.3263 | 11.3128 | 11.2971 | 11.391 | 11.413 | 11.6087 | 11.9132 | 12.4748 | 12.9098 | 13.4655 | 14.0195 | 14.8511 | 15.9058 | 16.8543 | 17.7386 | 18.4776 | 19.3619 | 20.0081 | 20.694 | 21.0391 | 21.2695 | 21.6616 | 22.1421 | 22.5283 | 22.9697 | 22.419 | 22.3509 | 22.3076 | 22.2624 | 22.357 | 12.3263 | 11.5029 | 11.4624 | 11.5234 | 11.521 | 11.5492 | 11.5987 | 11.7843 | 11.8389 | 11.9971 | 12.122 | 12.4218 | 12.7733 | 13.0371 | 13.4398 | 13.7885 | 14.2451 | 14.5829 | 14.9382 | 15.1173 | 15.3134 | 15.4893 | 15.6698 | 15.6567 | 15.5789 | 15.4802 | 15.348 | 15.1878 | 15.0065 | 14.9533 | 12.3263 | 11.1388 | 10.9744 | 10.9656 | 10.9844 | 11.2155 | 11.4342 | 11.7851 | 12.0378 | 12.4831 | 12.8587 | 13.4536 | 14.0633 | 14.564 | 15.0827 | 15.4093 | 15.7222 | 15.9115 | 15.9479 | 15.6868 | 15.4166 | 15.1717 | 14.9994 | 14.7742 | 14.5056 | 14.2911 | 14.0783 | 13.8643 | 13.5766 | 13.3995 | 12.3263 | 11.3941 | 11.3527 | 11.4423 | 11.5519 | 11.7825 | 12.0998 | 12.5806 | 12.957 | 13.5391 | 14.0702 | 14.7357 | 15.5947 | 16.3559 | 17.1317 | 17.8242 | 18.6682 | 19.3822 | 20.0798 | 20.5124 | 20.8173 | 21.2103 | 21.586 | 21.8294 | 22.2197 | 21.8031 | 21.741 | 21.6654 | 21.546 | 21.5562
PSS | NORTH WEST WATER CAMPUS T1 / NORTH WEST WATER CAMPUS T2 / OMEGA T1 / OMEGA T2 / ORION BOULEVARD T1 | 14.6364 | 14.4985 | 14.5967 | 14.8082 | 15.0198 | 15.2637 | 15.5492 | 15.7268 | 15.9044 | 16.0821 | 16.2597 | 16.4373 | 16.615 | 16.7926 | 16.9702 | 17.1479 | 17.3255 | 17.5031 | 17.6808 | 17.8584 | 18.3078 | 18.6481 | 19.1143 | 19.4172 | 19.5933 | 19.7963 | 19.9548 | 20.1215 | 20.2919 | 20.7005 | 14.6364 | 13.4698 | 13.3244 | 13.2967 | 13.2922 | 13.4332 | 13.6697 | 13.7459 | 13.8222 | 13.8985 | 13.9747 | 14.051 | 14.1272 | 15.0549 | 15.6067 | 16.0322 | 16.585 | 16.8925 | 17.2175 | 17.2689 | 17.2495 | 17.2558 | 17.3061 | 17.2127 | 16.7837 | 16.496 | 16.3255 | 16.1381 | 15.9051 | 15.8813 | 14.6364 | 13.958 | 13.9544 | 14.0666 | 14.2032 | 14.3893 | 14.6327 | 14.713 | 14.7933 | 14.8736 | 14.9539 | 15.0342 | 15.1145 | 15.1948 | 15.2751 | 15.3554 | 15.823 | 16.1847 | 16.568 | 16.7733 | 16.9871 | 17.1219 | 17.2834 | 17.285 | 17.1975 | 17.1629 | 17.0713 | 16.9833 | 16.8872 | 16.9614 | 14.6364 | 13.0537 | 12.8455 | 12.7632 | 12.7705 | 12.9105 | 13.1138 | 13.05 | 12.9861 | 12.9223 | 12.8585 | 12.7947 | 13.3982 | 13.6564 | 13.9575 | 14.0426 | 14.1942 | 14.229 | 14.1814 | 13.9259 | 13.6308 | 13.3904 | 13.2069 | 12.9741 | 12.6517 | 12.3458 | 12.0614 | 11.797 | 11.486 | 11.2631 | 14.6364 | 13.7241 | 13.6276 | 13.6789 | 13.8128 | 14.0729 | 14.409 | 14.5223 | 14.6355 | 14.7487 | 14.862 | 14.9752 | 15.0884 | 15.7807 | 16.2968 | 16.7538 | 17.3452 | 17.8142 | 18.2397 | 18.4234 | 18.5604 | 18.6709 | 18.8266 | 18.8303 | 18.3616 | 18.1128 | 17.9934 | 17.8603 | 17.6799 | 17.6929
PSS | NWF T1 | 5.6498 | 5.8872 | 5.9807 | 6.0971 | 6.1942 | 6.266 | 6.3342 | 6.4474 | 6.4983 | 6.6339 | 6.6892 | 6.8225 | 6.9649 | 7.1056 | 7.2717 | 7.4357 | 7.6824 | 7.9053 | 8.1685 | 8.4348 | 8.7106 | 8.972 | 9.2759 | 9.4871 | 9.632 | 9.7729 | 9.8491 | 9.8952 | 9.8959 | 10.0128 | 5.6498 | 5.8569 | 5.8806 | 5.968 | 6.0536 | 6.1394 | 6.2538 | 6.4977 | 6.66 | 6.9226 | 7.1768 | 7.5833 | 8.0666 | 8.5168 | 9.0019 | 9.3787 | 9.8376 | 10.1446 | 10.511 | 10.685 | 10.8164 | 10.9186 | 11.0691 | 11.1506 | 11.2986 | 11.2229 | 11.2347 | 11.2477 | 11.2339 | 11.3263 | 5.6498 | 5.8915 | 5.9237 | 6.0192 | 6.0756 | 6.1286 | 6.2156 | 6.3751 | 6.4591 | 6.5957 | 6.7003 | 6.923 | 7.1861 | 7.4188 | 7.7179 | 7.9286 | 8.2526 | 8.5321 | 8.7707 | 8.8908 | 8.9777 | 9.0604 | 9.1484 | 9.1441 | 9.0995 | 9.0359 | 8.9596 | 8.892 | 8.7991 | 8.7899 | 5.6498 | 5.7994 | 5.7575 | 5.8013 | 5.8656 | 5.989 | 6.1321 | 6.3568 | 6.5392 | 6.8467 | 7.1383 | 7.5899 | 8.0799 | 8.5568 | 9.023 | 9.3074 | 9.6598 | 9.9091 | 10.0556 | 9.9898 | 9.9023 | 9.8032 | 9.7232 | 9.6125 | 9.4241 | 9.2668 | 9.1135 | 8.9578 | 8.7538 | 8.6262 | 5.6498 | 5.8825 | 5.8946 | 5.975 | 6.0754 | 6.1887 | 6.3402 | 6.5802 | 6.7321 | 6.9917 | 7.1994 | 7.509 | 7.8722 | 8.2142 | 8.6057 | 8.9205 | 9.3191 | 9.6494 | 9.9969 | 10.1971 | 10.3469 | 10.4735 | 10.6226 | 10.6978 | 10.7554 | 10.6759 | 10.6682 | 10.6694 | 10.6259 | 10.6832
PSS | OPTICAL FIBRES T1 / SHOTWICK T1 / WALBRO T1 | 12.6359 | 12.3948 | 12.5303 | 12.7364 | 12.8743 | 13.0009 | 13.1034 | 13.2322 | 13.2182 | 13.4183 | 13.4193 | 13.585 | 13.7152 | 13.7995 | 13.9366 | 14.0123 | 14.2087 | 14.2986 | 14.4418 | 14.5675 | 14.6675 | 14.7825 | 15.0259 | 15.134 | 15.166 | 15.2963 | 15.3139 | 15.3351 | 15.3916 | 15.632 | 12.6359 | 12.4196 | 12.3203 | 12.2625 | 12.1031 | 12.0179 | 11.983 | 12.1643 | 12.1435 | 12.275 | 12.372 | 12.7472 | 13.2319 | 13.6804 | 14.262 | 14.8661 | 15.507 | 15.9615 | 16.3573 | 16.5492 | 16.6909 | 16.692 | 16.7141 | 16.5971 | 16.4208 | 16.3572 | 16.2909 | 16.203 | 16.0056 | 16.0374 | 12.6359 | 12.4714 | 12.4472 | 12.5273 | 12.4726 | 12.4717 | 12.449 | 12.5441 | 12.4143 | 12.4127 | 12.3517 | 12.4752 | 12.6082 | 12.6142 | 12.7719 | 12.9069 | 13.1341 | 13.2686 | 13.4604 | 13.4928 | 13.5737 | 13.6309 | 13.7241 | 13.6548 | 13.5209 | 13.4424 | 13.2845 | 13.1131 | 12.9236 | 12.8901 | 12.6359 | 12.3083 | 12.1124 | 12.062 | 11.9601 | 11.9716 | 11.963 | 12.0599 | 11.9498 | 12.0369 | 11.9931 | 12.1915 | 12.4059 | 12.5902 | 12.8823 | 12.9481 | 13.1405 | 13.2104 | 13.1784 | 12.9138 | 12.614 | 12.3188 | 12.1251 | 11.9264 | 11.7353 | 11.6492 | 11.5713 | 11.4942 | 11.3771 | 11.4017 | 12.6359 | 12.4443 | 12.3839 | 12.3966 | 12.2959 | 12.2579 | 12.233 | 12.3754 | 12.2994 | 12.367 | 12.3865 | 12.6339 | 12.9429 | 13.1686 | 13.537 | 13.9047 | 14.3387 | 14.6365 | 14.9287 | 15.0399 | 15.1537 | 15.1821 | 15.2396 | 15.1513 | 14.9957 | 14.9263 | 14.8143 | 14.685 | 14.4917 | 14.4913
PSS | ORB CL T1 / STONEBRIDGE LA T1 / STONEBRIDGE LA T2 | 8.7219 | 8.8322 | 8.9322 | 9.0925 | 9.2048 | 9.2928 | 9.3919 | 9.5521 | 9.6231 | 9.8316 | 9.917 | 10.127 | 10.3485 | 10.5613 | 10.8376 | 11.0878 | 11.4876 | 11.8637 | 12.3046 | 12.7283 | 13.1971 | 13.6259 | 14.107 | 14.4136 | 14.6375 | 14.8269 | 14.8898 | 14.9255 | 14.8619 | 14.9701 | 8.7219 | 8.6909 | 8.6245 | 8.6404 | 8.643 | 8.7572 | 8.8712 | 9.1635 | 9.3801 | 9.7493 | 10.1287 | 10.714 | 11.3744 | 11.9851 | 12.6405 | 13.1727 | 13.7582 | 14.1173 | 14.4337 | 14.5645 | 14.6404 | 14.6259 | 14.6499 | 14.5864 | 14.4706 | 14.4334 | 14.3857 | 14.3244 | 14.1793 | 14.1978 | 8.7219 | 8.764 | 8.7444 | 8.8057 | 8.8045 | 8.8428 | 8.9333 | 9.1312 | 9.2321 | 9.3892 | 9.534 | 9.8318 | 10.2029 | 10.5336 | 10.9539 | 11.3455 | 11.8027 | 12.1535 | 12.4482 | 12.5656 | 12.6985 | 12.7477 | 12.8019 | 12.7323 | 12.6179 | 12.5222 | 12.359 | 12.2193 | 12.0424 | 11.9984 | 8.7219 | 8.5474 | 8.4432 | 8.441 | 8.4982 | 8.6569 | 8.8079 | 9.1014 | 9.3141 | 9.7728 | 10.2013 | 10.8661 | 11.6139 | 12.3209 | 13.0388 | 13.5375 | 14.0209 | 14.3242 | 14.4564 | 14.2642 | 14.0485 | 13.7594 | 13.4789 | 13.1579 | 12.789 | 12.4973 | 12.1692 | 11.8631 | 11.4638 | 11.1833 | 8.7219 | 8.6949 | 8.6491 | 8.6846 | 8.7462 | 8.861 | 9.0223 | 9.2965 | 9.463 | 9.7494 | 9.9808 | 10.3505 | 10.7787 | 11.1639 | 11.6232 | 12.0604 | 12.5487 | 12.9179 | 13.2592 | 13.432 | 13.598 | 13.6883 | 13.8129 | 13.8703 | 13.8364 | 13.872 | 13.8604 | 13.8657 | 13.7993 | 13.8883
PSS | ORFORD T1 / PADGATE T1 | 9.378 | 9.9381 | 11.1937 | 12.733 | 14.3855 | 14.1324 | 14.4866 | 14.921 | 15.3649 | 15.8637 | 16.0752 | 16.8998 | 17.7783 | 18.7277 | 19.7578 | 19.1656 | 19.8571 | 20.6448 | 21.5864 | 22.5989 | 23.8487 | 24.9457 | 26.0665 | 26.9847 | 27.6767 | 28.2629 | 28.6003 | 28.8876 | 29.1334 | 29.5483 | 9.378 | 8.8117 | 9.9114 | 11.278 | 12.859 | 13.9019 | 15.5824 | 17.8136 | 20.3005 | 23.0501 | 25.5086 | 28.5507 | 32.3027 | 35.8974 | 39.0941 | 39.8034 | 42.7821 | 45.2282 | 47.9592 | 49.8469 | 51.5073 | 54.1184 | 56.7654 | 59.4105 | 62.1299 | 59.8575 | 60.3114 | 60.8533 | 61.5279 | 62.1063 | 9.378 | 8.8492 | 9.1752 | 9.6439 | 10.1746 | 10.5681 | 11.053 | 11.7707 | 12.6836 | 13.684 | 14.6941 | 15.9672 | 17.4155 | 19.0178 | 20.7088 | 21.9526 | 23.7625 | 25.4006 | 26.819 | 27.9299 | 28.9506 | 29.8968 | 30.6395 | 31.0356 | 31.1911 | 31.3414 | 31.5051 | 31.5776 | 31.5723 | 31.5772 | 9.378 | 8.6823 | 9.6394 | 10.8816 | 12.4559 | 13.3166 | 14.5819 | 16.4013 | 18.4459 | 20.9474 | 22.9922 | 25.8054 | 28.7424 | 31.5558 | 34.2106 | 35.5454 | 37.8475 | 39.8326 | 41.5652 | 42.636 | 43.319 | 44.2974 | 45.0265 | 45.5213 | 45.5718 | 44.9711 | 44.9969 | 44.9799 | 44.7457 | 44.4378 | 9.378 | 8.7314 | 9.3721 | 10.3331 | 11.7444 | 12.9059 | 14.5122 | 16.3815 | 18.5796 | 21.3233 | 23.8097 | 26.3596 | 29.5467 | 32.7468 | 35.6996 | 37.2548 | 40.2956 | 43.2032 | 45.9136 | 48.0404 | 49.7134 | 51.8843 | 53.7583 | 55.4807 | 57.5919 | 56.102 | 56.5227 | 56.9034 | 57.1728 | 57.3872
PSS | OTIS ELEVATOR T1 / ST IVEL FOODS T1 | 5.0215 | 5.0004 | 5.0549 | 5.1398 | 5.2005 | 5.2514 | 5.2887 | 5.3519 | 5.3418 | 5.4182 | 5.4231 | 5.4946 | 5.5519 | 5.5745 | 5.6392 | 5.6607 | 5.7424 | 5.7861 | 5.8465 | 5.8878 | 5.9358 | 5.9799 | 6.0886 | 6.1172 | 6.1433 | 6.1807 | 6.2012 | 6.218 | 6.2244 | 6.3217 | 5.0215 | 5.0053 | 4.9598 | 4.9465 | 4.8871 | 4.8525 | 4.8328 | 4.9106 | 4.9045 | 4.9599 | 4.9904 | 5.1416 | 5.3412 | 5.515 | 5.7585 | 5.9848 | 6.2399 | 6.4167 | 6.588 | 6.647 | 6.6935 | 6.6887 | 6.6973 | 6.6429 | 6.5635 | 6.5424 | 6.5116 | 6.4662 | 6.3836 | 6.3963 | 5.0215 | 5.0248 | 5.0277 | 5.0438 | 5.0312 | 5.0332 | 5.0332 | 5.0726 | 5.027 | 5.0224 | 5.0049 | 5.0553 | 5.1049 | 5.1144 | 5.1811 | 5.2238 | 5.3178 | 5.3791 | 5.4397 | 5.4621 | 5.4985 | 5.5116 | 5.5395 | 5.5206 | 5.4684 | 5.4294 | 5.3654 | 5.2959 | 5.2129 | 5.1994 | 5.0215 | 4.97 | 4.9014 | 4.869 | 4.8411 | 4.8331 | 4.8319 | 4.8778 | 4.8376 | 4.8688 | 4.8553 | 4.9311 | 5.0132 | 5.0807 | 5.1982 | 5.2283 | 5.2991 | 5.3202 | 5.3068 | 5.1938 | 5.0787 | 4.9479 | 4.8629 | 4.7867 | 4.7134 | 4.677 | 4.6342 | 4.6083 | 4.5583 | 4.5684 | 5.0215 | 5.015 | 4.9937 | 4.9951 | 4.9592 | 4.9429 | 4.933 | 4.9916 | 4.9659 | 4.9916 | 4.9985 | 5.0995 | 5.2243 | 5.3161 | 5.4713 | 5.606 | 5.7806 | 5.8996 | 6.0157 | 6.0565 | 6.098 | 6.1022 | 6.1204 | 6.0839 | 6.0179 | 5.9877 | 5.9403 | 5.8828 | 5.7998 | 5.7993
PSS | OVERTON T1 | 3.6718 | 4.1629 | 4.2409 | 4.3504 | 4.517 | 4.6768 | 4.9278 | 5.2432 | 5.591 | 5.9475 | 6.2915 | 6.692 | 7.1493 | 7.684 | 8.2028 | 8.9965 | 9.9099 | 10.9029 | 12.0601 | 13.1295 | 14.231 | 15.2162 | 16.0758 | 16.6487 | 16.9515 | 16.9422 | 16.7311 | 16.4969 | 15.9325 | 15.5802 | 3.6718 | 4.0127 | 4.1706 | 4.4239 | 4.9301 | 5.4199 | 5.9947 | 6.6544 | 7.3615 | 8.2593 | 9.118 | 9.8674 | 10.5798 | 11.1614 | 11.3917 | 11.4594 | 11.5096 | 11.4425 | 11.5129 | 11.4435 | 11.3491 | 11.3253 | 11.3947 | 11.4305 | 11.5073 | 11.4414 | 11.4651 | 11.5232 | 11.5549 | 11.6792 | 3.6718 | 4.0811 | 4.1846 | 4.339 | 4.6358 | 4.9291 | 5.4396 | 6.1055 | 6.9301 | 7.8285 | 8.6715 | 9.4372 | 10.208 | 10.9555 | 11.3797 | 11.7446 | 12.0335 | 12.129 | 12.1442 | 11.9896 | 11.8243 | 11.6475 | 11.4917 | 11.2973 | 11.0969 | 10.9603 | 10.8093 | 10.723 | 10.5919 | 10.6098 | 3.6718 | 3.9382 | 4.0386 | 4.2478 | 4.7666 | 5.4646 | 6.2781 | 7.2757 | 8.4692 | 10.1569 | 11.751 | 13.1681 | 14.6084 | 16.1321 | 17.0455 | 17.9861 | 18.8563 | 19.4711 | 19.8177 | 19.5878 | 19.2916 | 18.8722 | 18.3135 | 17.6016 | 16.7063 | 15.793 | 14.8383 | 13.958 | 12.9139 | 12.0657 | 3.6718 | 4.0422 | 4.0849 | 4.2138 | 4.6674 | 5.1121 | 5.69 | 6.276 | 6.8681 | 7.7035 | 8.3421 | 8.7811 | 9.1784 | 9.5551 | 9.7599 | 9.9416 | 10.1189 | 10.2368 | 10.4262 | 10.4808 | 10.4961 | 10.5246 | 10.5876 | 10.6306 | 10.4524 | 10.3437 | 10.3509 | 10.4028 | 10.4034 | 10.5126
PSS | PANDY T1 / PANDY T2 | 8.7832 | 9.7979 | 9.7904 | 9.8235 | 9.861 | 9.8607 | 9.9075 | 10.0594 | 10.1497 | 10.3791 | 10.578 | 10.9219 | 11.3083 | 11.7676 | 12.2995 | 12.9209 | 13.6994 | 14.4944 | 15.3926 | 16.3069 | 17.2715 | 18.1812 | 19.0825 | 19.7488 | 20.2279 | 20.5643 | 20.7543 | 20.8489 | 20.8066 | 20.9373 | 8.7832 | 8.5862 | 8.3832 | 8.3322 | 8.3933 | 8.6209 | 8.8605 | 9.2502 | 9.6548 | 10.3178 | 11.0415 | 11.9295 | 12.806 | 13.6048 | 14.3733 | 14.8055 | 15.326 | 15.5773 | 15.7611 | 15.8092 | 15.7607 | 15.7213 | 15.7377 | 15.6932 | 15.5681 | 15.4381 | 15.3655 | 15.2745 | 15.147 | 15.1218 | 8.7832 | 9.1271 | 9.0174 | 8.986 | 9.0271 | 9.1059 | 9.2636 | 9.5616 | 9.9102 | 10.2918 | 10.6532 | 11.2642 | 12.0056 | 12.7937 | 13.616 | 14.3886 | 15.2849 | 16.0213 | 16.588 | 16.9123 | 17.1408 | 17.2834 | 17.3779 | 17.3269 | 17.2069 | 17.1504 | 17.0276 | 16.9311 | 16.8127 | 16.7978 | 8.7832 | 8.1038 | 7.8167 | 7.6781 | 7.7012 | 7.8771 | 8.1019 | 8.5414 | 9.0594 | 9.9129 | 10.8678 | 12.0529 | 13.3809 | 14.6536 | 15.8064 | 16.721 | 17.4983 | 18.0186 | 18.2746 | 18.15 | 17.9523 | 17.6513 | 17.2676 | 16.7398 | 16.1114 | 15.4637 | 14.7703 | 14.1056 | 13.2604 | 12.5104 | 8.7832 | 8.8661 | 8.6914 | 8.6436 | 8.8439 | 9.1078 | 9.4526 | 9.8785 | 10.2911 | 10.9001 | 11.4103 | 12.0184 | 12.6304 | 13.2376 | 13.8749 | 14.435 | 15.0847 | 15.6388 | 16.0888 | 16.3958 | 16.6354 | 16.8518 | 17.1088 | 17.3442 | 17.3173 | 17.3932 | 17.4922 | 17.6153 | 17.6827 | 17.8719
PSS | PARC CYBI T1 / PARC CYBI T2 | 3.2337 | 3.9004 | 3.8534 | 3.9311 | 3.9962 | 4.0748 | 4.1714 | 4.2834 | 4.3627 | 4.4972 | 4.587 | 4.7304 | 4.8755 | 5.0278 | 5.1922 | 5.4148 | 5.6999 | 5.9797 | 6.3109 | 6.6255 | 6.9458 | 7.2735 | 7.6233 | 7.9034 | 8.0972 | 8.2317 | 8.3483 | 8.4505 | 8.5089 | 8.6387 | 3.2337 | 3.7265 | 3.7505 | 3.8279 | 3.9233 | 4.0178 | 4.1277 | 4.3265 | 4.4742 | 4.6914 | 4.8866 | 5.2009 | 5.5262 | 5.8272 | 6.1232 | 6.3498 | 6.6254 | 6.8038 | 7.0369 | 7.1771 | 7.2773 | 7.3784 | 7.5247 | 7.6155 | 7.7119 | 7.7232 | 7.7914 | 7.8723 | 7.9188 | 8.0595 | 3.2337 | 3.8864 | 3.8174 | 3.9034 | 3.9552 | 4.0387 | 4.1534 | 4.3253 | 4.4788 | 4.6325 | 4.7858 | 5.0156 | 5.2904 | 5.5329 | 5.7962 | 5.9976 | 6.3089 | 6.5779 | 6.8136 | 6.917 | 7.0102 | 7.0931 | 7.1712 | 7.2119 | 7.2048 | 7.2096 | 7.2205 | 7.2367 | 7.2436 | 7.3208 | 3.2337 | 3.6436 | 3.6327 | 3.6753 | 3.7552 | 3.8811 | 4.044 | 4.2832 | 4.52 | 5.0112 | 5.2582 | 5.6959 | 6.1989 | 6.7076 | 7.1421 | 7.4711 | 7.8594 | 8.1685 | 8.4087 | 8.436 | 8.4613 | 8.4788 | 8.5001 | 8.4768 | 8.3223 | 8.1469 | 7.9868 | 7.833 | 7.6138 | 7.4563 | 3.2337 | 3.8296 | 3.7756 | 3.8445 | 3.9692 | 4.1386 | 4.3334 | 4.5754 | 4.7884 | 5.0951 | 5.3344 | 5.6174 | 5.9006 | 6.1672 | 6.4545 | 6.6918 | 6.9947 | 7.2611 | 7.519 | 7.6726 | 7.792 | 7.8882 | 8.026 | 8.1162 | 7.9838 | 7.8916 | 7.9135 | 7.9528 | 7.9538 | 8.0381
PSS | PARC MENAI T1 | 1.3829 | 1.94 | 1.9658 | 2.0044 | 2.0328 | 2.0984 | 2.1737 | 2.2491 | 2.3123 | 2.4205 | 2.4937 | 2.5781 | 2.6727 | 2.7677 | 2.8583 | 2.9889 | 3.1461 | 3.3106 | 3.4763 | 3.6468 | 3.8018 | 3.9661 | 4.1624 | 4.3396 | 4.4627 | 4.561 | 4.7041 | 4.8413 | 4.9959 | 5.1827 | 1.3829 | 1.8477 | 1.8315 | 1.8434 | 1.8541 | 1.8807 | 1.9454 | 2.0726 | 2.1509 | 2.2591 | 2.356 | 2.521 | 2.6969 | 2.8244 | 2.9759 | 3.1046 | 3.2591 | 3.3649 | 3.4853 | 3.5316 | 3.588 | 3.6765 | 3.7703 | 3.8512 | 3.7408 | 3.6819 | 3.7084 | 3.7269 | 3.7338 | 3.7937 | 1.3829 | 1.9093 | 1.9521 | 2.031 | 2.0906 | 2.1511 | 2.2204 | 2.3059 | 2.3691 | 2.4275 | 2.4889 | 2.6251 | 2.7992 | 2.9324 | 3.0597 | 3.1847 | 3.3893 | 3.5858 | 3.7894 | 3.9132 | 4.0291 | 4.1166 | 4.2049 | 4.2757 | 4.3027 | 4.3578 | 4.4404 | 4.5094 | 4.5939 | 4.716 | 1.3829 | 1.8379 | 1.8351 | 1.8636 | 1.893 | 1.9456 | 2.0028 | 2.0885 | 2.1636 | 2.266 | 2.3532 | 2.4965 | 2.6304 | 2.7593 | 2.8723 | 2.9598 | 3.0489 | 3.1344 | 3.1879 | 3.1981 | 3.1917 | 3.2299 | 3.2778 | 3.3149 | 3.2894 | 3.2269 | 3.1975 | 3.1862 | 3.1506 | 3.1448 | 1.3829 | 1.8945 | 1.8819 | 1.932 | 1.9894 | 2.0948 | 2.2126 | 2.3721 | 2.5215 | 2.7387 | 2.9384 | 3.1678 | 3.3853 | 3.5662 | 3.762 | 3.9455 | 4.1716 | 4.3987 | 4.5545 | 4.6545 | 4.7433 | 4.8144 | 4.918 | 4.9952 | 4.7211 | 4.5552 | 4.5556 | 4.5424 | 4.5245 | 4.5478
PSS | PEBLIC MILLS T1 | 1.3901 | 1.4247 | 1.4308 | 1.4439 | 1.4647 | 1.6384 | 1.6741 | 1.7253 | 1.9328 | 2.1645 | 2.3972 | 2.6474 | 2.8982 | 3.1615 | 3.4022 | 3.7401 | 4.1397 | 4.5716 | 5.0455 | 5.5106 | 5.9341 | 6.4311 | 6.9399 | 7.4187 | 7.8094 | 8.0562 | 8.4534 | 8.8708 | 9.2978 | 9.7777 | 1.3901 | 1.4263 | 1.4575 | 1.5039 | 1.5815 | 1.7243 | 1.8453 | 2.024 | 2.2505 | 2.4905 | 2.7331 | 3.0383 | 3.3644 | 3.5907 | 3.7982 | 3.9492 | 4.1961 | 4.3837 | 4.5989 | 4.7107 | 4.8589 | 5.1195 | 5.4675 | 5.7376 | 5.6139 | 5.5173 | 5.6651 | 5.7893 | 5.8968 | 6.1282 | 1.3901 | 1.3787 | 1.3653 | 1.3823 | 1.3979 | 1.5969 | 1.6509 | 1.7229 | 1.9853 | 2.2358 | 2.4959 | 2.8154 | 3.1748 | 3.5465 | 3.8548 | 4.1436 | 4.612 | 5.0675 | 5.5011 | 5.8454 | 6.1581 | 6.3442 | 6.5316 | 6.7104 | 6.8216 | 7.0524 | 7.2847 | 7.5618 | 7.8645 | 8.2295 | 1.3901 | 1.2783 | 1.2844 | 1.3062 | 1.356 | 1.5476 | 1.6587 | 1.8163 | 2.101 | 2.4261 | 2.7459 | 3.1024 | 3.4734 | 3.8287 | 4.0886 | 4.3104 | 4.5821 | 4.8259 | 5.0667 | 5.1876 | 5.3203 | 5.5446 | 5.7863 | 5.996 | 5.9886 | 5.8441 | 5.8 | 5.7649 | 5.7435 | 5.7434 | 1.3901 | 1.4445 | 1.4252 | 1.4824 | 1.5874 | 1.8519 | 2.0239 | 2.2144 | 2.5964 | 3.094 | 3.5989 | 4.1109 | 4.5917 | 5.0286 | 5.4587 | 5.8421 | 6.3683 | 6.911 | 7.2743 | 7.588 | 7.8858 | 8.1425 | 8.5004 | 8.7655 | 8.1919 | 7.813 | 7.8591 | 7.893 | 7.8964 | 8.0029
PSS | PEN-Y-GROES T1 | 2.9101 | 3.7882 | 3.8652 | 3.9473 | 4.0302 | 4.1123 | 4.2285 | 4.3756 | 4.5209 | 4.7144 | 4.8605 | 5.0838 | 5.3061 | 5.5643 | 5.8347 | 6.1832 | 6.6316 | 7.0823 | 7.8225 | 8.334 | 8.8277 | 9.3059 | 9.7538 | 10.0994 | 10.3068 | 10.4049 | 10.4442 | 10.4516 | 10.3772 | 10.4026 | 2.9101 | 3.7423 | 3.8533 | 4.0288 | 4.2322 | 4.5036 | 4.7947 | 5.1905 | 5.5876 | 6.0711 | 6.5484 | 7.1171 | 7.7479 | 8.311 | 8.7481 | 9.0728 | 9.4418 | 9.6803 | 10.1683 | 10.3733 | 10.5015 | 10.7159 | 11.0299 | 11.2883 | 11.7686 | 11.6061 | 11.6733 | 11.7669 | 11.8831 | 12.0371 | 2.9101 | 3.7793 | 3.7993 | 3.8583 | 3.9325 | 4.0497 | 4.2247 | 4.4984 | 4.7902 | 5.1122 | 5.4385 | 5.7846 | 6.1763 | 6.5562 | 6.8767 | 7.1743 | 7.5203 | 7.7716 | 8.2201 | 8.2993 | 8.3548 | 8.4332 | 8.509 | 8.5057 | 8.4477 | 8.388 | 8.3266 | 8.2691 | 8.2091 | 8.2063 | 2.9101 | 3.7077 | 3.7293 | 3.8374 | 4.0311 | 4.3669 | 4.7311 | 5.2224 | 5.7596 | 6.5 | 7.2215 | 8.0048 | 8.8261 | 9.6191 | 10.2454 | 10.7558 | 11.2749 | 11.7051 | 12.1248 | 12.0915 | 12.0498 | 12.011 | 11.9425 | 11.7974 | 11.5045 | 11.189 | 10.8792 | 10.5763 | 10.1925 | 9.8826 | 2.9101 | 3.7747 | 3.7991 | 3.8866 | 4.0997 | 4.3823 | 4.7209 | 5.1138 | 5.4884 | 6.0069 | 6.4427 | 6.8389 | 7.2874 | 7.716 | 8.0688 | 8.4029 | 8.7743 | 9.0887 | 9.808 | 10.0523 | 10.2054 | 10.3987 | 10.6234 | 10.7908 | 10.9739 | 10.7862 | 10.8056 | 10.8497 | 10.8699 | 10.9357
PSS | PENMAENMAWR T1 | 2.7353 | 2.9257 | 2.9619 | 3.0163 | 3.098 | 3.1966 | 3.3229 | 3.4693 | 3.6283 | 3.8102 | 3.9825 | 4.1972 | 4.435 | 4.7124 | 5.0023 | 5.3931 | 5.887 | 6.4142 | 7.0147 | 7.6223 | 8.2076 | 8.8075 | 9.3539 | 9.7845 | 10.0522 | 10.1918 | 10.2505 | 10.2967 | 10.18 | 10.1761 | 2.7353 | 2.767 | 2.8464 | 2.9952 | 3.2491 | 3.5276 | 3.8671 | 4.2714 | 4.7 | 5.1756 | 5.6509 | 6.1745 | 6.7468 | 7.2651 | 7.6073 | 7.8713 | 8.1608 | 8.3452 | 8.6339 | 8.7408 | 8.8173 | 9.0476 | 9.2802 | 9.4692 | 9.2853 | 9.1285 | 9.1913 | 9.2806 | 9.3648 | 9.5276 | 2.7353 | 2.8476 | 2.9009 | 2.987 | 3.1169 | 3.2581 | 3.4693 | 3.774 | 4.1075 | 4.4819 | 4.8261 | 5.2377 | 5.6881 | 6.155 | 6.4941 | 6.8299 | 7.2123 | 7.5084 | 7.7062 | 7.777 | 7.8327 | 7.8599 | 7.9084 | 7.9075 | 7.8684 | 7.8487 | 7.8481 | 7.8628 | 7.8643 | 7.9438 | 2.7353 | 2.7139 | 2.757 | 2.8629 | 3.0919 | 3.4012 | 3.7716 | 4.2551 | 4.7988 | 5.5472 | 6.305 | 7.1273 | 8.0041 | 8.9219 | 9.6217 | 10.2786 | 10.8998 | 11.3675 | 11.6869 | 11.6719 | 11.6331 | 11.5661 | 11.4369 | 11.2077 | 10.8156 | 10.397 | 9.9667 | 9.5738 | 9.0717 | 8.6883 | 2.7353 | 2.8223 | 2.8425 | 2.9495 | 3.2469 | 3.5903 | 4.0108 | 4.4583 | 4.9434 | 5.5909 | 6.135 | 6.6279 | 7.143 | 7.6744 | 8.0655 | 8.4407 | 8.865 | 9.2454 | 9.5784 | 9.7746 | 9.9006 | 10.0835 | 10.2104 | 10.3009 | 9.8479 | 9.6445 | 9.6889 | 9.7523 | 9.773 | 9.8827
PSS | PENTRAETH T1 | 4.5279 | 4.7679 | 4.8095 | 4.8859 | 4.9642 | 5.033 | 5.1451 | 5.3277 | 5.4775 | 5.6773 | 5.8368 | 6.088 | 6.3585 | 6.6609 | 6.9972 | 7.4199 | 7.9064 | 8.4414 | 9.0263 | 9.6363 | 10.2273 | 10.7976 | 11.3219 | 11.7026 | 11.9733 | 12.1208 | 12.1494 | 12.1519 | 12.0198 | 12.0136 | 4.5279 | 4.5879 | 4.594 | 4.6821 | 4.8502 | 5.1261 | 5.4476 | 5.8699 | 6.3332 | 6.8987 | 7.5086 | 8.1926 | 8.9491 | 9.6213 | 10.1833 | 10.5797 | 11.0126 | 11.2515 | 11.4698 | 11.5333 | 11.5523 | 11.5966 | 11.7222 | 11.7987 | 11.8857 | 11.7176 | 11.6663 | 11.6289 | 11.5804 | 11.5891 | 4.5279 | 4.662 | 4.6617 | 4.714 | 4.7743 | 4.8809 | 5.0478 | 5.3169 | 5.6204 | 5.9609 | 6.2867 | 6.6987 | 7.1834 | 7.6728 | 8.1631 | 8.6406 | 9.0908 | 9.4536 | 9.7182 | 9.8635 | 9.9515 | 10.0043 | 10.0264 | 9.9527 | 9.8469 | 9.7585 | 9.6314 | 9.5335 | 9.4027 | 9.3462 | 4.5279 | 4.477 | 4.4548 | 4.5237 | 4.7163 | 5.0196 | 5.3488 | 5.815 | 6.3299 | 7.0672 | 7.832 | 8.6942 | 9.6218 | 10.501 | 11.2453 | 11.8818 | 12.3861 | 12.7172 | 12.8732 | 12.7073 | 12.5239 | 12.2558 | 11.9555 | 11.5749 | 11.1502 | 10.7227 | 10.2648 | 9.8619 | 9.325 | 8.8775 | 4.5279 | 4.645 | 4.6442 | 4.7212 | 4.9812 | 5.3022 | 5.7029 | 6.1492 | 6.6086 | 7.1922 | 7.6893 | 8.1661 | 8.7083 | 9.2223 | 9.6817 | 10.1253 | 10.5857 | 10.9845 | 11.3438 | 11.5738 | 11.7433 | 11.9364 | 12.1503 | 12.3333 | 12.4689 | 12.4172 | 12.4495 | 12.5089 | 12.5269 | 12.6165
PSS | PILKINGTONS HO T1 / SOMERFIELD DISTRIBUTION T1 / RAVENHEAD RETAIL PARK T1 | 12.9692 | 14.5882 | 14.568 | 14.613 | 14.6767 | 14.6547 | 14.6711 | 14.7943 | 14.8162 | 15.0834 | 15.2342 | 15.6539 | 16.0714 | 16.524 | 17.0952 | 17.6609 | 18.4017 | 19.1339 | 19.9355 | 20.7307 | 21.5113 | 22.2762 | 23.05 | 23.6137 | 23.9771 | 24.2703 | 24.4118 | 24.5448 | 24.5771 | 24.8626 | 12.9692 | 12.9642 | 12.6671 | 12.526 | 12.485 | 12.6282 | 12.7871 | 13.145 | 13.4793 | 14.0847 | 14.7876 | 15.7358 | 16.6603 | 17.4713 | 18.2823 | 18.7848 | 19.3859 | 19.6328 | 19.8287 | 19.8486 | 19.773 | 19.6418 | 19.5751 | 19.3963 | 19.1675 | 18.9474 | 18.7353 | 18.5077 | 18.231 | 18.0939 | 12.9692 | 13.6626 | 13.4364 | 13.3455 | 13.2777 | 13.296 | 13.3668 | 13.5874 | 13.7696 | 14.0571 | 14.3344 | 14.8452 | 15.4595 | 16.0939 | 16.8327 | 17.6011 | 18.401 | 19.0516 | 19.6116 | 19.9388 | 20.2188 | 20.3862 | 20.5043 | 20.4203 | 20.2461 | 20.1408 | 19.9384 | 19.7411 | 19.4959 | 19.4064 | 12.9692 | 12.337 | 11.9506 | 11.7135 | 11.6493 | 11.7567 | 11.8929 | 12.2978 | 12.672 | 13.3906 | 14.1929 | 15.1998 | 16.2755 | 17.1895 | 18.067 | 18.6266 | 19.1066 | 19.355 | 19.4109 | 19.1342 | 18.8143 | 18.4231 | 18.0282 | 17.513 | 16.9238 | 16.3514 | 15.7307 | 15.1208 | 14.3755 | 13.7004 | 12.9692 | 13.2932 | 13.0201 | 12.8906 | 12.9556 | 13.0996 | 13.3107 | 13.6315 | 13.8595 | 14.303 | 14.6778 | 15.195 | 15.7168 | 16.1968 | 16.7477 | 17.3011 | 17.89 | 18.3621 | 18.8228 | 19.1269 | 19.3963 | 19.6016 | 19.8428 | 19.9972 | 19.993 | 20.074 | 20.0924 | 20.122 | 20.0746 | 20.184
PSS | PILKINGTONS T1 / PILKINGTONS T2 | 3.0244 | 3.1601 | 3.1784 | 3.216 | 3.2383 | 3.266 | 3.2981 | 3.3624 | 3.3983 | 3.4781 | 3.5444 | 3.662 | 3.7635 | 3.8829 | 4.02 | 4.1824 | 4.3753 | 4.5636 | 4.783 | 4.9869 | 5.1702 | 5.3601 | 5.56 | 5.7059 | 5.8238 | 5.8918 | 5.9532 | 6.0261 | 6.0744 | 6.1895 | 3.0244 | 2.9742 | 2.9858 | 3.0396 | 3.1056 | 3.1729 | 3.2707 | 3.4312 | 3.5761 | 3.7509 | 3.9542 | 4.2152 | 4.5177 | 4.7866 | 5.0318 | 5.2158 | 5.4496 | 5.5928 | 5.8214 | 5.9612 | 6.0512 | 6.1584 | 6.3316 | 6.4482 | 6.7282 | 6.662 | 6.69 | 6.7417 | 6.8009 | 6.8912 | 3.0244 | 3.0521 | 3.0293 | 3.0431 | 3.0472 | 3.0719 | 3.1228 | 3.2256 | 3.3065 | 3.4093 | 3.5208 | 3.6616 | 3.8169 | 3.9657 | 4.136 | 4.2873 | 4.4802 | 4.6405 | 4.7916 | 4.8913 | 4.9621 | 5.0412 | 5.1186 | 5.1336 | 5.1168 | 5.1006 | 5.071 | 5.0435 | 4.9942 | 4.9943 | 3.0244 | 2.9085 | 2.8625 | 2.8655 | 2.909 | 3.008 | 3.1345 | 3.3351 | 3.5371 | 3.8118 | 4.0812 | 4.4087 | 4.7441 | 5.0501 | 5.298 | 5.4273 | 5.6392 | 5.8015 | 5.9445 | 5.9564 | 5.9627 | 6.003 | 6.066 | 6.0871 | 6.0374 | 5.9461 | 5.8791 | 5.7958 | 5.6911 | 5.6013 | 3.0244 | 3.0255 | 2.9953 | 3.0083 | 3.0647 | 3.1545 | 3.2722 | 3.4339 | 3.5702 | 3.764 | 3.9443 | 4.1267 | 4.3341 | 4.5321 | 4.7322 | 4.9167 | 5.1263 | 5.3079 | 5.5513 | 5.7314 | 5.8544 | 5.9784 | 6.1253 | 6.2099 | 6.3091 | 6.2236 | 6.2279 | 6.2468 | 6.2393 | 6.2682
PSS | POINT OF AYR COLLIERY T1 | 5.0374 | 5.0094 | 5.0698 | 5.1576 | 5.2325 | 5.3471 | 5.4735 | 5.6307 | 5.7514 | 5.9612 | 6.0967 | 6.2937 | 6.5019 | 6.7204 | 6.9449 | 7.2503 | 7.6449 | 8.0322 | 8.4802 | 8.9191 | 9.3442 | 9.7802 | 10.2353 | 10.5932 | 10.8413 | 11.0232 | 11.1715 | 11.3074 | 11.4109 | 11.6112 | 5.0374 | 4.8706 | 4.8845 | 4.9541 | 5.0254 | 5.1567 | 5.325 | 5.6034 | 5.8277 | 6.1347 | 6.4272 | 6.8512 | 7.3248 | 7.7665 | 8.1493 | 8.4988 | 8.8557 | 9.098 | 9.379 | 9.4989 | 9.6255 | 9.7488 | 9.9544 | 10.0604 | 10.0246 | 9.9541 | 10.0161 | 10.0756 | 10.1024 | 10.24 | 5.0374 | 4.9588 | 5.0005 | 5.1138 | 5.1777 | 5.2904 | 5.4449 | 5.6747 | 5.8502 | 6.0574 | 6.2586 | 6.5722 | 6.9127 | 7.2421 | 7.538 | 7.814 | 8.2234 | 8.5493 | 8.8593 | 9.0095 | 9.1401 | 9.2486 | 9.3645 | 9.4157 | 9.4 | 9.4134 | 9.4313 | 9.4645 | 9.4821 | 9.6015 | 5.0374 | 4.8155 | 4.7997 | 4.8581 | 4.9651 | 5.1563 | 5.3703 | 5.6789 | 5.9876 | 6.4417 | 6.866 | 7.4272 | 8.0213 | 8.6076 | 9.109 | 9.4944 | 9.9259 | 10.2529 | 10.486 | 10.4599 | 10.4206 | 10.3974 | 10.3909 | 10.3191 | 10.1097 | 9.8665 | 9.6542 | 9.4639 | 9.2097 | 9.0412 | 5.0374 | 4.9385 | 4.922 | 5.0009 | 5.1283 | 5.356 | 5.6233 | 5.9612 | 6.2608 | 6.7111 | 7.0947 | 7.5142 | 7.9355 | 8.3632 | 8.758 | 9.1477 | 9.5666 | 9.9358 | 10.2372 | 10.4151 | 10.5658 | 10.6613 | 10.8391 | 10.933 | 10.6008 | 10.3929 | 10.3863 | 10.391 | 10.3573 | 10.4232
PSS | PORTHMADOG T1 / PORTHMADOG T2 | 4.4924 | 4.829 | 4.8747 | 4.9576 | 5.0489 | 5.1964 | 5.3703 | 5.6123 | 5.8417 | 6.1391 | 6.3772 | 6.7022 | 7.0363 | 7.4441 | 7.867 | 8.448 | 9.1847 | 9.9745 | 10.8683 | 11.7547 | 12.6345 | 13.5215 | 14.3442 | 14.9944 | 15.418 | 15.6289 | 15.7539 | 15.8534 | 15.7256 | 15.77 | 4.4924 | 4.4796 | 4.5506 | 4.7059 | 4.9817 | 5.3167 | 5.7244 | 6.2467 | 6.7566 | 7.3846 | 8.0036 | 8.6759 | 9.4199 | 10.0855 | 10.5434 | 10.9059 | 11.286 | 11.527 | 11.8907 | 12.0227 | 12.0381 | 12.1709 | 12.4667 | 12.6632 | 12.4847 | 12.3058 | 12.3739 | 12.4937 | 12.5697 | 12.7704 | 4.4924 | 4.6687 | 4.7315 | 4.8651 | 5.0388 | 5.2454 | 5.5689 | 6.006 | 6.4927 | 6.9884 | 7.4667 | 8.0474 | 8.6966 | 9.3588 | 9.8526 | 10.3272 | 10.8946 | 11.3447 | 11.677 | 11.8017 | 11.8708 | 11.9308 | 11.9835 | 11.9933 | 11.9302 | 11.91 | 11.9087 | 11.9566 | 11.9647 | 12.1135 | 4.4924 | 4.4023 | 4.4307 | 4.5549 | 4.8429 | 5.247 | 5.7296 | 6.3815 | 7.1292 | 8.1501 | 9.194 | 10.3155 | 11.562 | 12.843 | 13.8123 | 14.7487 | 15.608 | 16.2737 | 16.7102 | 16.6752 | 16.6062 | 16.4888 | 16.2924 | 15.9536 | 15.3859 | 14.7566 | 14.1446 | 13.5757 | 12.8778 | 12.3304 | 4.4924 | 4.613 | 4.6042 | 4.7272 | 5.0761 | 5.5292 | 6.0835 | 6.6903 | 7.3258 | 8.1798 | 8.9091 | 9.5621 | 10.2414 | 10.9317 | 11.4756 | 11.9941 | 12.5752 | 13.1083 | 13.5661 | 13.8274 | 13.896 | 13.9866 | 14.1717 | 14.2898 | 13.6967 | 13.3955 | 13.4266 | 13.5023 | 13.4993 | 13.6338
PSS | PREES T1 | 4.7036 | 5.2826 | 5.2817 | 5.3071 | 5.3299 | 5.4098 | 5.4877 | 5.6355 | 5.7352 | 5.9197 | 6.0889 | 6.3266 | 6.5777 | 6.8547 | 7.1428 | 7.5454 | 8.0379 | 8.5468 | 9.1068 | 9.6637 | 10.189 | 10.7489 | 11.326 | 11.809 | 12.1756 | 12.4183 | 12.7063 | 12.9676 | 13.2041 | 13.5491 | 4.7036 | 4.5981 | 4.5752 | 4.6351 | 4.7415 | 4.8457 | 4.9961 | 5.2243 | 5.4211 | 5.7141 | 5.9996 | 6.4198 | 6.8313 | 7.2263 | 7.5218 | 7.7145 | 8.0017 | 8.1588 | 8.4723 | 8.6483 | 8.7502 | 8.9335 | 9.2268 | 9.4186 | 9.6342 | 9.5444 | 9.6426 | 9.7653 | 9.8798 | 10.0929 | 4.7036 | 4.9303 | 4.95 | 5.0093 | 5.0875 | 5.2123 | 5.3693 | 5.614 | 5.8372 | 6.0689 | 6.2953 | 6.6669 | 7.0688 | 7.4976 | 7.8838 | 8.2347 | 8.7965 | 9.2919 | 9.716 | 9.9971 | 10.209 | 10.4068 | 10.5888 | 10.7198 | 10.7416 | 10.8174 | 10.889 | 10.9943 | 11.1022 | 11.2913 | 4.7036 | 4.4098 | 4.3265 | 4.3105 | 4.3709 | 4.5124 | 4.7066 | 5.0582 | 5.4396 | 5.9427 | 6.4898 | 7.1484 | 7.8491 | 8.5241 | 9.0815 | 9.4453 | 9.9447 | 10.3687 | 10.7462 | 10.8553 | 10.9654 | 11.1646 | 11.3443 | 11.4361 | 11.2998 | 11.0059 | 10.8083 | 10.5943 | 10.3514 | 10.1327 | 4.7036 | 4.8064 | 4.7222 | 4.7494 | 4.8908 | 5.1489 | 5.4299 | 5.7791 | 6.1274 | 6.6364 | 7.0669 | 7.5353 | 7.9438 | 8.4062 | 8.7958 | 9.1408 | 9.5912 | 10.0272 | 10.437 | 10.7418 | 10.9483 | 11.1311 | 11.4049 | 11.5851 | 11.2451 | 10.9633 | 10.971 | 11.0176 | 11.0244 | 11.1157
PSS | PRIMROSE HALL T1 | 3.2347 | 3.1834 | 3.2158 | 3.2737 | 3.3118 | 3.3566 | 3.4038 | 3.4734 | 3.5154 | 3.6055 | 3.6509 | 3.7455 | 3.8443 | 3.9317 | 4.0592 | 4.1888 | 4.3829 | 4.5611 | 4.7636 | 4.9734 | 5.1967 | 5.4024 | 5.6342 | 5.7862 | 5.8984 | 5.9827 | 6.0201 | 6.0576 | 6.0336 | 6.0806 | 3.2347 | 3.1368 | 3.117 | 3.1311 | 3.1389 | 3.2063 | 3.2817 | 3.4147 | 3.5284 | 3.6958 | 3.8688 | 4.1313 | 4.4191 | 4.6837 | 4.9521 | 5.184 | 5.4238 | 5.5742 | 5.7098 | 5.7556 | 5.7879 | 5.7876 | 5.8149 | 5.8051 | 5.7268 | 5.7059 | 5.6829 | 5.669 | 5.6245 | 5.6391 | 3.2347 | 3.1667 | 3.1655 | 3.1889 | 3.2035 | 3.2333 | 3.2762 | 3.3652 | 3.4266 | 3.5054 | 3.582 | 3.7287 | 3.9052 | 4.0627 | 4.2601 | 4.4454 | 4.6517 | 4.824 | 4.958 | 5.0193 | 5.0677 | 5.1006 | 5.1202 | 5.1011 | 5.0575 | 5.0301 | 4.9759 | 4.9286 | 4.8757 | 4.8689 | 3.2347 | 3.0874 | 3.0575 | 3.0658 | 3.1072 | 3.1834 | 3.2639 | 3.4045 | 3.5281 | 3.738 | 3.955 | 4.2581 | 4.6015 | 4.9349 | 5.2698 | 5.516 | 5.7453 | 5.8908 | 5.9685 | 5.8952 | 5.8225 | 5.6995 | 5.597 | 5.4551 | 5.2899 | 5.1582 | 5.0036 | 4.8647 | 4.6839 | 4.5518 | 3.2347 | 3.1581 | 3.1469 | 3.169 | 3.2219 | 3.3098 | 3.4183 | 3.562 | 3.6795 | 3.8501 | 3.992 | 4.1901 | 4.4066 | 4.6093 | 4.8308 | 5.0481 | 5.2809 | 5.4759 | 5.6411 | 5.7277 | 5.7953 | 5.8462 | 5.9066 | 5.9454 | 5.8785 | 5.8757 | 5.8703 | 5.8809 | 5.8643 | 5.9061
PSS | PWLLHELI T1 | 3.5122 | 3.8081 | 3.8292 | 3.8801 | 3.9246 | 3.967 | 4.0305 | 4.142 | 4.2348 | 4.3749 | 4.4837 | 4.6522 | 4.8408 | 5.0593 | 5.303 | 5.6198 | 6.0233 | 6.4362 | 6.9241 | 7.4087 | 7.9013 | 8.3533 | 8.78 | 9.0781 | 9.2501 | 9.3434 | 9.3134 | 9.2456 | 9.0533 | 8.9636 | 3.5122 | 3.5547 | 3.5636 | 3.6286 | 3.7632 | 3.9785 | 4.2496 | 4.6195 | 4.97 | 5.4109 | 5.8501 | 6.3372 | 6.9054 | 7.3926 | 7.7461 | 8.0099 | 8.298 | 8.4737 | 8.6782 | 8.7327 | 8.7354 | 8.8801 | 9.0997 | 9.3179 | 9.5775 | 9.2875 | 9.2428 | 9.2431 | 9.2455 | 9.2906 | 3.5122 | 3.6746 | 3.6554 | 3.6729 | 3.7155 | 3.7948 | 3.923 | 4.1384 | 4.3878 | 4.6364 | 4.892 | 5.2004 | 5.5443 | 5.9047 | 6.2112 | 6.4929 | 6.7598 | 6.9482 | 7.0603 | 7.0875 | 7.0781 | 7.0656 | 7.0536 | 6.9857 | 6.9048 | 6.8327 | 6.7371 | 6.6641 | 6.5678 | 6.5438 | 3.5122 | 3.4491 | 3.4068 | 3.4468 | 3.5802 | 3.8017 | 4.0658 | 4.4328 | 4.8351 | 5.4221 | 6.0345 | 6.6966 | 7.4294 | 8.172 | 8.7624 | 9.3474 | 9.8159 | 10.1212 | 10.2755 | 10.1478 | 9.9955 | 9.7634 | 9.4875 | 9.1512 | 8.7285 | 8.3267 | 7.8973 | 7.4978 | 7.001 | 6.6056 | 3.5122 | 3.6135 | 3.5972 | 3.6419 | 3.8339 | 4.0796 | 4.4025 | 4.7664 | 5.1341 | 5.6244 | 6.0531 | 6.4437 | 6.9175 | 7.3597 | 7.7162 | 8.0426 | 8.3996 | 8.6995 | 8.9584 | 9.0975 | 9.1528 | 9.2934 | 9.4415 | 9.5862 | 9.8248 | 9.622 | 9.6031 | 9.6196 | 9.6058 | 9.6524
PSS | RADWAY GREEN T1 | 5.9426 | 6.0225 | 6.0886 | 6.1896 | 6.2787 | 6.3602 | 6.4681 | 6.6267 | 6.7636 | 6.9721 | 7.1295 | 7.3996 | 7.6813 | 7.9867 | 8.3321 | 8.7304 | 9.2078 | 9.6943 | 10.2178 | 10.754 | 11.2513 | 11.7406 | 12.2132 | 12.5617 | 12.8166 | 12.9794 | 13.0816 | 13.1476 | 13.1692 | 13.3049 | 5.9426 | 5.8318 | 5.8633 | 5.9807 | 6.1503 | 6.4701 | 6.8405 | 7.3837 | 7.8976 | 8.5328 | 9.2206 | 10.0511 | 11.0201 | 11.8755 | 12.6338 | 13.1566 | 13.8093 | 14.1997 | 14.6375 | 14.8229 | 14.9276 | 15.1457 | 15.4363 | 15.6936 | 15.9897 | 15.6445 | 15.5986 | 15.5719 | 15.5475 | 15.5881 | 5.9426 | 5.9366 | 5.9371 | 6.0008 | 6.0428 | 6.1408 | 6.27 | 6.5114 | 6.7708 | 7.0281 | 7.2975 | 7.7176 | 8.1769 | 8.6552 | 9.2047 | 9.6989 | 10.2425 | 10.6916 | 11.0755 | 11.3007 | 11.5053 | 11.6611 | 11.7709 | 11.7631 | 11.7053 | 11.6225 | 11.5115 | 11.4041 | 11.2831 | 11.2155 | 5.9426 | 5.6796 | 5.6375 | 5.7301 | 5.8948 | 6.1975 | 6.523 | 6.9886 | 7.4643 | 8.1242 | 8.8001 | 9.6132 | 10.4812 | 11.2239 | 11.9054 | 12.4101 | 12.8136 | 13.0678 | 13.1981 | 13.0323 | 12.8587 | 12.6511 | 12.464 | 12.213 | 11.8856 | 11.5929 | 11.2723 | 10.9533 | 10.5373 | 10.1961 | 5.9426 | 5.8793 | 5.891 | 5.992 | 6.2401 | 6.588 | 7.0044 | 7.5136 | 8.0098 | 8.636 | 9.2144 | 9.8283 | 10.5581 | 11.2462 | 11.9067 | 12.4919 | 13.1741 | 13.7724 | 14.3593 | 14.7443 | 15.0398 | 15.3992 | 15.7443 | 16.043 | 16.3681 | 16.1803 | 16.2161 | 16.2638 | 16.2717 | 16.3448
PSS | RAVEN SQUARE T1 | 6.092 | 6.2615 | 6.3253 | 6.4195 | 6.4896 | 6.5746 | 6.667 | 6.8169 | 6.9181 | 7.1114 | 7.247 | 7.4703 | 7.7118 | 7.9825 | 8.3037 | 8.6878 | 9.2001 | 9.7401 | 10.3444 | 10.9637 | 11.5833 | 12.2144 | 12.8338 | 13.2859 | 13.5939 | 13.7938 | 13.8656 | 13.9145 | 13.7952 | 13.8178 | 6.092 | 5.9508 | 5.9406 | 6.0098 | 6.1339 | 6.3525 | 6.6315 | 7.0537 | 7.4277 | 7.9462 | 8.4295 | 9.0577 | 9.7809 | 10.4434 | 11.0205 | 11.4611 | 11.9828 | 12.3135 | 12.6864 | 12.8165 | 12.9017 | 13.1157 | 13.4345 | 13.5812 | 13.1498 | 12.951 | 12.9445 | 12.9773 | 12.969 | 13.0691 | 6.092 | 6.1113 | 6.1324 | 6.2046 | 6.2832 | 6.3739 | 6.5339 | 6.7872 | 7.0384 | 7.3037 | 7.571 | 7.9975 | 8.4732 | 8.9615 | 9.4209 | 9.8414 | 10.3716 | 10.7678 | 11.0848 | 11.2036 | 11.288 | 11.3395 | 11.4201 | 11.4015 | 11.3197 | 11.2801 | 11.2334 | 11.2035 | 11.1372 | 11.1795 | 6.092 | 5.779 | 5.7215 | 5.7541 | 5.8672 | 6.0822 | 6.338 | 6.7218 | 7.1329 | 7.7694 | 8.4287 | 9.2673 | 10.2083 | 11.1839 | 12.0317 | 12.8168 | 13.4966 | 13.9845 | 14.2554 | 14.1731 | 14.0207 | 13.8136 | 13.5611 | 13.2003 | 12.7186 | 12.2665 | 11.8065 | 11.3716 | 10.7896 | 10.3444 | 6.092 | 6.0396 | 6.0235 | 6.1046 | 6.3315 | 6.6308 | 7.0196 | 7.479 | 7.9233 | 8.5539 | 9.0933 | 9.6765 | 10.3342 | 10.9849 | 11.5784 | 12.0989 | 12.7446 | 13.2751 | 13.7231 | 13.9537 | 14.1027 | 14.3119 | 14.5736 | 14.6642 | 14.1328 | 13.9571 | 13.9808 | 14.0374 | 14.0279 | 14.142
PSS | REFORM ST T1 | 4.9922 | 5.315 | 5.4159 | 5.5398 | 5.6979 | 5.7505 | 5.8311 | 5.9626 | 6.0461 | 6.1993 | 6.3163 | 6.5343 | 6.7271 | 6.961 | 7.2006 | 7.4082 | 7.7216 | 8.047 | 8.4396 | 8.806 | 9.1563 | 9.5029 | 9.8391 | 10.0831 | 10.2061 | 10.256 | 10.2606 | 10.2794 | 10.2083 | 10.2841 | 4.9922 | 4.8359 | 4.8083 | 4.8535 | 4.9898 | 5.0798 | 5.2364 | 5.4603 | 5.6978 | 6.0408 | 6.3549 | 6.724 | 7.0641 | 7.3719 | 7.634 | 7.6543 | 7.8547 | 7.9939 | 8.12 | 8.1868 | 8.3127 | 8.4007 | 8.5088 | 8.5462 | 8.4815 | 8.3377 | 8.3426 | 8.3267 | 8.27 | 8.2963 | 4.9922 | 5.0515 | 5.0692 | 5.1471 | 5.2663 | 5.3669 | 5.519 | 5.7446 | 5.9745 | 6.2886 | 6.5569 | 6.8614 | 7.1784 | 7.4766 | 7.7005 | 7.8553 | 8.0882 | 8.2438 | 8.415 | 8.4871 | 8.574 | 8.6186 | 8.6591 | 8.6472 | 8.6057 | 8.6051 | 8.6066 | 8.6272 | 8.6157 | 8.6857 | 4.9922 | 4.6913 | 4.5643 | 4.5291 | 4.6117 | 4.7299 | 4.8911 | 5.1253 | 5.387 | 5.8119 | 6.2054 | 6.5765 | 6.9152 | 7.2549 | 7.4477 | 7.6213 | 7.7901 | 7.8732 | 7.9091 | 7.7512 | 7.6153 | 7.4419 | 7.2609 | 7.033 | 6.7327 | 6.42 | 6.122 | 5.8479 | 5.5196 | 5.2684 | 4.9922 | 4.9426 | 4.9066 | 4.9567 | 5.1164 | 5.2472 | 5.4291 | 5.6489 | 5.8591 | 6.2156 | 6.4836 | 6.7534 | 6.9831 | 7.2141 | 7.4294 | 7.5172 | 7.7508 | 7.9555 | 8.1274 | 8.2391 | 8.3846 | 8.4836 | 8.6144 | 8.6796 | 8.5213 | 8.3831 | 8.3869 | 8.3831 | 8.3389 | 8.3746
PSS | RHM FOODS LTD T1 | 1.2011 | 1.4402 | 1.4557 | 1.4815 | 1.4975 | 1.5167 | 1.5234 | 1.5395 | 1.5366 | 1.5598 | 1.5611 | 1.5829 | 1.6006 | 1.6111 | 1.6309 | 1.6335 | 1.6616 | 1.6783 | 1.6892 | 1.7095 | 1.7283 | 1.7454 | 1.7657 | 1.7813 | 1.7941 | 1.7995 | 1.8093 | 1.8049 | 1.8144 | 1.8442 | 1.2011 | 1.4404 | 1.4217 | 1.4202 | 1.4038 | 1.3956 | 1.3942 | 1.4085 | 1.4112 | 1.4325 | 1.4369 | 1.4811 | 1.5431 | 1.5896 | 1.6645 | 1.7287 | 1.8034 | 1.8519 | 1.9062 | 1.916 | 1.9289 | 1.928 | 1.9375 | 1.9141 | 1.8903 | 1.8815 | 1.8747 | 1.8665 | 1.843 | 1.8469 | 1.2011 | 1.4391 | 1.4414 | 1.4475 | 1.4493 | 1.4489 | 1.4458 | 1.4614 | 1.4468 | 1.4484 | 1.443 | 1.4533 | 1.4753 | 1.4839 | 1.4955 | 1.5177 | 1.5493 | 1.5569 | 1.5845 | 1.5893 | 1.5996 | 1.6018 | 1.6153 | 1.6083 | 1.5951 | 1.5742 | 1.5594 | 1.5443 | 1.5127 | 1.5089 | 1.2011 | 1.4228 | 1.4072 | 1.3936 | 1.39 | 1.3931 | 1.3927 | 1.4013 | 1.3965 | 1.4034 | 1.4011 | 1.4298 | 1.4491 | 1.4715 | 1.5045 | 1.5111 | 1.5407 | 1.5467 | 1.5353 | 1.5047 | 1.4763 | 1.4342 | 1.4101 | 1.386 | 1.3611 | 1.351 | 1.3383 | 1.3295 | 1.3179 | 1.3192 | 1.2011 | 1.4408 | 1.4329 | 1.4356 | 1.4304 | 1.4276 | 1.428 | 1.4459 | 1.4422 | 1.4561 | 1.458 | 1.4868 | 1.5311 | 1.5605 | 1.6058 | 1.6516 | 1.7065 | 1.7367 | 1.7798 | 1.7894 | 1.8031 | 1.8064 | 1.8196 | 1.8078 | 1.7911 | 1.7793 | 1.7705 | 1.7599 | 1.7333 | 1.7347
PSS | RHOSLAN T1 | 3.2816 | 3.5091 | 3.5536 | 3.6195 | 3.7001 | 3.8722 | 4.0555 | 4.3024 | 4.5588 | 4.8485 | 5.1019 | 5.4095 | 5.7435 | 6.1398 | 6.555 | 7.155 | 7.8951 | 8.7277 | 9.657 | 10.6055 | 11.5496 | 12.5187 | 13.4509 | 14.229 | 14.7731 | 15.0868 | 15.3463 | 15.5502 | 15.5551 | 15.6859 | 3.2816 | 3.2239 | 3.3156 | 3.4808 | 3.7684 | 4.0759 | 4.4138 | 4.8438 | 5.29 | 5.824 | 6.3659 | 7.0119 | 7.6806 | 8.3005 | 8.7664 | 9.0869 | 9.4381 | 9.6508 | 9.9665 | 10.0992 | 10.1977 | 10.3654 | 10.7007 | 10.9384 | 11.0595 | 11.013 | 11.1525 | 11.3288 | 11.473 | 11.7506 | 3.2816 | 3.3905 | 3.4922 | 3.6573 | 3.8479 | 4.0875 | 4.4106 | 4.841 | 5.3573 | 5.798 | 6.2658 | 6.8887 | 7.5743 | 8.302 | 8.8942 | 9.4515 | 10.1779 | 10.78 | 11.242 | 11.4616 | 11.6192 | 11.7195 | 11.8228 | 11.8922 | 11.8634 | 11.9116 | 11.9702 | 12.0928 | 12.1935 | 12.423 | 3.2816 | 3.1935 | 3.263 | 3.4134 | 3.7109 | 4.1005 | 4.5653 | 5.1935 | 5.9301 | 6.897 | 7.9441 | 9.1426 | 10.4966 | 11.9271 | 13.075 | 14.1101 | 15.1351 | 15.947 | 16.5329 | 16.65 | 16.7065 | 16.7509 | 16.6883 | 16.5024 | 16.0102 | 15.4067 | 14.8325 | 14.3099 | 13.6614 | 13.1573 | 3.2816 | 3.368 | 3.375 | 3.5174 | 3.8801 | 4.3677 | 4.9122 | 5.5056 | 6.1814 | 7.0129 | 7.7487 | 8.4536 | 9.1113 | 9.8154 | 10.4296 | 10.9327 | 11.517 | 12.06 | 12.4677 | 12.7164 | 12.8948 | 13.0136 | 13.284 | 13.5009 | 13.0318 | 12.7227 | 12.758 | 12.8643 | 12.9085 | 13.0823
PSS | RHUDDLAN T1 | 4.1993 | 4.9559 | 4.9527 | 4.9792 | 5.0064 | 5.0681 | 5.1493 | 5.289 | 5.3975 | 5.5761 | 5.7375 | 5.9824 | 6.23 | 6.4934 | 6.7919 | 7.1641 | 7.6277 | 8.1114 | 8.6364 | 9.1528 | 9.639 | 10.1392 | 10.6355 | 11.0392 | 11.3261 | 11.5139 | 11.6838 | 11.8667 | 11.9844 | 12.2243 | 4.1993 | 4.3443 | 4.2793 | 4.2992 | 4.363 | 4.5589 | 4.7789 | 5.0956 | 5.4217 | 5.8257 | 6.274 | 6.809 | 7.3841 | 7.8928 | 8.3114 | 8.5848 | 8.9506 | 9.1565 | 9.3918 | 9.4711 | 9.4582 | 9.5521 | 9.7171 | 9.833 | 9.471 | 9.2216 | 9.2024 | 9.1674 | 9.1321 | 9.1697 | 4.1993 | 4.6347 | 4.6224 | 4.6697 | 4.7278 | 4.8279 | 4.9551 | 5.1523 | 5.353 | 5.5635 | 5.7817 | 6.1399 | 6.5416 | 6.9627 | 7.371 | 7.7681 | 8.2626 | 8.7151 | 9.0787 | 9.3122 | 9.5222 | 9.6615 | 9.7906 | 9.8447 | 9.8452 | 9.8654 | 9.8848 | 9.9393 | 9.9745 | 10.0839 | 4.1993 | 4.1401 | 4.0805 | 4.0594 | 4.1477 | 4.3038 | 4.4931 | 4.7986 | 5.1201 | 5.5821 | 6.0786 | 6.6728 | 7.2937 | 7.8464 | 8.3107 | 8.7007 | 9.0243 | 9.238 | 9.368 | 9.304 | 9.2199 | 9.1387 | 9.057 | 8.9079 | 8.6303 | 8.3067 | 8.0122 | 7.7241 | 7.3802 | 7.0734 | 4.1993 | 4.5129 | 4.4432 | 4.4889 | 4.6663 | 4.9686 | 5.3042 | 5.693 | 6.113 | 6.6792 | 7.2027 | 7.7349 | 8.2732 | 8.8213 | 9.3168 | 9.7663 | 10.3173 | 10.8498 | 11.2641 | 11.5517 | 11.7005 | 11.8611 | 12.0724 | 12.2263 | 11.725 | 11.4954 | 11.5236 | 11.5559 | 11.5457 | 11.6195
PSS | RHYD-Y-FOEL T1 | 2.588 | 3.0751 | 3.1329 | 3.202 | 3.2808 | 3.4394 | 3.5972 | 3.8204 | 4.0435 | 4.2667 | 4.4898 | 4.713 | 4.9361 | 5.1593 | 5.3824 | 5.6056 | 5.8287 | 6.0519 | 6.5781 | 7.0291 | 7.4239 | 7.8661 | 8.3016 | 8.6893 | 8.9633 | 9.118 | 9.3472 | 9.5784 | 9.7826 | 10.0686 | 2.588 | 3.0258 | 3.1097 | 3.2244 | 3.3892 | 3.5674 | 3.799 | 3.957 | 4.115 | 4.273 | 4.6808 | 5.0739 | 5.5057 | 5.8944 | 6.1571 | 6.3624 | 6.6425 | 6.8299 | 7.108 | 7.24 | 7.35 | 7.5262 | 7.7754 | 7.9507 | 7.9674 | 7.9011 | 8.0067 | 8.1094 | 8.1934 | 8.381 | 2.588 | 3.1012 | 3.2099 | 3.3747 | 3.528 | 3.6955 | 3.9085 | 4.0781 | 4.2476 | 4.4172 | 4.5868 | 4.9514 | 5.3253 | 5.6907 | 5.9669 | 6.2217 | 6.6283 | 7.003 | 7.3495 | 7.5534 | 7.7432 | 7.9021 | 8.0561 | 8.1629 | 8.2044 | 8.2708 | 8.3694 | 8.4932 | 8.6284 | 8.8261 | 2.588 | 3.0565 | 3.1347 | 3.2577 | 3.4433 | 3.6895 | 3.9778 | 4.1162 | 4.2545 | 4.8857 | 5.3431 | 5.8571 | 6.3762 | 6.8721 | 7.2356 | 7.4948 | 7.8334 | 8.1134 | 8.3576 | 8.4011 | 8.4406 | 8.5567 | 8.6839 | 8.7665 | 8.6612 | 8.4708 | 8.3477 | 8.2275 | 8.0896 | 7.9904 | 2.588 | 3.0964 | 3.1228 | 3.2468 | 3.4631 | 3.7693 | 4.1129 | 4.2798 | 4.4466 | 5.0985 | 5.5709 | 6.0341 | 6.4589 | 6.9028 | 7.2346 | 7.5383 | 7.9372 | 8.3404 | 8.6641 | 8.8877 | 9.0633 | 9.1999 | 9.4244 | 9.5672 | 9.147 | 8.8508 | 8.8638 | 8.8894 | 8.8823 | 8.9512
PSS | RHYDLYDAN T2 | 1.3997 | 1.4235 | 1.4351 | 1.4567 | 1.4835 | 1.5628 | 1.6263 | 1.7265 | 1.8251 | 1.9368 | 2.0347 | 2.1555 | 2.2823 | 2.4283 | 2.5785 | 2.7971 | 3.0721 | 3.3691 | 3.6863 | 4.0172 | 4.3326 | 4.6803 | 5.0192 | 5.3127 | 5.5293 | 5.6665 | 5.8134 | 5.9435 | 6.0341 | 6.1728 | 1.3997 | 1.2506 | 1.2787 | 1.331 | 1.4097 | 1.5071 | 1.6094 | 1.7444 | 1.8793 | 2.0457 | 2.208 | 2.413 | 2.5948 | 2.7812 | 2.9174 | 3.0296 | 3.1642 | 3.2481 | 3.3665 | 3.4311 | 3.4963 | 3.5796 | 3.7221 | 3.8318 | 3.8928 | 3.8803 | 3.9462 | 4.0156 | 4.0755 | 4.1924 | 1.3997 | 1.3648 | 1.4023 | 1.4792 | 1.5524 | 1.6492 | 1.7619 | 1.9256 | 2.088 | 2.2332 | 2.3928 | 2.5994 | 2.8469 | 3.0992 | 3.3081 | 3.5001 | 3.7916 | 4.0545 | 4.2609 | 4.3854 | 4.4897 | 4.561 | 4.6298 | 4.6996 | 4.7123 | 4.7545 | 4.816 | 4.9075 | 4.9905 | 5.1219 | 1.3997 | 1.2481 | 1.2604 | 1.3106 | 1.4069 | 1.5252 | 1.67 | 1.8725 | 2.112 | 2.4174 | 2.7334 | 3.1098 | 3.5269 | 3.9601 | 4.299 | 4.5883 | 4.9079 | 5.1583 | 5.3658 | 5.4255 | 5.4811 | 5.5497 | 5.6034 | 5.6002 | 5.4868 | 5.306 | 5.1634 | 5.0213 | 4.8561 | 4.7302 | 1.3997 | 1.3354 | 1.329 | 1.3841 | 1.4989 | 1.6858 | 1.8768 | 2.0951 | 2.3322 | 2.6443 | 2.9155 | 3.1631 | 3.3637 | 3.6041 | 3.8181 | 4.0114 | 4.2566 | 4.4975 | 4.6714 | 4.8012 | 4.9128 | 4.9924 | 5.1288 | 5.2424 | 5.0325 | 4.8846 | 4.9009 | 4.9429 | 4.9537 | 5.0177
PSS | RINGWAY T1 | 2.731 | 2.9042 | 2.9216 | 2.9605 | 2.9747 | 3.0819 | 3.1853 | 3.3383 | 3.4956 | 3.7025 | 3.8595 | 4.0732 | 4.3095 | 4.5791 | 4.8691 | 5.2655 | 5.7768 | 6.3284 | 6.9542 | 7.5877 | 8.2128 | 8.8891 | 9.554 | 10.1073 | 10.5017 | 10.7738 | 11.0248 | 11.2178 | 11.3065 | 11.4759 | 2.731 | 2.4981 | 2.4493 | 2.4683 | 2.5436 | 2.71 | 2.8899 | 3.1541 | 3.4314 | 3.7788 | 4.151 | 4.5953 | 5.0621 | 5.4599 | 5.7994 | 6.0672 | 6.3586 | 6.531 | 6.6577 | 6.6858 | 6.7224 | 6.8064 | 6.9763 | 7.0994 | 6.9143 | 6.8398 | 6.8969 | 6.9447 | 6.9654 | 7.0724 | 2.731 | 2.7027 | 2.738 | 2.8167 | 2.9101 | 3.0588 | 3.2409 | 3.4849 | 3.7712 | 4.0041 | 4.2566 | 4.6514 | 5.141 | 5.6499 | 6.0971 | 6.5485 | 7.1312 | 7.6468 | 8.045 | 8.256 | 8.4306 | 8.5331 | 8.6343 | 8.7047 | 8.6971 | 8.7511 | 8.8301 | 8.9333 | 9.0379 | 9.2234 | 2.731 | 2.4211 | 2.3657 | 2.3997 | 2.508 | 2.6824 | 2.8803 | 3.169 | 3.5365 | 4.035 | 4.6047 | 5.3106 | 6.151 | 6.9975 | 7.7386 | 8.4456 | 9.0483 | 9.5079 | 9.7982 | 9.8352 | 9.8252 | 9.7957 | 9.6985 | 9.5158 | 9.1849 | 8.797 | 8.4263 | 8.0933 | 7.664 | 7.3284 | 2.731 | 2.6368 | 2.5887 | 2.6496 | 2.8341 | 3.1463 | 3.4776 | 3.8648 | 4.3119 | 4.8593 | 5.3655 | 5.8821 | 6.3812 | 6.863 | 7.3116 | 7.741 | 8.2567 | 8.7499 | 9.0357 | 9.2147 | 9.3669 | 9.4894 | 9.705 | 9.901 | 9.4705 | 9.2495 | 9.2962 | 9.3569 | 9.3887 | 9.5068
PSS | RIVALS T1 | 1.467 | 1.9333 | 1.9892 | 2.0506 | 2.1149 | 2.2306 | 2.3442 | 2.493 | 2.6319 | 2.7928 | 2.9385 | 3.1134 | 3.29 | 3.4862 | 3.6808 | 3.9292 | 4.2575 | 4.5955 | 4.9651 | 5.3254 | 5.6543 | 5.9948 | 6.3439 | 6.6437 | 6.8456 | 6.9652 | 7.127 | 7.2869 | 7.4303 | 7.6313 | 1.467 | 1.8266 | 1.904 | 1.9994 | 2.1175 | 2.254 | 2.4304 | 2.6597 | 2.8803 | 3.1433 | 3.3761 | 3.6821 | 3.9745 | 4.2545 | 4.4221 | 4.5493 | 4.7147 | 4.8286 | 5.0117 | 5.1036 | 5.1822 | 5.3185 | 5.5066 | 5.6531 | 5.6646 | 5.6082 | 5.6855 | 5.7625 | 5.8266 | 5.964 | 1.467 | 1.9184 | 1.9917 | 2.1242 | 2.252 | 2.3932 | 2.5623 | 2.7614 | 2.9889 | 3.2068 | 3.4181 | 3.7112 | 3.9984 | 4.2933 | 4.5031 | 4.6821 | 4.992 | 5.2451 | 5.503 | 5.6514 | 5.7907 | 5.8988 | 6.0154 | 6.1003 | 6.1264 | 6.1847 | 6.2676 | 6.3737 | 6.4806 | 6.6381 | 1.467 | 1.8453 | 1.8854 | 1.9671 | 2.1147 | 2.2974 | 2.5145 | 2.8288 | 3.1465 | 3.5368 | 3.9074 | 4.3215 | 4.7208 | 5.1012 | 5.3725 | 5.5595 | 5.8249 | 6.0461 | 6.2242 | 6.2602 | 6.295 | 6.3736 | 6.4685 | 6.5093 | 6.4096 | 6.2384 | 6.1162 | 6.0105 | 5.8731 | 5.7732 | 1.467 | 1.8984 | 1.9207 | 2.0233 | 2.1937 | 2.4357 | 2.701 | 2.9904 | 3.3088 | 3.741 | 4.0997 | 4.4582 | 4.7554 | 5.0881 | 5.3156 | 5.519 | 5.8004 | 6.079 | 6.3091 | 6.4695 | 6.5975 | 6.7025 | 6.8727 | 6.9896 | 6.666 | 6.4411 | 6.4525 | 6.4748 | 6.4696 | 6.5224
PSS | ROLLS ROYCE T1 / ROLLS ROYCE T2 / ROLLS ROYCE T3 | 12.7281 | 5.885 | 5.86 | 5.9097 | 5.9297 | 5.8554 | 5.8062 | 6.4889 | 7.1717 | 7.8545 | 8.5373 | 9.22 | 9.9028 | 10.5856 | 11.2683 | 11.9511 | 12.6339 | 13.3167 | 13.9994 | 14.6822 | 15.365 | 16.0478 | 16.7305 | 17.4133 | 18.0961 | 18.7789 | 19.4616 | 20.1444 | 20.8272 | 25.6066 | 12.7281 | 4.3772 | 4.0405 | 3.8604 | 3.701 | 3.6599 | 3.6336 | 4.0529 | 4.4722 | 4.8915 | 5.3109 | 5.7302 | 6.1495 | 6.5688 | 6.9881 | 7.4074 | 7.8267 | 8.246 | 8.6653 | 9.0846 | 9.5039 | 9.9232 | 10.3425 | 10.7618 | 11.1811 | 11.6004 | 12.0197 | 12.439 | 12.8583 | 15.7934 | 12.7281 | 4.9858 | 4.7859 | 4.6831 | 4.6279 | 4.5791 | 4.5599 | 5.1098 | 5.6597 | 6.2096 | 6.7595 | 7.3093 | 7.8592 | 8.4091 | 8.959 | 9.5089 | 10.0588 | 10.6087 | 11.1586 | 11.7085 | 12.2583 | 12.8082 | 13.3581 | 13.908 | 14.4579 | 15.0078 | 15.5577 | 16.1076 | 16.6575 | 20.5067 | 12.7281 | 3.6088 | 3.1659 | 2.8321 | 2.6079 | 2.488 | 2.4063 | 2.7439 | 3.0814 | 3.419 | 3.7566 | 4.0941 | 4.4317 | 4.7692 | 5.1068 | 5.4444 | 5.7819 | 6.1195 | 6.457 | 6.7946 | 7.1322 | 7.4697 | 7.8073 | 8.1448 | 8.4824 | 8.82 | 9.1575 | 9.4951 | 9.8326 | 12.1956 | 12.7281 | 4.6981 | 4.4126 | 4.3006 | 4.2937 | 4.344 | 4.4144 | 4.9356 | 5.4567 | 5.9779 | 6.4991 | 7.0202 | 7.5414 | 8.0626 | 8.5838 | 9.1049 | 9.6261 | 10.1473 | 10.6684 | 11.1896 | 11.7108 | 12.2319 | 12.7531 | 13.2743 | 13.7954 | 14.3166 | 14.8378 | 15.359 | 15.8801 | 19.5283
PSS | ROSSETT T1 | 3.4718 | 4.1088 | 4.4565 | 4.7958 | 5.224 | 5.3785 | 5.571 | 5.8276 | 6.0536 | 6.3501 | 6.602 | 6.9681 | 7.3373 | 7.7371 | 8.1226 | 8.4342 | 8.8992 | 9.3824 | 9.9341 | 10.4958 | 11.1159 | 11.7494 | 12.4231 | 13.0559 | 13.5345 | 13.8908 | 14.3167 | 14.7472 | 15.2004 | 15.738 | 3.4718 | 3.9448 | 4.6525 | 5.4381 | 6.3464 | 6.745 | 7.2757 | 8.0573 | 8.9564 | 10.0601 | 10.9218 | 12.1155 | 13.4023 | 14.7977 | 16.2389 | 16.2088 | 17.5847 | 18.8158 | 20.1306 | 21.2271 | 22.3755 | 23.5612 | 24.6919 | 25.5953 | 26.3078 | 26.1241 | 26.6597 | 27.1359 | 27.5382 | 28.0323 | 3.4718 | 4.5017 | 5.4948 | 6.6172 | 7.801 | 8.1364 | 8.7131 | 9.495 | 10.4918 | 11.67 | 12.3764 | 13.6164 | 14.9891 | 16.5592 | 18.1525 | 17.947 | 19.784 | 21.4642 | 23.0282 | 24.3402 | 24.9677 | 25.9734 | 26.8327 | 27.4712 | 27.8213 | 28.229 | 28.7962 | 29.2846 | 29.6938 | 30.0697 | 3.4718 | 3.5593 | 3.8345 | 4.1896 | 4.6595 | 4.9551 | 5.3708 | 5.9959 | 6.6728 | 7.5261 | 8.2099 | 9.1791 | 10.2067 | 11.1854 | 12.047 | 12.0723 | 12.8876 | 13.6529 | 14.3796 | 14.8806 | 15.2822 | 15.8775 | 16.4199 | 16.874 | 17.0073 | 16.7478 | 16.8011 | 16.8434 | 16.8449 | 16.8215 | 3.4718 | 4.2755 | 5.0147 | 5.9355 | 7.0382 | 7.5954 | 8.3059 | 9.2324 | 10.3776 | 11.8655 | 12.9185 | 14.2705 | 15.5645 | 17.0982 | 18.7037 | 18.7042 | 20.3701 | 21.9991 | 23.4779 | 24.7879 | 25.7472 | 26.8451 | 27.9064 | 28.7082 | 28.5865 | 28.2766 | 28.705 | 29.0678 | 29.3051 | 29.5619
PSS | ROYAL INSURANCE (NEW QUAY) T1 / ROYAL INSURANCE (NEW QUAY) T2 | 0.43737 | 3.4762 | 3.5407 | 3.6255 | 3.6818 | 3.8834 | 4.0592 | 4.2601 | 4.4269 | 4.6679 | 4.8302 | 5.0395 | 5.2396 | 5.4261 | 5.5912 | 5.8383 | 6.1707 | 6.5002 | 6.8632 | 7.2095 | 7.5294 | 7.9216 | 8.3681 | 8.7988 | 9.1078 | 9.3345 | 9.7033 | 10.1042 | 10.494 | 10.9797 | 0.43737 | 3.5631 | 3.5369 | 3.5404 | 3.5315 | 3.5654 | 3.6428 | 3.7877 | 3.8969 | 4.0055 | 4.0919 | 4.3021 | 4.5039 | 4.7124 | 4.9577 | 5.2098 | 5.5301 | 5.791 | 6.0292 | 6.1513 | 6.3088 | 6.54 | 6.8192 | 7.0288 | 6.8059 | 6.7275 | 6.8395 | 6.9247 | 6.9543 | 7.1487 | 0.43737 | 3.4749 | 3.6262 | 3.8285 | 3.9888 | 4.1672 | 4.3521 | 4.5601 | 4.7146 | 4.8294 | 4.9532 | 5.2537 | 5.5603 | 5.8446 | 6.0789 | 6.2882 | 6.7613 | 7.194 | 7.635 | 7.9425 | 8.2194 | 8.429 | 8.6227 | 8.8256 | 8.9127 | 9.1069 | 9.3277 | 9.6003 | 9.8795 | 10.2597 | 0.43737 | 3.4362 | 3.4496 | 3.5239 | 3.6037 | 3.694 | 3.7857 | 3.9287 | 4.0281 | 4.1526 | 4.2462 | 4.4486 | 4.6633 | 4.8669 | 5.059 | 5.194 | 5.3934 | 5.5881 | 5.7503 | 5.8031 | 5.8652 | 6.0077 | 6.1865 | 6.3504 | 6.3439 | 6.2319 | 6.2196 | 6.2372 | 6.261 | 6.3379 | 0.43737 | 3.5161 | 3.5636 | 3.6672 | 3.7636 | 3.9902 | 4.2142 | 4.5032 | 4.8229 | 5.2473 | 5.6523 | 6.1318 | 6.4908 | 6.9132 | 7.3594 | 7.761 | 8.3211 | 8.8759 | 9.2016 | 9.451 | 9.6749 | 9.8675 | 10.1426 | 10.3374 | 9.6395 | 9.2097 | 9.1963 | 9.177 | 9.11 | 9.1797
PSS | RUABON T1 | 6.9887 | 6.8075 | 6.866 | 6.9865 | 7.0671 | 7.1384 | 7.2226 | 7.3709 | 7.4828 | 7.6721 | 7.8085 | 8.0535 | 8.3099 | 8.5792 | 8.9026 | 9.2443 | 9.6992 | 10.1316 | 10.622 | 11.1184 | 11.5699 | 12.0062 | 12.4666 | 12.7813 | 13.0037 | 13.1759 | 13.2521 | 13.3187 | 13.3311 | 13.4686 | 6.9887 | 6.5282 | 6.5997 | 6.7624 | 6.9284 | 7.2677 | 7.7 | 8.3433 | 8.9418 | 9.625 | 10.3083 | 11.1741 | 12.2858 | 13.2635 | 14.0936 | 14.7036 | 15.4942 | 16.0452 | 16.7096 | 17.0221 | 17.2257 | 17.7284 | 18.3256 | 18.9336 | 19.6285 | 18.962 | 18.9302 | 18.9624 | 19.0274 | 19.1455 | 6.9887 | 6.6933 | 6.6987 | 6.7757 | 6.8268 | 6.8891 | 7.0028 | 7.2268 | 7.4348 | 7.6663 | 7.9023 | 8.2736 | 8.7069 | 9.1349 | 9.6275 | 10.0362 | 10.5529 | 10.9761 | 11.3459 | 11.5647 | 11.7402 | 11.9279 | 12.089 | 12.1146 | 12.0822 | 12.0196 | 11.9472 | 11.8481 | 11.724 | 11.6755 | 6.9887 | 6.4342 | 6.3808 | 6.4376 | 6.5744 | 6.8426 | 7.16 | 7.626 | 8.0566 | 8.6668 | 9.2713 | 10.0535 | 10.8842 | 11.6237 | 12.2724 | 12.8245 | 13.2844 | 13.5889 | 13.744 | 13.5926 | 13.4285 | 13.2748 | 13.1237 | 12.9126 | 12.5961 | 12.3018 | 12.0084 | 11.714 | 11.3375 | 11.0204 | 6.9887 | 6.5889 | 6.6096 | 6.7456 | 6.9895 | 7.3465 | 7.8126 | 8.3883 | 8.9631 | 9.719 | 10.4279 | 11.174 | 12.1478 | 13.0525 | 13.8816 | 14.5856 | 15.4612 | 16.2377 | 16.9802 | 17.4639 | 17.7701 | 18.2539 | 18.6929 | 19.0852 | 19.7052 | 19.2308 | 19.2353 | 19.2481 | 19.2223 | 19.2552
PSS | SALTNEY GRID T1 | 2.6908 | 3.3867 | 3.4315 | 3.4959 | 3.5392 | 3.6306 | 3.7106 | 3.8142 | 3.8788 | 3.9939 | 4.0623 | 4.1734 | 4.2799 | 4.3775 | 4.5089 | 4.6046 | 4.7965 | 4.9649 | 5.1493 | 5.3392 | 5.4967 | 5.6795 | 5.9131 | 6.1005 | 6.2418 | 6.3495 | 6.5006 | 6.6646 | 6.8247 | 7.0495 | 2.6908 | 3.3372 | 3.3319 | 3.3501 | 3.3538 | 3.3735 | 3.4421 | 3.5706 | 3.649 | 3.7781 | 3.8866 | 4.0756 | 4.3163 | 4.5411 | 4.7583 | 4.9533 | 5.1893 | 5.3628 | 5.5618 | 5.6457 | 5.7263 | 5.8326 | 5.9566 | 6.037 | 5.9443 | 5.8903 | 5.9217 | 5.9523 | 5.9452 | 6.0314 | 2.6908 | 3.3898 | 3.4381 | 3.5163 | 3.5714 | 3.6378 | 3.6952 | 3.7993 | 3.8523 | 3.9113 | 3.9658 | 4.1036 | 4.2628 | 4.3917 | 4.5389 | 4.6612 | 4.9052 | 5.1283 | 5.3407 | 5.4705 | 5.593 | 5.6938 | 5.7991 | 5.8621 | 5.8793 | 5.9264 | 5.9698 | 6.0343 | 6.0886 | 6.209 | 2.6908 | 3.3319 | 3.3121 | 3.3369 | 3.3638 | 3.4167 | 3.4858 | 3.6034 | 3.6734 | 3.7951 | 3.8878 | 4.0547 | 4.243 | 4.4102 | 4.5702 | 4.6634 | 4.805 | 4.9183 | 4.9948 | 4.9833 | 4.9704 | 4.993 | 5.0513 | 5.0949 | 5.0525 | 4.9935 | 4.9702 | 4.9512 | 4.9204 | 4.93 | 2.6908 | 3.3796 | 3.3708 | 3.4191 | 3.4659 | 3.5674 | 3.6801 | 3.8458 | 3.9926 | 4.2192 | 4.419 | 4.6607 | 4.9066 | 5.155 | 5.3992 | 5.6127 | 5.9012 | 6.1722 | 6.3719 | 6.4967 | 6.6026 | 6.6872 | 6.8084 | 6.8711 | 6.5873 | 6.4131 | 6.3919 | 6.3782 | 6.3281 | 6.3564
PSS | SANDBACH T1 | 7.6043 | 8.125 | 8.4198 | 8.8899 | 9.4783 | 10.1783 | 11.0926 | 11.244 | 11.3954 | 11.5468 | 11.6982 | 11.8495 | 12.0009 | 12.1523 | 12.3037 | 12.4551 | 12.6065 | 12.7579 | 12.9093 | 13.0607 | 13.2121 | 13.8571 | 14.4596 | 14.898 | 15.1895 | 15.3867 | 15.4482 | 15.4793 | 15.4093 | 15.483 | 7.6043 | 7.6795 | 7.9292 | 8.4264 | 9.079 | 10.06 | 11.2564 | 11.4527 | 11.6491 | 11.8454 | 12.0417 | 12.238 | 12.4343 | 12.6306 | 13.9273 | 14.4856 | 15.126 | 15.5239 | 15.9735 | 16.1392 | 16.2084 | 16.4511 | 16.7859 | 17.0994 | 17.4627 | 17.0176 | 16.9513 | 16.9231 | 16.9039 | 16.9497 | 7.6043 | 7.8892 | 8.1195 | 8.525 | 9.0533 | 9.787 | 10.7492 | 10.803 | 10.8567 | 10.9104 | 10.9641 | 11.0178 | 11.0715 | 11.1252 | 11.179 | 11.2327 | 11.2864 | 12.128 | 12.4917 | 12.6765 | 12.8297 | 12.9388 | 13.0359 | 12.981 | 12.8824 | 12.7823 | 12.6618 | 12.5397 | 12.3684 | 12.307 | 7.6043 | 7.4978 | 7.6663 | 8.0782 | 8.7272 | 9.6933 | 10.8271 | 10.8463 | 10.8655 | 10.8847 | 10.9039 | 10.923 | 12.0404 | 12.9792 | 13.8131 | 14.518 | 15.0762 | 15.4426 | 15.6134 | 15.426 | 15.2047 | 14.9366 | 14.6475 | 14.2791 | 13.806 | 13.3603 | 12.895 | 12.4368 | 11.8614 | 11.3834 | 7.6043 | 7.7743 | 8.0046 | 8.4676 | 9.2191 | 10.2345 | 11.5102 | 11.7307 | 11.9513 | 12.1719 | 12.3924 | 12.613 | 12.8336 | 13.0541 | 13.2747 | 14.1413 | 14.8637 | 15.4919 | 16.0853 | 16.4508 | 16.7031 | 17.0465 | 17.3949 | 17.6916 | 18.0596 | 17.7917 | 17.8108 | 17.8503 | 17.8335 | 17.9066
PSS | SHAWBURY T1 | 5.6402 | 5.4112 | 5.4589 | 5.5438 | 5.6025 | 5.6831 | 5.7681 | 5.8969 | 6.1522 | 6.5012 | 6.8101 | 7.2012 | 7.5979 | 8.0078 | 8.4294 | 8.9686 | 9.6378 | 10.3331 | 11.0916 | 11.8596 | 12.5653 | 13.3644 | 14.2011 | 14.9555 | 15.5582 | 15.9628 | 16.4957 | 17.0364 | 17.5527 | 18.1933 | 5.6402 | 5.3538 | 5.4426 | 5.6181 | 5.8152 | 6.0329 | 6.2651 | 6.6274 | 7.021 | 7.4755 | 7.9434 | 8.6308 | 9.3612 | 10.0538 | 10.7225 | 11.1782 | 11.7798 | 12.1922 | 12.7746 | 13.1096 | 13.3921 | 13.7926 | 14.3388 | 14.7253 | 14.9351 | 14.8897 | 15.1421 | 15.3911 | 15.604 | 16.0301 | 5.6402 | 5.334 | 5.3333 | 5.3848 | 5.4218 | 5.5079 | 5.6247 | 5.8444 | 6.2146 | 6.5958 | 6.9879 | 7.5198 | 8.1495 | 8.7643 | 9.3555 | 9.9131 | 10.7416 | 11.4998 | 12.205 | 12.7238 | 13.1519 | 13.4485 | 13.7267 | 13.9581 | 14.0675 | 14.2646 | 14.4664 | 14.714 | 14.9625 | 15.3305 | 5.6402 | 5.1642 | 5.1449 | 5.22 | 5.3415 | 5.5721 | 5.8679 | 6.3021 | 6.8673 | 7.5598 | 8.2725 | 9.1737 | 10.1529 | 11.0974 | 11.924 | 12.4814 | 13.2024 | 13.8467 | 14.4096 | 14.6552 | 14.8927 | 15.2508 | 15.6279 | 15.9165 | 15.851 | 15.5999 | 15.4634 | 15.3293 | 15.1253 | 14.991 | 5.6402 | 5.3896 | 5.3612 | 5.4643 | 5.6468 | 5.9459 | 6.2477 | 6.6277 | 7.1589 | 7.8651 | 8.5472 | 9.3272 | 10.1077 | 10.9144 | 11.749 | 12.429 | 13.2814 | 14.1054 | 14.8401 | 15.4227 | 15.9012 | 16.3031 | 16.8406 | 17.2197 | 16.692 | 16.2825 | 16.3775 | 16.4853 | 16.512 | 16.7145
PSS | SMALLWOOD T1 | 6.0698 | 6.1292 | 6.2806 | 6.4784 | 6.6633 | 6.8793 | 7.1102 | 7.4107 | 7.6852 | 8.0335 | 8.3511 | 8.7739 | 9.203 | 9.6658 | 10.1397 | 10.6954 | 11.4651 | 12.2784 | 13.1776 | 14.0798 | 14.968 | 15.9361 | 16.9328 | 17.8392 | 18.5286 | 19.0071 | 19.5708 | 20.1392 | 20.6309 | 21.2696 | 6.0698 | 5.886 | 6.1376 | 6.4971 | 6.9301 | 7.2567 | 7.6718 | 8.2446 | 8.8321 | 9.4905 | 10.1155 | 11.0197 | 12.0193 | 13.021 | 13.9449 | 14.3506 | 15.1831 | 15.8437 | 16.7004 | 17.2562 | 17.7571 | 18.3905 | 19.1898 | 19.7926 | 20.1824 | 20.0539 | 20.4103 | 20.7572 | 21.0773 | 21.5992 | 6.0698 | 6.0112 | 6.3173 | 6.7125 | 7.1403 | 7.4327 | 7.8305 | 8.3609 | 8.9325 | 9.487 | 9.9898 | 10.7824 | 11.6835 | 12.6425 | 13.5405 | 14.0595 | 15.3152 | 16.4369 | 17.4614 | 18.1736 | 18.6536 | 19.178 | 19.6529 | 20.0238 | 20.1827 | 20.413 | 20.7074 | 21.0216 | 21.3321 | 21.7494 | 6.0698 | 5.5544 | 5.6526 | 5.8548 | 6.1526 | 6.5102 | 6.9865 | 7.6498 | 8.3872 | 9.2662 | 10.1699 | 11.3583 | 12.6717 | 13.9729 | 15.0827 | 15.7874 | 16.8077 | 17.7247 | 18.5104 | 18.8749 | 19.2011 | 19.6881 | 20.1493 | 20.496 | 20.3626 | 19.9714 | 19.7442 | 19.5297 | 19.2349 | 19.0181 | 6.0698 | 6.006 | 6.1453 | 6.4651 | 6.9529 | 7.5111 | 8.135 | 8.8952 | 9.7665 | 10.8686 | 11.8331 | 12.9132 | 13.9738 | 15.1468 | 16.2993 | 16.9442 | 18.107 | 19.2474 | 20.2402 | 21.0102 | 21.5727 | 22.1003 | 22.7783 | 23.2658 | 22.5917 | 22.0346 | 22.1685 | 22.3249 | 22.3973 | 22.6147
PSS | SNOWHILL T1 | 5.4653 | 5.4756 | 5.5427 | 5.6403 | 5.7411 | 5.9059 | 6.0785 | 6.2922 | 6.486 | 6.7498 | 6.9701 | 7.2746 | 7.5621 | 7.8923 | 8.2251 | 8.6396 | 9.1572 | 9.6705 | 10.2407 | 10.7852 | 11.2924 | 11.8192 | 12.3718 | 12.8119 | 13.1256 | 13.3249 | 13.568 | 13.808 | 14.0246 | 14.3677 | 5.4653 | 5.1471 | 5.1244 | 5.1688 | 5.2719 | 5.4649 | 5.691 | 6.0278 | 6.3493 | 6.7828 | 7.2485 | 7.8167 | 8.3722 | 8.8691 | 9.3574 | 9.6574 | 10.0645 | 10.3117 | 10.5264 | 10.6342 | 10.7309 | 10.8585 | 11.0053 | 11.0988 | 10.9325 | 10.8409 | 10.8667 | 10.8649 | 10.8224 | 10.9033 | 5.4653 | 5.3397 | 5.428 | 5.6071 | 5.7573 | 5.9271 | 6.1528 | 6.4437 | 6.7476 | 7.0467 | 7.3446 | 7.7982 | 8.2911 | 8.7746 | 9.2199 | 9.5967 | 10.153 | 10.6307 | 11.0956 | 11.4004 | 11.6422 | 11.8374 | 12.0003 | 12.0919 | 12.0896 | 12.1561 | 12.2284 | 12.325 | 12.4157 | 12.5976 | 5.4653 | 5.0441 | 5.0349 | 5.1 | 5.2461 | 5.4886 | 5.7518 | 6.1147 | 6.4927 | 7.0349 | 7.5409 | 8.1341 | 8.7067 | 9.2025 | 9.6117 | 9.8879 | 10.1565 | 10.3527 | 10.464 | 10.3878 | 10.2839 | 10.2252 | 10.1748 | 10.0964 | 9.869 | 9.5994 | 9.3619 | 9.1573 | 8.8918 | 8.6811 | 5.4653 | 5.2611 | 5.242 | 5.3534 | 5.57 | 5.8712 | 6.2146 | 6.6072 | 7.0119 | 7.5761 | 8.073 | 8.594 | 9.0309 | 9.4884 | 9.9551 | 10.3404 | 10.8532 | 11.3382 | 11.6951 | 11.9733 | 12.21 | 12.43 | 12.6937 | 12.8954 | 12.5131 | 12.3097 | 12.3446 | 12.3757 | 12.3569 | 12.4487
PSS | ST ASAPH BUSINESS PK T1 | 3.9515 | 4.3756 | 4.4552 | 4.5318 | 4.6985 | 4.8161 | 4.9735 | 5.1386 | 5.3186 | 5.5956 | 5.868 | 6.1527 | 6.5539 | 7.1239 | 7.7523 | 8.6407 | 9.7771 | 11.1289 | 12.6907 | 14.3144 | 16.0816 | 17.7855 | 19.2139 | 20.2944 | 20.919 | 21.1924 | 20.9843 | 20.5936 | 19.5185 | 18.5934 | 3.9515 | 4.503 | 4.7785 | 5.1408 | 5.8447 | 6.3365 | 7.0679 | 7.7658 | 8.5663 | 9.6443 | 10.6262 | 11.4071 | 12.1918 | 12.9628 | 13.4024 | 14.0051 | 13.9576 | 13.9469 | 13.9448 | 13.7839 | 13.6397 | 13.4703 | 13.5649 | 13.6757 | 13.7432 | 14.1223 | 14.2958 | 14.5982 | 14.8064 | 15.1307 | 3.9515 | 4.4097 | 4.5688 | 4.7547 | 5.1747 | 5.5041 | 6.0248 | 6.5828 | 7.2603 | 8.2067 | 9.2286 | 10.2573 | 11.4897 | 12.7557 | 13.7194 | 14.6577 | 15.4472 | 15.9349 | 16.0122 | 15.7581 | 15.3931 | 14.9897 | 14.6091 | 14.3145 | 14.0565 | 13.9155 | 13.7894 | 13.827 | 13.6488 | 13.6642 | 3.9515 | 4.486 | 4.7327 | 5.0143 | 5.6532 | 6.1964 | 7.0905 | 8.1335 | 9.476 | 11.4314 | 13.5826 | 15.9247 | 18.6335 | 21.7703 | 24.3615 | 27.2007 | 29.5603 | 31.3214 | 32.4919 | 32.6737 | 32.6039 | 32.082 | 31.1378 | 29.8345 | 28.3388 | 26.9386 | 25.2682 | 23.788 | 21.6202 | 19.8668 | 3.9515 | 4.4103 | 4.5583 | 4.7524 | 5.1777 | 5.489 | 5.9437 | 6.3987 | 6.9791 | 7.8816 | 8.6656 | 9.3108 | 10.0524 | 10.7729 | 11.3324 | 11.8893 | 12.3842 | 12.7365 | 12.9017 | 12.8938 | 12.9041 | 12.9223 | 13.1199 | 13.4151 | 13.684 | 14.1541 | 14.5541 | 15.1498 | 15.5686 | 12.2062
PSS | ST HELENS RD T1 | 4.1291 | 4.8709 | 4.9122 | 4.9842 | 5.0534 | 5.1053 | 5.1771 | 5.2778 | 5.3416 | 5.4781 | 5.5654 | 5.727 | 5.8909 | 6.054 | 6.2611 | 6.4992 | 6.818 | 7.1366 | 7.5049 | 7.8644 | 8.2123 | 8.5594 | 8.8928 | 9.1186 | 9.2637 | 9.3504 | 9.3648 | 9.3626 | 9.2751 | 9.3073 | 4.1291 | 4.7078 | 4.7404 | 4.8168 | 4.9284 | 5.0912 | 5.3036 | 5.6325 | 5.907 | 6.2551 | 6.613 | 7.0398 | 7.5697 | 8.0346 | 8.4116 | 8.7282 | 9.089 | 9.3233 | 9.6555 | 9.801 | 9.8802 | 10.0817 | 10.3646 | 10.6121 | 10.9889 | 10.7238 | 10.7141 | 10.7436 | 10.783 | 10.8841 | 4.1291 | 4.7916 | 4.7759 | 4.8202 | 4.8432 | 4.907 | 5.0096 | 5.1812 | 5.3399 | 5.5386 | 5.704 | 5.9473 | 6.2045 | 6.4393 | 6.6835 | 6.8954 | 7.1533 | 7.3229 | 7.4531 | 7.4914 | 7.5249 | 7.5572 | 7.5994 | 7.5701 | 7.5212 | 7.4581 | 7.3787 | 7.3246 | 7.2372 | 7.2263 | 4.1291 | 4.6344 | 4.5959 | 4.629 | 4.7271 | 4.9177 | 5.1288 | 5.4523 | 5.7663 | 6.239 | 6.6832 | 7.2247 | 7.7888 | 8.3611 | 8.8256 | 9.2305 | 9.6228 | 9.897 | 10.074 | 9.9833 | 9.8861 | 9.7697 | 9.6436 | 9.4672 | 9.1894 | 8.9262 | 8.6584 | 8.3994 | 8.0719 | 7.8252 | 4.1291 | 4.7492 | 4.7317 | 4.781 | 4.8973 | 5.0769 | 5.3163 | 5.6055 | 5.871 | 6.258 | 6.5937 | 6.9402 | 7.3666 | 7.7546 | 8.1122 | 8.437 | 8.822 | 9.1219 | 9.446 | 9.6277 | 9.7318 | 9.8917 | 10.0631 | 10.1872 | 10.4203 | 10.1772 | 10.1421 | 10.1369 | 10.0966 | 10.1256
PSS | STAPELEY T1 | 4.988 | 5.3799 | 5.5456 | 5.7472 | 5.9727 | 5.9791 | 6.0521 | 6.1469 | 6.2424 | 6.3981 | 6.5161 | 6.7595 | 7.016 | 7.2935 | 7.6167 | 7.8441 | 8.1895 | 8.5498 | 8.9398 | 9.3477 | 9.832 | 10.2461 | 10.6511 | 10.9772 | 11.2016 | 11.387 | 11.4659 | 11.5541 | 11.5733 | 11.712 | 4.988 | 5.0193 | 5.2295 | 5.5129 | 5.8793 | 6.1884 | 6.5699 | 7.1228 | 7.7377 | 8.4889 | 9.1766 | 10.0887 | 11.1404 | 12.1494 | 13.1069 | 13.3919 | 14.2301 | 14.8744 | 15.5302 | 15.987 | 16.358 | 16.8683 | 17.3971 | 17.8517 | 18.312 | 17.9263 | 17.9958 | 18.0773 | 18.1443 | 18.2223 | 4.988 | 5.2859 | 5.5178 | 5.8137 | 6.1584 | 6.2529 | 6.449 | 6.764 | 7.1549 | 7.6329 | 7.9603 | 8.5323 | 9.1883 | 9.908 | 10.7131 | 10.972 | 11.7982 | 12.5206 | 13.174 | 13.6745 | 13.9175 | 14.2859 | 14.5787 | 14.7125 | 14.7502 | 14.7877 | 14.8267 | 14.835 | 14.7909 | 14.7595 | 4.988 | 4.6661 | 4.6652 | 4.7431 | 4.9248 | 5.1256 | 5.3754 | 5.7606 | 6.1646 | 6.7269 | 7.2895 | 8.018 | 8.7854 | 9.4749 | 10.1324 | 10.4956 | 10.9281 | 11.2401 | 11.447 | 11.4446 | 11.3889 | 11.3328 | 11.2489 | 11.1047 | 10.862 | 10.5782 | 10.3414 | 10.0776 | 9.7387 | 9.4406 | 4.988 | 5.1454 | 5.3603 | 5.6586 | 6.1258 | 6.4372 | 6.8621 | 7.3906 | 7.9858 | 8.7548 | 9.3558 | 10.1086 | 10.9924 | 11.8922 | 12.7949 | 13.1451 | 14.0616 | 14.9028 | 15.7077 | 16.3418 | 16.7665 | 17.3482 | 17.8728 | 18.3105 | 18.7495 | 18.5979 | 18.7526 | 18.9012 | 18.9844 | 19.0816
PSS | TACO PLASTICS T1 / TACO PLASTICS T2 / UNITED PERIPHERALS T1 | 7.3689 | 11.0358 | 11.1526 | 11.2881 | 11.5847 | 11.7166 | 11.884 | 12.1225 | 12.1814 | 12.4145 | 12.4992 | 12.713 | 12.9085 | 13.0686 | 13.2868 | 13.4982 | 13.8352 | 14.1011 | 14.427 | 14.7348 | 15.012 | 15.3008 | 15.679 | 15.9179 | 16.0727 | 16.2338 | 16.3545 | 16.4826 | 16.5762 | 16.8609 | 7.3689 | 10.9394 | 10.9287 | 10.9267 | 11.043 | 11.0279 | 11.1372 | 11.4344 | 11.506 | 11.7386 | 11.8725 | 12.2149 | 12.6142 | 12.9522 | 13.389 | 13.7547 | 14.1822 | 14.41 | 14.6146 | 14.5807 | 14.453 | 14.2649 | 14.1637 | 13.9163 | 13.5367 | 13.3604 | 13.1894 | 13.011 | 12.752 | 12.8014 | 7.3689 | 11.0514 | 11.1538 | 11.3223 | 11.5988 | 11.7195 | 11.8995 | 12.2159 | 12.2635 | 12.4313 | 12.5522 | 12.833 | 13.1003 | 13.2775 | 13.5147 | 13.6737 | 13.9456 | 14.1121 | 14.3416 | 14.3691 | 14.4233 | 14.4167 | 14.4787 | 14.394 | 14.2419 | 14.1505 | 14.0284 | 13.9239 | 13.8271 | 13.8965 | 7.3689 | 10.9515 | 10.9187 | 10.9163 | 11.1022 | 11.1412 | 11.2655 | 11.5527 | 11.616 | 11.8813 | 12.0195 | 12.2862 | 12.5719 | 12.8031 | 13.0601 | 13.0763 | 13.1767 | 13.1771 | 13.0971 | 12.8202 | 12.4486 | 12.0813 | 11.82 | 11.5417 | 11.222 | 10.9577 | 10.7048 | 10.4977 | 10.2471 | 10.1866 | 7.3689 | 10.9986 | 11.0236 | 11.1062 | 11.3236 | 11.4131 | 11.595 | 11.9221 | 12.0129 | 12.2817 | 12.4608 | 12.7899 | 13.1059 | 13.3678 | 13.7303 | 14.0238 | 14.4077 | 14.6569 | 14.8788 | 14.8953 | 14.8736 | 14.7823 | 14.7897 | 14.6403 | 14.2295 | 13.9879 | 13.8122 | 13.6323 | 13.4133 | 13.4311
PSS | TARPORLEY T1 | 4.1837 | 4.2824 | 4.3093 | 4.3616 | 4.4259 | 4.5206 | 4.6335 | 4.7937 | 4.9506 | 5.1559 | 5.3391 | 5.6037 | 5.8665 | 6.1774 | 6.5249 | 6.9638 | 7.5198 | 8.0885 | 8.734 | 9.3776 | 10.0098 | 10.6588 | 11.2784 | 11.8127 | 12.2025 | 12.457 | 12.6759 | 12.8806 | 12.9795 | 13.1857 | 4.1837 | 3.9585 | 4.0197 | 4.1637 | 4.3582 | 4.6008 | 4.8672 | 5.2441 | 5.6137 | 6.0628 | 6.5569 | 7.1901 | 7.8543 | 8.4709 | 8.9999 | 9.3856 | 9.8425 | 10.1208 | 10.536 | 10.7043 | 10.8119 | 10.9834 | 11.2545 | 11.4338 | 11.5668 | 11.49 | 11.5811 | 11.6839 | 11.7919 | 11.9866 | 4.1837 | 4.1227 | 4.1502 | 4.2342 | 4.3198 | 4.4546 | 4.6463 | 4.9178 | 5.2534 | 5.5469 | 5.8547 | 6.2855 | 6.7965 | 7.3222 | 7.8272 | 8.3023 | 8.9159 | 9.4337 | 9.8623 | 10.1339 | 10.3256 | 10.4871 | 10.6241 | 10.7001 | 10.6859 | 10.6815 | 10.6871 | 10.7107 | 10.7349 | 10.8269 | 4.1837 | 3.8781 | 3.8772 | 3.9605 | 4.1431 | 4.419 | 4.7443 | 5.2391 | 5.7758 | 6.4816 | 7.2395 | 8.1553 | 9.1561 | 10.137 | 10.9582 | 11.5845 | 12.2685 | 12.8037 | 13.2066 | 13.3031 | 13.358 | 13.4487 | 13.4918 | 13.4405 | 13.1877 | 12.8438 | 12.5256 | 12.2126 | 11.8053 | 11.4929 | 4.1837 | 4.0738 | 4.0533 | 4.1368 | 4.3543 | 4.6817 | 5.0483 | 5.4749 | 5.9406 | 6.5167 | 7.0374 | 7.5796 | 8.1364 | 8.711 | 9.2509 | 9.7507 | 10.3238 | 10.839 | 11.358 | 11.6655 | 11.8817 | 12.0813 | 12.3394 | 12.524 | 12.2485 | 12.0867 | 12.1525 | 12.2404 | 12.2886 | 12.4167
PSS | TARVIN T1 | 6.3841 | 6.5751 | 6.5958 | 6.6483 | 6.7106 | 6.7775 | 6.89 | 7.0613 | 7.2239 | 7.474 | 7.6913 | 8.0474 | 8.4216 | 8.8221 | 9.2984 | 9.8507 | 10.5515 | 11.2717 | 12.0585 | 12.8792 | 13.6465 | 14.4044 | 15.1709 | 15.8032 | 16.2754 | 16.5997 | 16.8656 | 17.1107 | 17.2644 | 17.5486 | 6.3841 | 6.0394 | 6.1365 | 6.3661 | 6.6685 | 7.0368 | 7.416 | 7.9776 | 8.5441 | 9.2174 | 9.9862 | 10.9325 | 11.9909 | 12.9654 | 13.7963 | 14.3774 | 15.0754 | 15.4802 | 16.1935 | 16.5942 | 16.8247 | 17.1728 | 17.6758 | 18.1009 | 19.0576 | 18.8277 | 18.9379 | 19.0986 | 19.3189 | 19.5983 | 6.3841 | 6.2836 | 6.2545 | 6.2738 | 6.3268 | 6.4414 | 6.6374 | 6.9709 | 7.334 | 7.6926 | 8.0801 | 8.6184 | 9.2472 | 9.9139 | 10.6233 | 11.2991 | 12.1425 | 12.8436 | 13.4397 | 13.8183 | 14.1049 | 14.3639 | 14.5795 | 14.6599 | 14.6366 | 14.5657 | 14.4963 | 14.4297 | 14.3333 | 14.3193 | 6.3841 | 5.8641 | 5.8321 | 5.924 | 6.1338 | 6.5144 | 6.9788 | 7.6847 | 8.4633 | 9.4462 | 10.5137 | 11.8109 | 13.2158 | 14.5146 | 15.6449 | 16.3991 | 17.2658 | 17.9675 | 18.5219 | 18.6692 | 18.7902 | 18.9638 | 19.1107 | 19.1271 | 18.8698 | 18.4977 | 18.1427 | 17.765 | 17.2764 | 16.831 | 6.3841 | 6.1906 | 6.1447 | 6.2108 | 6.4707 | 6.8652 | 7.3119 | 7.865 | 8.4276 | 9.1301 | 9.7849 | 10.4703 | 11.2496 | 12.0196 | 12.7622 | 13.4549 | 14.2262 | 14.9057 | 15.7559 | 16.3758 | 16.811 | 17.262 | 17.7424 | 18.1321 | 18.5753 | 18.3539 | 18.4501 | 18.589 | 18.6756 | 18.8251
PSS | TRYWERYN T1 | 0.43217 | 1.5789 | 1.5889 | 1.6057 | 1.6396 | 1.6635 | 1.7024 | 1.7616 | 1.8057 | 1.8668 | 1.9222 | 1.9999 | 2.0822 | 2.1752 | 2.2614 | 2.3899 | 2.5448 | 2.7047 | 2.8896 | 3.0605 | 3.219 | 3.3681 | 3.5108 | 3.6028 | 3.6361 | 3.6471 | 3.6355 | 3.6245 | 3.5737 | 3.5717 | 0.43217 | 1.4932 | 1.5253 | 1.5684 | 1.6437 | 1.7136 | 1.8043 | 1.9161 | 2.0173 | 2.1453 | 2.2846 | 2.4183 | 2.5414 | 2.6528 | 2.7237 | 2.7302 | 2.7891 | 2.7918 | 2.8398 | 2.8581 | 2.8499 | 2.8756 | 2.9103 | 2.9237 | 3.0221 | 3.0011 | 3.0015 | 3.0123 | 3.0143 | 3.0502 | 0.43217 | 1.5203 | 1.5335 | 1.5479 | 1.5977 | 1.6484 | 1.7192 | 1.8145 | 1.9308 | 2.0772 | 2.203 | 2.3162 | 2.4408 | 2.5531 | 2.6305 | 2.6924 | 2.749 | 2.7934 | 2.8405 | 2.8361 | 2.8273 | 2.8296 | 2.8257 | 2.8032 | 2.7817 | 2.7556 | 2.7275 | 2.7038 | 2.6789 | 2.6832 | 0.43217 | 1.4311 | 1.446 | 1.4712 | 1.5511 | 1.6558 | 1.7713 | 1.9485 | 2.1402 | 2.4102 | 2.6541 | 2.8844 | 3.1057 | 3.3188 | 3.4595 | 3.5537 | 3.6845 | 3.7796 | 3.8411 | 3.8097 | 3.7802 | 3.7494 | 3.7059 | 3.6305 | 3.5171 | 3.3819 | 3.2449 | 3.1178 | 2.9663 | 2.8409 | 0.43217 | 1.5047 | 1.5088 | 1.5219 | 1.6049 | 1.6825 | 1.7888 | 1.8867 | 1.9855 | 2.1326 | 2.2445 | 2.3186 | 2.3888 | 2.456 | 2.5056 | 2.5305 | 2.5774 | 2.6103 | 2.6808 | 2.7144 | 2.7308 | 2.7609 | 2.7914 | 2.8012 | 2.8136 | 2.777 | 2.766 | 2.7628 | 2.7481 | 2.7669
PSS | TWYFORDS T1 | 3.2005 | 3.0739 | 3.0812 | 3.1088 | 3.1309 | 3.1479 | 3.1864 | 3.2447 | 3.2948 | 3.3827 | 3.4587 | 3.5918 | 3.7286 | 3.8753 | 4.0455 | 4.2221 | 4.448 | 4.6706 | 4.8913 | 5.1249 | 5.3369 | 5.5176 | 5.7177 | 5.8712 | 5.9814 | 6.0541 | 6.1132 | 6.1697 | 6.2358 | 6.3476 | 3.2005 | 2.8427 | 2.8429 | 2.8989 | 2.9973 | 3.1649 | 3.3686 | 3.655 | 3.9417 | 4.2686 | 4.6214 | 5.0573 | 5.566 | 6.0252 | 6.4049 | 6.6668 | 7.0094 | 7.2231 | 7.4858 | 7.6013 | 7.673 | 7.8555 | 8.0937 | 8.3383 | 8.6197 | 8.3169 | 8.2856 | 8.265 | 8.2819 | 8.3028 | 3.2005 | 2.9508 | 2.9167 | 2.9428 | 2.9499 | 2.9732 | 3.031 | 3.1174 | 3.1996 | 3.3059 | 3.4138 | 3.5802 | 3.7909 | 3.998 | 4.2374 | 4.4877 | 4.7352 | 4.9696 | 5.1693 | 5.3086 | 5.4262 | 5.5394 | 5.6318 | 5.6496 | 5.6378 | 5.6028 | 5.5672 | 5.514 | 5.4612 | 5.4293 | 3.2005 | 2.7441 | 2.716 | 2.721 | 2.7782 | 2.9128 | 3.0523 | 3.2713 | 3.4821 | 3.7653 | 4.0578 | 4.4132 | 4.7593 | 5.0428 | 5.3125 | 5.4942 | 5.6207 | 5.694 | 5.7267 | 5.6491 | 5.5789 | 5.5222 | 5.4905 | 5.4197 | 5.2999 | 5.1842 | 5.0735 | 4.9525 | 4.801 | 4.6518 | 3.2005 | 2.8852 | 2.8623 | 2.9104 | 3.0337 | 3.2077 | 3.4299 | 3.6856 | 3.9457 | 4.291 | 4.6207 | 4.9623 | 5.3882 | 5.7909 | 6.155 | 6.4918 | 6.8743 | 7.2346 | 7.5854 | 7.8298 | 8.0031 | 8.2449 | 8.4708 | 8.6757 | 8.9488 | 8.7589 | 8.775 | 8.783 | 8.7856 | 8.8003
PSS | TYWYN T1 | 3.6487 | 3.5995 | 3.7312 | 3.9297 | 4.1406 | 4.2377 | 4.3846 | 4.572 | 4.7729 | 5.0158 | 5.2098 | 5.4921 | 5.8283 | 6.2232 | 6.6481 | 7.0957 | 7.7277 | 8.43 | 9.244 | 10.0491 | 10.8676 | 11.6687 | 12.3944 | 12.9308 | 13.2853 | 13.434 | 13.4192 | 13.3624 | 13.0676 | 12.9063 | 3.6487 | 3.4083 | 3.5988 | 3.9043 | 4.3674 | 4.7229 | 5.2148 | 5.8045 | 6.4454 | 7.2287 | 7.9663 | 8.7391 | 9.61 | 10.38 | 10.9307 | 11.1856 | 11.6058 | 11.8769 | 12.3037 | 12.5256 | 12.7508 | 13.0328 | 13.4417 | 13.8134 | 14.4323 | 14.2521 | 14.3903 | 14.5716 | 14.7482 | 14.9869 | 3.6487 | 3.4568 | 3.5539 | 3.6903 | 3.9053 | 4.0488 | 4.3636 | 4.7964 | 5.3323 | 5.9207 | 6.5004 | 7.0998 | 7.7779 | 8.4698 | 9.0508 | 9.4742 | 9.9992 | 10.3743 | 10.6485 | 10.7413 | 10.7941 | 10.851 | 10.873 | 10.85 | 10.7661 | 10.6934 | 10.6383 | 10.6079 | 10.5256 | 10.5203 | 3.6487 | 3.3393 | 3.4707 | 3.7162 | 4.1466 | 4.5346 | 5.1043 | 5.8682 | 6.7799 | 7.9901 | 9.1719 | 10.4786 | 11.9026 | 13.3665 | 14.5189 | 15.3763 | 16.3953 | 17.1946 | 17.7665 | 17.8591 | 17.9272 | 17.8847 | 17.7101 | 17.3623 | 16.8303 | 16.236 | 15.6418 | 15.082 | 14.3312 | 13.7027 | 3.6487 | 3.4487 | 3.5407 | 3.7295 | 4.2044 | 4.5939 | 5.1676 | 5.758 | 6.3882 | 7.2341 | 7.9262 | 8.5029 | 9.1643 | 9.7974 | 10.3115 | 10.6568 | 11.1417 | 11.5521 | 12.0263 | 12.3154 | 12.5539 | 12.8135 | 13.0989 | 13.3799 | 13.7024 | 13.5402 | 13.6527 | 13.8101 | 13.9013 | 14.0704
PSS | VAUXHALL NORTH RD T1 | 1.8005 | 1.6457 | 1.6637 | 1.6917 | 1.7043 | 1.7246 | 1.7332 | 1.7537 | 1.7504 | 1.7755 | 1.7772 | 1.8007 | 1.8195 | 1.8307 | 1.852 | 1.8551 | 1.8858 | 1.8922 | 1.916 | 1.9375 | 1.9451 | 1.9637 | 1.9868 | 2.0044 | 2.0043 | 2.0249 | 2.0358 | 2.0325 | 2.0432 | 2.0751 | 1.8005 | 1.6573 | 1.6388 | 1.6277 | 1.6042 | 1.5828 | 1.5828 | 1.6011 | 1.6026 | 1.6138 | 1.6276 | 1.6845 | 1.7504 | 1.8115 | 1.8919 | 1.9746 | 2.0549 | 2.1177 | 2.1746 | 2.2069 | 2.2266 | 2.2291 | 2.232 | 2.2214 | 2.2092 | 2.2054 | 2.1911 | 2.1857 | 2.164 | 2.1682 | 1.8005 | 1.657 | 1.6511 | 1.6596 | 1.6477 | 1.6482 | 1.637 | 1.6455 | 1.6304 | 1.6324 | 1.6153 | 1.639 | 1.6511 | 1.658 | 1.6718 | 1.6936 | 1.7245 | 1.7447 | 1.7726 | 1.7763 | 1.7845 | 1.7971 | 1.8103 | 1.8005 | 1.7837 | 1.7711 | 1.7541 | 1.7352 | 1.7115 | 1.707 | 1.8005 | 1.632 | 1.6059 | 1.5919 | 1.582 | 1.5727 | 1.5721 | 1.5831 | 1.5667 | 1.5837 | 1.5795 | 1.5974 | 1.6279 | 1.661 | 1.6961 | 1.7101 | 1.7374 | 1.7412 | 1.7372 | 1.7004 | 1.6731 | 1.6334 | 1.6116 | 1.5806 | 1.5594 | 1.5531 | 1.5361 | 1.533 | 1.5163 | 1.5196 | 1.8005 | 1.6572 | 1.645 | 1.6437 | 1.626 | 1.6155 | 1.6099 | 1.6233 | 1.6166 | 1.6233 | 1.6219 | 1.6624 | 1.7015 | 1.7356 | 1.7827 | 1.8351 | 1.8907 | 1.9321 | 1.9747 | 1.9927 | 2.0068 | 2.0144 | 2.0224 | 2.0123 | 1.9977 | 1.9895 | 1.9738 | 1.9616 | 1.9389 | 1.9387
PSS | WAENFAWR T1 | 3.4153 | 3.6313 | 3.6546 | 3.7079 | 3.7597 | 3.8532 | 3.9602 | 4.1278 | 4.2944 | 4.496 | 4.6685 | 4.9123 | 5.1739 | 5.4902 | 5.8488 | 6.3191 | 6.9254 | 7.5924 | 8.355 | 9.1423 | 9.9335 | 10.7409 | 11.5014 | 12.1033 | 12.5463 | 12.8012 | 12.9632 | 13.0582 | 12.9705 | 12.9914 | 3.4153 | 3.3525 | 3.4422 | 3.6071 | 3.8582 | 4.1436 | 4.4451 | 4.8278 | 5.2237 | 5.7194 | 6.2251 | 6.8366 | 7.5108 | 8.1404 | 8.6267 | 9.0128 | 9.4175 | 9.6448 | 10.0441 | 10.2397 | 10.3455 | 10.5263 | 10.7996 | 11.018 | 11.1422 | 11.082 | 11.1682 | 11.3026 | 11.4365 | 11.6544 | 3.4153 | 3.4881 | 3.5183 | 3.5921 | 3.6901 | 3.8394 | 4.0694 | 4.3895 | 4.7842 | 5.1282 | 5.5045 | 5.9821 | 6.5511 | 7.1333 | 7.675 | 8.1824 | 8.7933 | 9.2894 | 9.6485 | 9.8066 | 9.8981 | 9.9677 | 10.0316 | 10.0378 | 9.9813 | 9.936 | 9.8941 | 9.8948 | 9.8598 | 9.928 | 3.4153 | 3.2898 | 3.3211 | 3.4191 | 3.6607 | 3.9899 | 4.3785 | 4.9341 | 5.5696 | 6.4364 | 7.3899 | 8.5062 | 9.7909 | 11.1256 | 12.2447 | 13.206 | 14.1564 | 14.9068 | 15.431 | 15.5245 | 15.5621 | 15.5614 | 15.4593 | 15.2296 | 14.7728 | 14.2542 | 13.7359 | 13.2414 | 12.623 | 12.1231 | 3.4153 | 3.4576 | 3.4591 | 3.551 | 3.827 | 4.2012 | 4.6382 | 5.1116 | 5.6381 | 6.2743 | 6.8384 | 7.3863 | 7.9748 | 8.5756 | 9.106 | 9.6058 | 10.1502 | 10.6078 | 11.0864 | 11.379 | 11.5606 | 11.7525 | 11.9512 | 12.1195 | 11.8448 | 11.6969 | 11.7505 | 11.8607 | 11.9162 | 12.0718
PSS | WELSHPOOL GRID T1 | 4.4119 | 4.1186 | 4.1556 | 4.2191 | 4.2552 | 4.3521 | 4.4337 | 4.5512 | 4.6338 | 4.7734 | 4.8863 | 5.052 | 5.2199 | 5.3885 | 5.567 | 5.7901 | 6.0915 | 6.3699 | 6.6813 | 6.9954 | 7.2662 | 7.5694 | 7.8963 | 8.1853 | 8.4078 | 8.5638 | 8.7639 | 8.9813 | 9.1951 | 9.4838 | 4.4119 | 3.9399 | 3.9686 | 4.0452 | 4.1341 | 4.2204 | 4.3261 | 4.5493 | 4.7025 | 4.9041 | 5.132 | 5.4811 | 5.8519 | 6.2005 | 6.5495 | 6.7876 | 7.1006 | 7.3131 | 7.643 | 7.8184 | 7.9479 | 8.1022 | 8.3152 | 8.4398 | 8.6205 | 8.582 | 8.677 | 8.7618 | 8.8284 | 8.9946 | 4.4119 | 4.0431 | 4.0683 | 4.1429 | 4.2101 | 4.2983 | 4.3966 | 4.5561 | 4.6756 | 4.809 | 4.9442 | 5.1714 | 5.4322 | 5.6719 | 5.9311 | 6.1518 | 6.5375 | 6.8621 | 7.1762 | 7.3982 | 7.5805 | 7.7495 | 7.8921 | 7.9844 | 8.0239 | 8.0545 | 8.0879 | 8.1258 | 8.1732 | 8.2729 | 4.4119 | 3.8824 | 3.8694 | 3.9101 | 3.9771 | 4.1013 | 4.2636 | 4.5213 | 4.773 | 5.0888 | 5.3886 | 5.8117 | 6.2393 | 6.6276 | 6.9693 | 7.1245 | 7.419 | 7.6902 | 7.9149 | 7.9861 | 8.0584 | 8.1932 | 8.3723 | 8.5029 | 8.4846 | 8.3871 | 8.3424 | 8.2883 | 8.2128 | 8.1595 | 4.4119 | 4.0126 | 3.9878 | 4.0385 | 4.1314 | 4.3 | 4.468 | 4.7184 | 4.9352 | 5.2385 | 5.5187 | 5.8484 | 6.1581 | 6.4803 | 6.8282 | 7.1009 | 7.4621 | 7.7949 | 8.1515 | 8.4116 | 8.6128 | 8.7805 | 8.986 | 9.1068 | 8.9375 | 8.7664 | 8.7866 | 8.8063 | 8.7962 | 8.8542
PSS | WEM EAST T1 | 2.7288 | 4.0241 | 4.0477 | 4.1014 | 4.1427 | 4.1777 | 4.2341 | 4.3163 | 4.3695 | 4.6584 | 4.7414 | 5.0676 | 5.3954 | 5.7279 | 6.0556 | 6.4689 | 6.9709 | 7.4721 | 8.0323 | 8.3416 | 8.6141 | 8.9093 | 9.2114 | 9.4271 | 9.5472 | 9.6241 | 9.702 | 9.7772 | 9.8514 | 9.9913 | 2.7288 | 3.8277 | 3.8155 | 3.8455 | 3.8931 | 4.0214 | 4.1895 | 4.4405 | 4.6743 | 5.0435 | 5.3438 | 5.8227 | 6.343 | 6.7933 | 7.2181 | 7.5399 | 7.9108 | 8.1642 | 8.3873 | 8.3936 | 8.3792 | 8.439 | 8.5607 | 8.6307 | 8.2969 | 8.0988 | 8.056 | 8.0244 | 7.9921 | 8.0032 | 2.7288 | 3.9126 | 3.8836 | 3.9021 | 3.9073 | 3.9517 | 4.0116 | 4.1342 | 4.2368 | 4.5673 | 4.6944 | 5.0836 | 5.5021 | 5.9193 | 6.319 | 6.7098 | 7.2246 | 7.6939 | 8.1556 | 8.261 | 8.3645 | 8.5313 | 8.6691 | 8.7261 | 8.7075 | 8.6615 | 8.6645 | 8.6648 | 8.6664 | 8.7189 | 2.7288 | 3.7227 | 3.6566 | 3.665 | 3.716 | 3.8468 | 3.9841 | 4.2104 | 4.4277 | 4.8657 | 5.179 | 5.6438 | 6.1161 | 6.5388 | 6.893 | 7.1825 | 7.4593 | 7.6809 | 7.8437 | 7.7278 | 7.5938 | 7.5076 | 7.4408 | 7.3426 | 7.1566 | 6.9541 | 6.7862 | 6.617 | 6.413 | 6.2427 | 2.7288 | 3.8823 | 3.8532 | 3.8869 | 3.9882 | 4.15 | 4.3498 | 4.5915 | 4.8094 | 5.3397 | 5.6322 | 6.2025 | 6.7972 | 7.3756 | 7.9701 | 8.525 | 9.1444 | 9.7433 | 10.1649 | 10.2081 | 10.1946 | 10.1978 | 10.2575 | 10.2646 | 9.6927 | 9.4037 | 9.3393 | 9.3088 | 9.2749 | 9.26
PSS | WEM T1 | 4.7783 | 4.9938 | 5.0363 | 5.1042 | 5.1657 | 5.3249 | 5.4767 | 5.6843 | 5.8622 | 6.1124 | 6.3364 | 6.6315 | 6.9362 | 7.2504 | 7.5806 | 8.0144 | 8.5535 | 9.1075 | 9.6968 | 10.2791 | 10.786 | 11.3634 | 11.9694 | 12.5306 | 12.9644 | 13.2633 | 13.6789 | 14.0973 | 14.5507 | 15.0908 | 4.7783 | 4.567 | 4.616 | 4.7432 | 4.9068 | 5.0853 | 5.316 | 5.6515 | 5.9887 | 6.3524 | 6.7405 | 7.2963 | 7.9072 | 8.4695 | 8.9751 | 9.2798 | 9.7473 | 10.0458 | 10.5087 | 10.7802 | 10.9903 | 11.2898 | 11.6994 | 11.9962 | 12.1946 | 12.0945 | 12.2567 | 12.4163 | 12.5818 | 12.8739 | 4.7783 | 4.813 | 4.9028 | 5.0511 | 5.2039 | 5.372 | 5.583 | 5.8597 | 6.1138 | 6.3644 | 6.631 | 7.068 | 7.5408 | 8.0192 | 8.4848 | 8.9078 | 9.603 | 10.2341 | 10.8428 | 11.2641 | 11.6233 | 11.9355 | 12.2236 | 12.4474 | 12.5434 | 12.6524 | 12.7991 | 12.9703 | 13.16 | 13.4242 | 4.7783 | 4.4929 | 4.5096 | 4.5988 | 4.7193 | 4.9475 | 5.2408 | 5.671 | 6.129 | 6.6717 | 7.214 | 7.9076 | 8.63 | 9.2752 | 9.8124 | 10.1078 | 10.5812 | 11.013 | 11.422 | 11.6097 | 11.7965 | 12.1125 | 12.466 | 12.7506 | 12.754 | 12.5683 | 12.5028 | 12.4156 | 12.3122 | 12.2206 | 4.7783 | 4.7354 | 4.6992 | 4.8015 | 5.0038 | 5.3569 | 5.7251 | 6.1698 | 6.6596 | 7.2991 | 7.8917 | 8.5309 | 9.1224 | 9.7551 | 10.3883 | 10.8684 | 11.5114 | 12.1475 | 12.7192 | 13.1673 | 13.5116 | 13.7926 | 14.1829 | 14.4485 | 13.95 | 13.5521 | 13.5885 | 13.6417 | 13.6594 | 13.7661
PSS | WERVIN T1 | 3.1055 | 3.344 | 3.39 | 3.4471 | 3.5192 | 3.6847 | 3.8435 | 4.0382 | 4.2209 | 4.4481 | 4.654 | 4.9077 | 5.178 | 5.4618 | 5.7601 | 6.1405 | 6.6412 | 7.1738 | 7.7569 | 8.3208 | 8.8421 | 9.4354 | 10.044 | 10.5739 | 10.9974 | 11.264 | 11.6255 | 11.9698 | 12.2868 | 12.6835 | 3.1055 | 3.1097 | 3.1619 | 3.268 | 3.4251 | 3.6075 | 3.8296 | 4.1467 | 4.4414 | 4.7937 | 5.1601 | 5.6285 | 6.0906 | 6.5233 | 6.9358 | 7.2488 | 7.6331 | 7.8819 | 8.2337 | 8.4175 | 8.5767 | 8.818 | 9.1194 | 9.3494 | 9.4529 | 9.4345 | 9.5778 | 9.7299 | 9.8574 | 10.1015 | 3.1055 | 3.2643 | 3.3607 | 3.519 | 3.6645 | 3.844 | 4.0508 | 4.325 | 4.5777 | 4.8212 | 5.0841 | 5.5092 | 6.0006 | 6.483 | 6.9369 | 7.3532 | 7.9999 | 8.5769 | 9.0949 | 9.4437 | 9.7236 | 9.9608 | 10.1936 | 10.3607 | 10.4202 | 10.5417 | 10.6755 | 10.8649 | 11.0393 | 11.2942 | 3.1055 | 3.0873 | 3.1318 | 3.2341 | 3.3764 | 3.6031 | 3.8763 | 4.2474 | 4.6654 | 5.1709 | 5.7008 | 6.3766 | 7.1101 | 7.813 | 8.4095 | 8.8523 | 9.3658 | 9.8096 | 10.1873 | 10.3273 | 10.467 | 10.6661 | 10.8823 | 11.0183 | 10.9198 | 10.696 | 10.5531 | 10.4122 | 10.1991 | 10.0362 | 3.1055 | 3.2332 | 3.2256 | 3.3411 | 3.5531 | 3.8936 | 4.2519 | 4.6738 | 5.1164 | 5.7166 | 6.2635 | 6.814 | 7.2828 | 7.791 | 8.3097 | 8.7765 | 9.3635 | 9.9311 | 10.3985 | 10.7467 | 11.026 | 11.2739 | 11.611 | 11.8595 | 11.4369 | 11.1655 | 11.2256 | 11.3219 | 11.361 | 11.4982
PSS | WEST FELTON T1 | 3.6933 | 3.3718 | 3.3987 | 3.4401 | 3.4814 | 3.5332 | 3.5978 | 3.6771 | 3.7275 | 3.8258 | 3.9062 | 4.0305 | 4.1501 | 4.2696 | 4.4043 | 4.5617 | 4.7819 | 4.9822 | 5.2199 | 5.4417 | 5.6476 | 5.86 | 6.1168 | 6.3381 | 6.5027 | 6.6328 | 6.785 | 6.9382 | 7.1136 | 7.3393 | 3.6933 | 3.2073 | 3.2368 | 3.2983 | 3.369 | 3.4209 | 3.497 | 3.6401 | 3.7383 | 3.8795 | 4.0232 | 4.2665 | 4.5332 | 4.785 | 5.0541 | 5.2479 | 5.5011 | 5.6688 | 5.9401 | 6.0886 | 6.1925 | 6.3293 | 6.5151 | 6.6394 | 6.8096 | 6.7828 | 6.8511 | 6.9276 | 7.0041 | 7.1527 | 3.6933 | 3.3076 | 3.3265 | 3.3663 | 3.4052 | 3.4647 | 3.5342 | 3.6511 | 3.7256 | 3.8203 | 3.9051 | 4.0798 | 4.2696 | 4.4326 | 4.6095 | 4.7684 | 5.0369 | 5.2757 | 5.5054 | 5.6555 | 5.8033 | 5.9265 | 6.041 | 6.1114 | 6.1387 | 6.1568 | 6.1845 | 6.2161 | 6.2415 | 6.3224 | 3.6933 | 3.1533 | 3.1413 | 3.1644 | 3.2003 | 3.2853 | 3.4102 | 3.6101 | 3.793 | 4.0234 | 4.251 | 4.5675 | 4.8946 | 5.1886 | 5.4573 | 5.5693 | 5.8041 | 6.0291 | 6.2227 | 6.2914 | 6.3691 | 6.51 | 6.6704 | 6.7976 | 6.7955 | 6.722 | 6.7056 | 6.6633 | 6.6207 | 6.5919 | 3.6933 | 3.2736 | 3.254 | 3.2806 | 3.3417 | 3.4633 | 3.588 | 3.7677 | 3.9223 | 4.1517 | 4.3561 | 4.6114 | 4.851 | 5.0977 | 5.3665 | 5.6007 | 5.8863 | 6.1529 | 6.4284 | 6.6225 | 6.7756 | 6.9083 | 7.0668 | 7.1516 | 6.9978 | 6.8411 | 6.8371 | 6.8465 | 6.8302 | 6.8699
PSS | WESTON T1 | 7.3649 | 7.5877 | 7.6429 | 7.7541 | 7.8345 | 7.9189 | 8.0225 | 8.1893 | 8.3417 | 8.5925 | 8.806 | 9.1581 | 9.5256 | 9.9221 | 10.3664 | 10.9021 | 11.5568 | 12.2273 | 12.9541 | 13.7012 | 14.3915 | 15.0845 | 15.7984 | 16.3924 | 16.8498 | 17.1684 | 17.4761 | 17.7634 | 18.0159 | 18.4051 | 7.3649 | 7.0571 | 7.2126 | 7.5183 | 7.8637 | 8.2191 | 8.6271 | 9.2169 | 9.7843 | 10.4673 | 11.2005 | 12.1808 | 13.2979 | 14.3427 | 15.2312 | 15.8403 | 16.6343 | 17.1697 | 18.0837 | 18.633 | 18.983 | 19.4918 | 20.1642 | 20.7219 | 21.9541 | 21.6755 | 21.8406 | 22.08 | 22.3699 | 22.7427 | 7.3649 | 7.3228 | 7.3231 | 7.3961 | 7.4754 | 7.605 | 7.8065 | 8.1451 | 8.4872 | 8.8647 | 9.242 | 9.7887 | 10.4005 | 11.0546 | 11.7629 | 12.3579 | 13.2053 | 13.9366 | 14.5943 | 15.0433 | 15.3711 | 15.7231 | 16.0146 | 16.1622 | 16.1834 | 16.1353 | 16.0882 | 16.0452 | 15.9661 | 15.9699 | 7.3649 | 6.8666 | 6.843 | 6.9461 | 7.1557 | 7.5401 | 8.0192 | 8.741 | 9.5234 | 10.4782 | 11.4914 | 12.7496 | 14.07 | 15.2817 | 16.3359 | 16.9394 | 17.7789 | 18.5074 | 19.118 | 19.3158 | 19.5215 | 19.8254 | 20.1472 | 20.3551 | 20.2285 | 19.9389 | 19.7147 | 19.4547 | 19.1033 | 18.7837 | 7.3649 | 7.2217 | 7.2031 | 7.3185 | 7.5871 | 7.9898 | 8.4499 | 9.0199 | 9.5865 | 10.3315 | 11.0032 | 11.7461 | 12.5867 | 13.4384 | 14.2548 | 14.9593 | 15.7975 | 16.5779 | 17.5854 | 18.3286 | 18.8438 | 19.4012 | 19.9757 | 20.4122 | 20.9401 | 20.6098 | 20.6963 | 20.8298 | 20.8956 | 21.0324
PSS | WHEELOCK T1 | 5.3132 | 5.9868 | 5.9973 | 6.0368 | 6.1095 | 6.1568 | 6.2276 | 6.353 | 6.4798 | 6.6703 | 6.8425 | 7.132 | 7.4447 | 7.8031 | 8.2227 | 8.7228 | 9.3594 | 10.0433 | 10.7881 | 11.5728 | 12.3257 | 13.0866 | 13.8214 | 14.4314 | 14.863 | 15.158 | 15.3616 | 15.5231 | 15.5657 | 15.7183 | 5.3132 | 5.4467 | 5.5498 | 5.7466 | 6.0274 | 6.3711 | 6.7291 | 7.2227 | 7.7209 | 8.3427 | 8.9965 | 9.8284 | 10.7516 | 11.6226 | 12.3389 | 12.8655 | 13.4682 | 13.8327 | 14.459 | 14.7967 | 14.9909 | 15.3244 | 15.822 | 16.2455 | 17.1239 | 16.8878 | 16.9818 | 17.1436 | 17.3601 | 17.636 | 5.3132 | 5.6919 | 5.6645 | 5.6865 | 5.7418 | 5.8441 | 6.0058 | 6.3045 | 6.6265 | 6.9555 | 7.3159 | 7.7978 | 8.3867 | 9.024 | 9.6723 | 10.2821 | 11.0159 | 11.639 | 12.1284 | 12.4114 | 12.597 | 12.7867 | 12.9495 | 13.002 | 12.9592 | 12.901 | 12.8343 | 12.7821 | 12.6889 | 12.6946 | 5.3132 | 5.2498 | 5.2101 | 5.2778 | 5.4443 | 5.7756 | 6.1796 | 6.7937 | 7.4966 | 8.3962 | 9.3877 | 10.6166 | 11.9802 | 13.3127 | 14.4679 | 15.352 | 16.282 | 17.0223 | 17.5985 | 17.7368 | 17.8364 | 17.95 | 18.0001 | 17.9227 | 17.584 | 17.1427 | 16.7137 | 16.2854 | 15.7013 | 15.1969 | 5.3132 | 5.5913 | 5.5642 | 5.6302 | 5.8922 | 6.2657 | 6.6951 | 7.2041 | 7.731 | 8.4149 | 9.0341 | 9.6816 | 10.4324 | 11.1899 | 11.8905 | 12.5396 | 13.2535 | 13.8874 | 14.6278 | 15.1369 | 15.4697 | 15.8508 | 16.2706 | 16.6254 | 17.0535 | 16.8285 | 16.9062 | 17.042 | 17.1275 | 17.2957
PSS | WHITCHURCH T1 | 5.3034 | 6.3977 | 6.4108 | 6.4515 | 6.4954 | 6.5351 | 6.6082 | 6.7202 | 6.8158 | 6.9876 | 7.1316 | 7.3739 | 7.6419 | 7.9326 | 8.2704 | 8.6824 | 9.211 | 9.7472 | 10.3472 | 10.9738 | 11.5673 | 12.1689 | 12.7739 | 13.2699 | 13.6367 | 13.8864 | 14.0833 | 14.261 | 14.3435 | 14.5529 | 5.3034 | 5.8639 | 5.8928 | 6.0321 | 6.2082 | 6.4024 | 6.6266 | 6.9866 | 7.2966 | 7.7181 | 8.1937 | 8.8223 | 9.5217 | 10.1734 | 10.7524 | 11.1737 | 11.6701 | 11.9502 | 12.4811 | 12.7958 | 12.9529 | 13.1748 | 13.5371 | 13.7887 | 14.491 | 14.3725 | 14.4507 | 14.5778 | 14.7221 | 14.9538 | 5.3034 | 6.1035 | 6.0619 | 6.0604 | 6.0999 | 6.1728 | 6.3025 | 6.5423 | 6.7798 | 7.0401 | 7.2977 | 7.6823 | 8.1327 | 8.6115 | 9.1174 | 9.6 | 10.1955 | 10.7183 | 11.1348 | 11.3825 | 11.5662 | 11.7344 | 11.8878 | 11.9342 | 11.9026 | 11.8419 | 11.7727 | 11.7264 | 11.6404 | 11.6458 | 5.3034 | 5.6811 | 5.6035 | 5.6279 | 5.7327 | 5.9542 | 6.2514 | 6.7432 | 7.266 | 7.9669 | 8.7274 | 9.7039 | 10.7574 | 11.7761 | 12.6714 | 13.2676 | 13.9953 | 14.5846 | 15.0692 | 15.188 | 15.2836 | 15.415 | 15.5158 | 15.5091 | 15.2834 | 14.9635 | 14.6639 | 14.3541 | 13.9527 | 13.6091 | 5.3034 | 6.0248 | 5.9563 | 5.9761 | 6.1301 | 6.3767 | 6.6661 | 7.0441 | 7.3911 | 7.8697 | 8.2883 | 8.7631 | 9.2884 | 9.8204 | 10.3453 | 10.8429 | 11.3779 | 11.8467 | 12.4542 | 12.8816 | 13.1679 | 13.445 | 13.7756 | 14.0074 | 14.255 | 14.0909 | 14.128 | 14.2159 | 14.2495 | 14.3595
PSS | WIMPEYS PANT QUARRY T1 / WIMPEYS PANT QUARRY T2 | 3.9506 | 4.3274 | 4.3373 | 4.3979 | 4.4263 | 4.4638 | 4.5332 | 4.6386 | 4.7151 | 4.8561 | 4.9759 | 5.1723 | 5.38 | 5.5935 | 5.8503 | 6.1603 | 6.5428 | 6.94 | 7.382 | 7.8136 | 8.2412 | 8.6651 | 9.0914 | 9.4543 | 9.7345 | 9.9088 | 10.09 | 10.2547 | 10.375 | 10.589 | 3.9506 | 3.9269 | 3.9407 | 4.0463 | 4.1785 | 4.3248 | 4.4753 | 4.7153 | 4.9586 | 5.2512 | 5.6059 | 6.0595 | 6.5526 | 7.0153 | 7.4188 | 7.6897 | 8.036 | 8.2468 | 8.5912 | 8.7755 | 8.8853 | 8.9935 | 9.1998 | 9.3189 | 9.5342 | 9.4772 | 9.5427 | 9.61 | 9.6908 | 9.8333 | 3.9506 | 4.1093 | 4.09 | 4.1233 | 4.1454 | 4.2328 | 4.3424 | 4.5223 | 4.6958 | 4.8914 | 5.0839 | 5.3706 | 5.7133 | 6.0714 | 6.4476 | 6.7901 | 7.2602 | 7.6591 | 8.0034 | 8.2296 | 8.3946 | 8.5356 | 8.6708 | 8.7296 | 8.7254 | 8.7105 | 8.6954 | 8.6816 | 8.6651 | 8.7037 | 3.9506 | 3.7897 | 3.7451 | 3.7654 | 3.8461 | 4.0088 | 4.2165 | 4.5475 | 4.9088 | 5.3895 | 5.904 | 6.5505 | 7.2355 | 7.8764 | 8.4446 | 8.8019 | 9.2328 | 9.5991 | 9.8925 | 9.9619 | 10.0399 | 10.1386 | 10.234 | 10.2544 | 10.1125 | 9.9024 | 9.7125 | 9.5163 | 9.2674 | 9.0446 | 3.9506 | 4.0464 | 3.9941 | 4.0325 | 4.1484 | 4.3553 | 4.5701 | 4.8438 | 5.1134 | 5.4714 | 5.799 | 6.1546 | 6.5255 | 6.9098 | 7.2915 | 7.6379 | 8.0413 | 8.4134 | 8.8419 | 9.1484 | 9.3532 | 9.5179 | 9.7372 | 9.8789 | 9.7815 | 9.6834 | 9.7307 | 9.7896 | 9.8175 | 9.9044
PSS | WINCHAM T1 | 2.3192 | 2.3972 | 2.4266 | 2.4676 | 2.4929 | 2.5488 | 2.6069 | 2.6716 | 2.7158 | 2.7987 | 2.854 | 2.9444 | 3.0315 | 3.1178 | 3.2025 | 3.3216 | 3.4672 | 3.6159 | 3.7616 | 3.916 | 4.0413 | 4.1913 | 4.3526 | 4.4998 | 4.6023 | 4.6896 | 4.7816 | 4.8891 | 4.9883 | 5.133 | 2.3192 | 2.3436 | 2.3554 | 2.397 | 2.4185 | 2.4644 | 2.5257 | 2.6401 | 2.7355 | 2.8452 | 2.9649 | 3.1575 | 3.3937 | 3.6042 | 3.8028 | 3.9803 | 4.172 | 4.3002 | 4.4733 | 4.5549 | 4.6184 | 4.6923 | 4.8024 | 4.8536 | 4.8829 | 4.8468 | 4.8743 | 4.9101 | 4.9243 | 4.995 | 2.3192 | 2.3749 | 2.3965 | 2.4425 | 2.4703 | 2.5045 | 2.5507 | 2.6328 | 2.6902 | 2.7457 | 2.8114 | 2.9284 | 3.0546 | 3.171 | 3.3063 | 3.4288 | 3.6224 | 3.7879 | 3.9448 | 4.0426 | 4.142 | 4.2219 | 4.2954 | 4.354 | 4.367 | 4.3782 | 4.3962 | 4.4132 | 4.4346 | 4.4872 | 2.3192 | 2.3222 | 2.3189 | 2.3489 | 2.3757 | 2.443 | 2.5238 | 2.6413 | 2.747 | 2.8919 | 3.0273 | 3.2227 | 3.4474 | 3.6384 | 3.8021 | 3.8946 | 4.0297 | 4.1597 | 4.2412 | 4.2467 | 4.2542 | 4.2939 | 4.3493 | 4.396 | 4.3713 | 4.3295 | 4.3057 | 4.2809 | 4.2431 | 4.2246 | 2.3192 | 2.3691 | 2.3644 | 2.4025 | 2.4409 | 2.5249 | 2.6168 | 2.7482 | 2.868 | 3.0286 | 3.1859 | 3.3728 | 3.57 | 3.7626 | 3.9681 | 4.1598 | 4.3676 | 4.5641 | 4.7338 | 4.8495 | 4.9492 | 5.0307 | 5.1312 | 5.1883 | 5.0624 | 4.9603 | 4.9582 | 4.9631 | 4.9487 | 4.9723
PSS | WISTASTON HALL T1 | 4.7765 | 5.5151 | 5.5064 | 5.5521 | 5.5887 | 5.6088 | 5.6438 | 5.7432 | 5.817 | 5.9668 | 6.0853 | 6.3204 | 6.5603 | 6.824 | 7.1279 | 7.4582 | 7.8487 | 8.2247 | 8.6235 | 9.0145 | 9.3967 | 9.738 | 10.0903 | 10.3453 | 10.5347 | 10.6809 | 10.7787 | 10.8817 | 10.9899 | 11.186 | 4.7765 | 4.9503 | 4.8656 | 4.8585 | 4.9157 | 5.1098 | 5.2658 | 5.5375 | 5.837 | 6.2537 | 6.7359 | 7.3398 | 7.9187 | 8.4465 | 8.9476 | 9.2108 | 9.546 | 9.7085 | 9.8316 | 9.898 | 9.8814 | 9.8687 | 9.8403 | 9.7946 | 9.7065 | 9.6095 | 9.5293 | 9.4257 | 9.3055 | 9.2354 | 4.7765 | 5.2006 | 5.1443 | 5.1244 | 5.1549 | 5.1886 | 5.2539 | 5.4023 | 5.5592 | 5.7423 | 5.9374 | 6.2565 | 6.6053 | 7.0019 | 7.4381 | 7.8781 | 8.3353 | 8.7233 | 9.0915 | 9.356 | 9.5643 | 9.7128 | 9.8123 | 9.7999 | 9.7489 | 9.709 | 9.6212 | 9.5411 | 9.4403 | 9.3774 | 4.7765 | 4.6717 | 4.5653 | 4.5222 | 4.5558 | 4.7416 | 4.8901 | 5.1764 | 5.4703 | 5.9093 | 6.3957 | 6.9368 | 7.4805 | 7.8886 | 8.2606 | 8.4515 | 8.5725 | 8.6332 | 8.6264 | 8.4954 | 8.3785 | 8.2364 | 8.101 | 7.9293 | 7.7279 | 7.5214 | 7.3085 | 7.0549 | 6.7661 | 6.4645 | 4.7765 | 5.0618 | 4.9827 | 4.9595 | 5.0763 | 5.2242 | 5.3884 | 5.6097 | 5.808 | 6.0968 | 6.3548 | 6.6774 | 6.9768 | 7.2815 | 7.604 | 7.9054 | 8.2256 | 8.5194 | 8.8235 | 9.084 | 9.2979 | 9.498 | 9.6812 | 9.8364 | 9.8966 | 9.9899 | 10.0515 | 10.1134 | 10.1361 | 10.205
PSS | WRENBURY FRITH T1 | 3.0192 | 3.3425 | 3.3569 | 3.3869 | 3.411 | 3.4372 | 3.4641 | 3.5204 | 3.5531 | 3.6407 | 3.6973 | 3.8086 | 3.9362 | 4.2488 | 4.5784 | 4.9341 | 5.3848 | 5.8726 | 6.4009 | 6.7208 | 7.005 | 7.3293 | 7.6501 | 7.9303 | 8.1031 | 8.233 | 8.3459 | 8.4672 | 8.5289 | 8.6629 | 3.0192 | 3.1351 | 3.1408 | 3.2227 | 3.2828 | 3.3707 | 3.4695 | 3.6318 | 3.7721 | 3.9647 | 4.166 | 4.4576 | 4.7905 | 5.1849 | 5.5698 | 5.88 | 6.2557 | 6.5162 | 6.8357 | 6.9466 | 6.9998 | 7.1 | 7.2643 | 7.3781 | 7.3952 | 7.3064 | 7.3413 | 7.4054 | 7.4666 | 7.5689 | 3.0192 | 3.2201 | 3.2131 | 3.2191 | 3.2329 | 3.267 | 3.3236 | 3.4289 | 3.5219 | 3.632 | 3.7523 | 3.9163 | 4.1205 | 4.5361 | 4.9593 | 5.3754 | 5.9109 | 6.42 | 6.8955 | 7.0188 | 7.1026 | 7.2479 | 7.3655 | 7.4345 | 7.4224 | 7.3928 | 7.3994 | 7.4115 | 7.4128 | 7.4668 | 3.0192 | 3.0244 | 2.9816 | 2.9915 | 3.0315 | 3.137 | 3.2637 | 3.4635 | 3.6879 | 3.9846 | 4.3066 | 4.7347 | 5.225 | 5.8073 | 6.3407 | 6.7461 | 7.2099 | 7.6117 | 7.9499 | 7.9877 | 8.0115 | 8.0628 | 8.1163 | 8.11 | 7.9754 | 7.7926 | 7.6471 | 7.5002 | 7.3033 | 7.148 | 3.0192 | 3.2018 | 3.1729 | 3.2071 | 3.2769 | 3.403 | 3.5449 | 3.7259 | 3.8866 | 4.1159 | 4.3185 | 4.5476 | 4.8027 | 5.3316 | 5.9043 | 6.4468 | 7.0704 | 7.6496 | 8.1726 | 8.2959 | 8.3372 | 8.3593 | 8.4397 | 8.4878 | 8.1524 | 7.9486 | 7.9278 | 7.9482 | 7.9468 | 7.9737
PSS | YOCKINGS GATE T1 | 3.7033 | 3.6605 | 3.7055 | 3.7964 | 3.8543 | 3.9931 | 4.1216 | 4.2845 | 4.4253 | 4.6141 | 4.7775 | 4.9863 | 5.2057 | 5.4205 | 5.6421 | 5.9219 | 6.2882 | 6.6667 | 7.0708 | 7.4564 | 7.7948 | 8.198 | 8.6386 | 9.0244 | 9.3252 | 9.5393 | 9.8375 | 10.1464 | 10.4682 | 10.866 | 3.7033 | 3.4841 | 3.5273 | 3.6281 | 3.7258 | 3.8569 | 4.0465 | 4.3375 | 4.5883 | 4.8615 | 5.1523 | 5.567 | 6.0384 | 6.4844 | 6.9126 | 7.2169 | 7.5903 | 7.871 | 8.1946 | 8.3844 | 8.5473 | 8.7914 | 9.1231 | 9.3695 | 9.2892 | 9.1697 | 9.2908 | 9.3947 | 9.4868 | 9.6849 | 3.7033 | 3.6183 | 3.721 | 3.866 | 3.9886 | 4.1263 | 4.2758 | 4.4848 | 4.6727 | 4.8401 | 5.0082 | 5.3224 | 5.6794 | 6.0206 | 6.3328 | 6.6047 | 7.1115 | 7.5672 | 8.0051 | 8.3153 | 8.5825 | 8.8222 | 9.0326 | 9.2103 | 9.2924 | 9.3988 | 9.5354 | 9.6901 | 9.8516 | 10.0769 | 3.7033 | 3.4459 | 3.4828 | 3.5571 | 3.6472 | 3.8116 | 4.0045 | 4.2912 | 4.5702 | 4.8931 | 5.21 | 5.6348 | 6.0957 | 6.5111 | 6.8541 | 7.0636 | 7.3821 | 7.6462 | 7.892 | 7.9828 | 8.0627 | 8.2555 | 8.4639 | 8.6416 | 8.6333 | 8.5107 | 8.4719 | 8.4364 | 8.3829 | 8.3643 | 3.7033 | 3.5805 | 3.5815 | 3.697 | 3.8506 | 4.1248 | 4.4167 | 4.7819 | 5.1749 | 5.6844 | 6.1717 | 6.6981 | 7.2114 | 7.7572 | 8.2948 | 8.7452 | 9.2756 | 9.8039 | 10.1829 | 10.4875 | 10.7239 | 10.912 | 11.1847 | 11.3721 | 10.8392 | 10.4893 | 10.5104 | 10.5305 | 10.5212 | 10.5836
PSS | YSBYTY GLAN CLWYD T1 | 3.7082 | 3.9352 | 3.9714 | 4.0347 | 4.0865 | 4.1451 | 4.2048 | 4.3122 | 4.3547 | 4.4612 | 4.5145 | 4.6236 | 4.7325 | 4.8406 | 4.964 | 5.099 | 5.3089 | 5.51 | 5.7339 | 5.9746 | 6.204 | 6.4397 | 6.7087 | 6.8958 | 7.0328 | 7.1499 | 7.2223 | 7.2835 | 7.3025 | 7.4037 | 3.7082 | 3.832 | 3.8131 | 3.8189 | 3.8408 | 3.8924 | 3.9637 | 4.1025 | 4.2062 | 4.3706 | 4.5184 | 4.7722 | 5.0664 | 5.3276 | 5.608 | 5.8535 | 6.1141 | 6.288 | 6.4252 | 6.4778 | 6.4943 | 6.5193 | 6.5716 | 6.5769 | 6.4558 | 6.3816 | 6.375 | 6.3591 | 6.3098 | 6.3459 | 3.7082 | 3.9045 | 3.9166 | 3.9665 | 3.9971 | 4.041 | 4.0979 | 4.2126 | 4.2709 | 4.349 | 4.4424 | 4.5933 | 4.7816 | 4.9591 | 5.1573 | 5.3372 | 5.5868 | 5.7727 | 5.9311 | 6.015 | 6.081 | 6.1252 | 6.1757 | 6.1733 | 6.1233 | 6.1111 | 6.0863 | 6.0649 | 6.0531 | 6.094 | 3.7082 | 3.7861 | 3.7512 | 3.7524 | 3.793 | 3.8517 | 3.9348 | 4.0601 | 4.1646 | 4.3556 | 4.5428 | 4.8291 | 5.1664 | 5.4943 | 5.8083 | 6.0498 | 6.2903 | 6.4544 | 6.5265 | 6.4594 | 6.3715 | 6.2651 | 6.1785 | 6.0488 | 5.8747 | 5.7234 | 5.5615 | 5.4261 | 5.2485 | 5.1342 | 3.7082 | 3.8782 | 3.8654 | 3.8992 | 3.9667 | 4.0668 | 4.1911 | 4.37 | 4.507 | 4.7215 | 4.9097 | 5.149 | 5.414 | 5.6649 | 5.9419 | 6.1948 | 6.495 | 6.7271 | 6.8811 | 6.9677 | 7.0205 | 7.0677 | 7.1404 | 7.1708 | 6.9846 | 6.8873 | 6.8698 | 6.8589 | 6.8246 | 6.861
GSP | BIRKENHEAD | 217.8143 | 224.1136 | 226.0923 | 229.3986 | 232.4798 | 235.135 | 238.5604 | 243.7222 | 248.1194 | 255.05 | 260.0898 | 268.6948 | 277.7011 | 287.5047 | 298.7158 | 311.1911 | 327.6899 | 344.6016 | 363.437 | 382.5687 | 401.4626 | 419.754 | 438.0104 | 451.6469 | 461.0877 | 467.368 | 470.9537 | 473.7266 | 473.3072 | 477.2649 | 217.8143 | 212.6751 | 213.0431 | 216.1895 | 220.957 | 229.9964 | 240.5557 | 255.9638 | 270.8541 | 289.4986 | 308.7938 | 332.4555 | 359.7595 | 384.1627 | 405.3311 | 420.1571 | 438.416 | 450.0833 | 462.6906 | 468.0408 | 470.8733 | 478.2271 | 488.0028 | 495.969 | 498.279 | 487.5721 | 486.7888 | 486.698 | 486.1612 | 488.3475 | 217.8143 | 217.8968 | 217.8225 | 219.6287 | 221.7477 | 225.1643 | 229.91 | 237.9414 | 246.3898 | 255.117 | 264.1712 | 277.6438 | 293.1123 | 308.6778 | 324.7281 | 340.0031 | 357.3151 | 371.4176 | 382.9987 | 389.3375 | 394.5459 | 398.4061 | 401.4777 | 401.2548 | 399.2358 | 397.8025 | 395.6982 | 394.0446 | 391.4753 | 391.9161 | 217.8143 | 207.9465 | 206.5652 | 208.2938 | 213.321 | 222.1554 | 231.6673 | 245.785 | 260.4672 | 281.6438 | 303.5196 | 330.0813 | 359.0405 | 386.2411 | 409.9367 | 429.8312 | 446.7162 | 458.317 | 464.5657 | 460.8623 | 456.12 | 450.4151 | 443.768 | 434.6539 | 422.1257 | 409.7734 | 397.2019 | 385.132 | 369.8815 | 357.4195 | 217.8143 | 217.2764 | 218.3668 | 221.4545 | 224.9533 | 230.7245 | 238.9948 | 250.0937 | 261.6674 | 278.2894 | 293.2129 | 309.5901 | 328.8669 | 347.4842 | 365.671 | 381.8175 | 400.9321 | 417.8952 | 434.6445 | 445.2841 | 453.9138 | 463.8859 | 474.1549 | 480.6979 | 485.4827 | 484.334 | 488.8692 | 493.8918 | 497.1743 | 502.9663
GSP | CAPENHURST | 219.8713 | 224.6883 | 226.6725 | 230.0026 | 232.9338 | 234.819 | 237.4407 | 241.5383 | 244.1985 | 249.6896 | 253.0789 | 259.8979 | 266.8598 | 274.1981 | 282.8707 | 291.7665 | 304.2774 | 316.7966 | 330.8518 | 345.1438 | 359.2577 | 372.9706 | 387.2446 | 397.6619 | 404.895 | 410.2501 | 413.1549 | 415.4647 | 415.442 | 419.3962 | 219.8713 | 214.8669 | 214.8971 | 217.3346 | 220.4741 | 226.2401 | 233.7157 | 245.5017 | 256.1946 | 270.0752 | 284.1994 | 302.8434 | 324.7081 | 344.5176 | 362.3369 | 375.3121 | 391.3702 | 401.838 | 413.6652 | 419.0928 | 422.3809 | 428.514 | 436.3722 | 442.8893 | 446.8765 | 438.7025 | 438.0068 | 438.1401 | 437.8018 | 440.1068 | 219.8713 | 219.418 | 219.0227 | 220.3761 | 221.5677 | 223.6486 | 226.8784 | 232.9904 | 238.3565 | 244.465 | 250.5016 | 260.5019 | 272.0893 | 283.35 | 295.7925 | 307.3674 | 321.1542 | 332.2067 | 341.5495 | 346.4753 | 350.5127 | 353.7743 | 356.789 | 356.623 | 354.8241 | 353.294 | 351.0757 | 349.0529 | 346.2482 | 346.203 | 219.8713 | 210.2851 | 207.9977 | 208.3945 | 210.9889 | 216.6619 | 223.3509 | 233.9028 | 244.0645 | 259.4193 | 275.205 | 295.5462 | 317.7978 | 338.8098 | 357.5919 | 372.5851 | 386.111 | 395.4113 | 400.5452 | 397.3486 | 393.2916 | 388.7559 | 384.1061 | 377.2775 | 367.7515 | 358.4906 | 349.0568 | 339.9511 | 328.266 | 319.0698 | 219.8713 | 218.4587 | 218.8933 | 221.074 | 223.1002 | 226.7418 | 232.5624 | 241.0786 | 249.0951 | 261.2266 | 271.8912 | 284.7667 | 300.1491 | 314.9011 | 329.9405 | 343.1982 | 359.0899 | 372.8041 | 386.8046 | 395.4671 | 402.6596 | 410.4429 | 418.2932 | 423.1247 | 427.2572 | 426.1145 | 429.1154 | 432.5937 | 434.6045 | 439.0221
GSP | CARRINGTON - FIDDLERS FERRY | 308.039 | 328.167 | 335.9185 | 345.6223 | 361.47 | 403.7537 | 417.3891 | 425.6526 | 433.9161 | 442.1796 | 450.4432 | 458.7067 | 466.9702 | 475.2337 | 483.4972 | 491.7608 | 500.0243 | 508.2878 | 516.5513 | 524.8149 | 533.0784 | 571.0232 | 594.5296 | 612.5036 | 625.3628 | 634.383 | 640.7429 | 646.388 | 648.858 | 657.0312 | 308.039 | 313.0559 | 318.1247 | 327.1453 | 344.2181 | 393.4646 | 414.8948 | 423.8568 | 432.8187 | 441.7807 | 450.7427 | 459.7046 | 468.6666 | 519.5882 | 548.8097 | 568.8072 | 594.5907 | 611.384 | 630.2413 | 638.7549 | 644.1908 | 653.8144 | 666.7883 | 676.7756 | 681.6042 | 669.7487 | 669.8942 | 670.5622 | 670.7104 | 674.7919 | 308.039 | 320.0468 | 324.572 | 331.8082 | 345.4204 | 388.5348 | 403.4258 | 408.5427 | 413.6596 | 418.7765 | 423.8934 | 429.0103 | 434.1272 | 439.2441 | 444.3609 | 465.9376 | 490.3657 | 510.8132 | 528.3974 | 538.4639 | 546.948 | 553.8207 | 559.5413 | 560.581 | 558.6568 | 557.2678 | 555.1074 | 553.4645 | 550.6948 | 551.8156 | 308.039 | 307.3064 | 310.0162 | 317.2845 | 334.7211 | 384.1935 | 405.0574 | 409.0849 | 413.1123 | 417.1398 | 421.1673 | 425.1947 | 489.168 | 523.6742 | 554.8392 | 578.1892 | 600.7225 | 617.0831 | 627.3841 | 624.7968 | 620.871 | 616.8211 | 612.4441 | 604.7808 | 591.7914 | 577.9643 | 564.7389 | 551.9557 | 535.342 | 521.8537 | 308.039 | 318.8767 | 324.6725 | 333.1297 | 347.9939 | 393.721 | 412.5566 | 422.052 | 431.5474 | 441.0428 | 450.5381 | 460.0335 | 469.5289 | 479.0243 | 488.5197 | 520.0097 | 546.6346 | 570.4165 | 594.3443 | 609.3081 | 622.462 | 636.0227 | 650.1191 | 658.7821 | 663.4077 | 662.1973 | 668.665 | 675.457 | 680.0774 | 687.9226
GSP | CELLARHEAD | 160.7265 | 165.3981 | 166.9846 | 169.5704 | 171.8447 | 173.5573 | 175.8262 | 179.2396 | 182.1894 | 186.8193 | 190.4588 | 196.4313 | 202.6084 | 209.6334 | 217.5135 | 226.2623 | 237.5202 | 249.0459 | 261.8021 | 274.2982 | 286.5165 | 298.676 | 311.158 | 321.0597 | 328.334 | 333.4211 | 337.6326 | 341.5507 | 344.0257 | 349.246 | 160.7265 | 158.3318 | 159.7761 | 163.387 | 167.655 | 173.351 | 180.0181 | 189.9203 | 199.7067 | 211.8551 | 224.3513 | 240.6956 | 259.1304 | 276.4077 | 292.2235 | 302.0089 | 316.0707 | 325.66 | 337.1479 | 343.2743 | 347.7388 | 354.3869 | 362.8225 | 369.6086 | 376.74 | 371.4927 | 372.9378 | 374.6315 | 376.3053 | 379.7653 | 160.7265 | 162.1501 | 163.4853 | 166.1997 | 168.9367 | 171.2734 | 174.9404 | 180.8996 | 187.1843 | 194.0884 | 200.4128 | 210.4185 | 221.9918 | 234.3085 | 247.3653 | 257.1735 | 272.2473 | 285.3048 | 296.8261 | 304.0021 | 309.122 | 314.1828 | 318.5012 | 320.3155 | 320.214 | 320.205 | 320.2022 | 320.2942 | 319.8466 | 321.0977 | 160.7265 | 154.2733 | 153.4896 | 154.9068 | 158.1087 | 163.7604 | 170.1472 | 179.8376 | 190.0393 | 203.9607 | 218.3052 | 236.4379 | 256.0363 | 274.3878 | 290.7777 | 302.2847 | 314.5885 | 324.0765 | 330.8827 | 330.9217 | 330.4898 | 330.431 | 330.2957 | 328.4257 | 322.9411 | 316.3245 | 310.3174 | 304.4134 | 296.5571 | 290.006 | 160.7265 | 161.6913 | 163.3375 | 166.2509 | 169.1741 | 172.7907 | 177.977 | 185.2212 | 192.9384 | 203.9961 | 213.4664 | 225.061 | 238.2349 | 251.9851 | 266.1728 | 276.7585 | 291.4648 | 304.845 | 318.6288 | 327.6808 | 335.4547 | 343.54 | 351.855 | 357.2817 | 361.3492 | 360.8635 | 364.9385 | 369.0835 | 372.2044 | 376.5945
GSP | CONNAHS QUAY - PENTIR - ST ASAPH | 373.8083 | 385.8971 | 391.2632 | 401.2882 | 410.6963 | 433.6191 | 448.7585 | 463.9716 | 479.1848 | 494.3979 | 509.611 | 524.8241 | 540.0373 | 555.2504 | 570.4635 | 585.6766 | 600.8898 | 616.1029 | 656.4065 | 693.9388 | 730.2934 | 766.6856 | 802.7649 | 830.7432 | 850.2218 | 862.6558 | 871.5152 | 879.0791 | 880.6782 | 889.9392 | 373.8083 | 367.3528 | 371.5599 | 383.3009 | 398.1913 | 431.171 | 458.5151 | 472.9319 | 487.3487 | 501.7654 | 538.5495 | 579.5675 | 626.3557 | 668.1538 | 703.1813 | 729.3815 | 760.3786 | 780.0897 | 804.2253 | 814.5292 | 821.2039 | 834.8743 | 853.7351 | 868.9843 | 875.3674 | 860.547 | 862.3881 | 865.5858 | 868.2905 | 876.6016 | 373.8083 | 376.3216 | 379.4362 | 388.4611 | 397.8355 | 422.0843 | 440.7038 | 450.7444 | 460.785 | 470.8256 | 480.8661 | 490.9067 | 527.453 | 557.0851 | 586.0503 | 613.6734 | 646.8495 | 674.1159 | 697.1756 | 709.3085 | 719.1468 | 727.0315 | 733.9708 | 735.5874 | 733.0641 | 731.8755 | 730.2556 | 729.8292 | 728.0068 | 731.8805 | 373.8083 | 359.7244 | 359.9164 | 368.3267 | 382.5281 | 416.4764 | 443.9751 | 452.7987 | 461.6222 | 503.9683 | 546.8926 | 598.0298 | 653.3964 | 706.7518 | 751.6936 | 789.5304 | 824.6482 | 850.5802 | 867.5309 | 864.4703 | 859.8818 | 854.8559 | 848.3442 | 836.4388 | 815.4678 | 792.6375 | 770.4445 | 749.1709 | 721.8689 | 699.8576 | 373.8083 | 377.1404 | 382.2521 | 392.9301 | 404.511 | 432.9963 | 457.2551 | 472.6782 | 488.1014 | 503.5246 | 518.9478 | 551.828 | 586.7475 | 621.1549 | 654.3163 | 684.5926 | 719.4219 | 750.443 | 781.7961 | 800.3374 | 816.7827 | 833.9862 | 852.3028 | 863.8 | 866.4301 | 863.8567 | 873.5839 | 884.25 | 892.0515 | 904.5273
GSP | FRODSHAM - INCE | 188.827 | 193.1054 | 194.7611 | 197.4378 | 217.8797 | 218.8435 | 251.3096 | 252.6392 | 253.9689 | 255.2985 | 256.6282 | 257.9578 | 259.2874 | 260.6171 | 261.9467 | 263.2764 | 264.606 | 265.9357 | 267.2653 | 268.595 | 269.9246 | 271.2543 | 272.5839 | 273.9136 | 278.5348 | 281.4829 | 283.2128 | 284.7696 | 285.7764 | 289.8693 | 188.827 | 184.9685 | 184.4936 | 185.208 | 203.7993 | 204.7634 | 237.8117 | 239.0297 | 240.2477 | 241.4657 | 242.6837 | 243.9017 | 245.1197 | 246.3376 | 247.5556 | 248.7736 | 263.0658 | 269.1242 | 275.3096 | 278.0893 | 279.649 | 280.972 | 283.0098 | 283.0481 | 280.859 | 277.4242 | 276.2133 | 274.8287 | 272.7329 | 273.1335 | 188.827 | 189.0359 | 189.5386 | 191.1759 | 210.6225 | 211.6999 | 244.162 | 244.6764 | 245.1907 | 245.7051 | 246.2194 | 246.7337 | 247.2481 | 247.7624 | 248.2767 | 248.7911 | 249.3054 | 249.8197 | 250.3341 | 257.8726 | 260.8267 | 263.0087 | 265.4252 | 265.3249 | 264.086 | 263.3579 | 262.0046 | 260.5906 | 258.8447 | 259.0778 | 188.827 | 181.0976 | 179.5619 | 179.2695 | 197.8739 | 199.0672 | 231.994 | 231.2742 | 230.5543 | 229.8344 | 229.1145 | 228.3947 | 227.6748 | 226.9549 | 235.7846 | 239.6429 | 245.2711 | 248.9111 | 250.794 | 248.6784 | 245.8553 | 242.8119 | 240.426 | 237.0388 | 232.3834 | 228.0638 | 223.8075 | 219.7991 | 214.7137 | 211.1176 | 188.827 | 187.6425 | 187.8085 | 188.9778 | 207.8302 | 208.7065 | 241.5294 | 242.8396 | 244.1499 | 245.4601 | 246.7703 | 248.0805 | 249.3908 | 250.701 | 252.0112 | 253.3215 | 254.6317 | 255.9419 | 266.0132 | 270.1637 | 273.7861 | 276.7618 | 280.1736 | 281.0095 | 279.5551 | 278.5299 | 278.7456 | 278.8206 | 278.1387 | 279.526
GSP | KIRKBY | 306.9508 | 314.2268 | 316.5708 | 320.8856 | 324.0447 | 326.8659 | 330.7101 | 336.8614 | 341.7181 | 350.2043 | 356.0066 | 366.6212 | 377.8276 | 389.964 | 404.3583 | 420.0136 | 440.9655 | 462.4294 | 486.3464 | 510.9636 | 535.5586 | 559.3783 | 583.2994 | 600.9085 | 613.3712 | 622.1226 | 626.5207 | 629.5345 | 628.12 | 632.418 | 306.9508 | 298.7 | 297.9533 | 301.2495 | 305.58 | 316.3145 | 328.9255 | 348.1164 | 366.5978 | 389.9981 | 414.7791 | 445.9412 | 482.3526 | 515.2499 | 544.6125 | 566.1718 | 591.6219 | 607.8376 | 625.0515 | 632.3399 | 636.721 | 645.8959 | 658.3616 | 669.2425 | 669.8639 | 656.9906 | 655.8127 | 655.4337 | 654.5698 | 657.3717 | 306.9508 | 305.7415 | 304.5205 | 305.9732 | 306.8418 | 310.2213 | 315.2142 | 324.7126 | 334.3066 | 344.0983 | 354.4306 | 371.0031 | 390.6911 | 410.4536 | 432.0772 | 452.9981 | 476.3011 | 495.2558 | 510.3759 | 518.5883 | 525.2773 | 530.1838 | 534.1169 | 533.3466 | 530.2681 | 527.7372 | 523.8185 | 520.5177 | 515.7552 | 514.9756 | 306.9508 | 292.0607 | 288.7282 | 290.0859 | 294.9538 | 305.1017 | 316.2912 | 333.599 | 351.362 | 377.7475 | 405.488 | 441.0244 | 480.3563 | 517.7118 | 551.5531 | 579.5569 | 603.4293 | 619.6941 | 628.3131 | 623.3307 | 616.8489 | 608.7701 | 599.3923 | 586.7282 | 570.2231 | 554.3864 | 537.9101 | 522.1962 | 501.9362 | 485.6127 | 306.9508 | 304.3755 | 304.5573 | 307.7254 | 310.3882 | 316.7437 | 326.3274 | 339.9526 | 353.8328 | 373.8374 | 392.1203 | 413.1745 | 438.5489 | 462.9604 | 487.5352 | 509.958 | 535.8366 | 558.4559 | 580.7113 | 594.8703 | 606.7458 | 619.8493 | 633.2666 | 642.4734 | 647.7904 | 647.5875 | 653.2642 | 659.6654 | 663.7447 | 671.2269
GSP | LEGACY | 311.6074 | 318.9875 | 321.458 | 325.5504 | 329.2707 | 334.0082 | 339.4034 | 347.1254 | 353.8795 | 364.2009 | 372.147 | 384.4015 | 397.1626 | 410.9551 | 426.3734 | 445.4039 | 469.7196 | 494.8375 | 522.8796 | 550.4705 | 576.962 | 603.9898 | 631.2418 | 653.0007 | 668.5359 | 678.7382 | 687.2956 | 695.1769 | 699.0594 | 708.637 | 311.6074 | 306.5515 | 309.516 | 316.2678 | 325.0464 | 336.1394 | 349.681 | 369.236 | 387.9457 | 410.8954 | 434.1301 | 463.9942 | 497.913 | 529.0778 | 555.9376 | 574.8948 | 599.119 | 615.2964 | 636.9583 | 647.4345 | 654.6758 | 666.9516 | 683.4015 | 696.0481 | 705.2906 | 749.1521 | 752.3616 | 757.6839 | 763.2435 | 773.1767 | 311.6074 | 313.9158 | 316.1791 | 321.2281 | 326.2713 | 331.9057 | 340.2734 | 353.2412 | 366.6238 | 380.9569 | 394.6778 | 414.8024 | 437.7786 | 460.7587 | 483.5398 | 502.5686 | 529.7508 | 552.6786 | 572.4165 | 583.7406 | 592.1614 | 600.1268 | 607.2921 | 610.4694 | 609.9239 | 609.898 | 610.1468 | 611.2178 | 611.2046 | 615.4319 | 311.6074 | 301.7038 | 301.1456 | 304.7143 | 312.1923 | 324.3157 | 338.9304 | 360.2508 | 382.9441 | 413.7377 | 444.9476 | 483.3753 | 524.9089 | 565.3104 | 599.4112 | 625.5696 | 653.5438 | 675.3124 | 691.1107 | 691.7901 | 691.4447 | 691.9962 | 691.8974 | 687.8375 | 675.1421 | 659.609 | 645.5212 | 631.9659 | 614.4137 | 600.5395 | 311.6074 | 314.577 | 317.8839 | 323.2886 | 329.1705 | 337.7343 | 349.63 | 365.3439 | 382.0858 | 405.8629 | 426.3446 | 449.5306 | 475.7148 | 502.2805 | 528.5961 | 550.4303 | 577.6945 | 602.3225 | 627.9738 | 643.585 | 656.8421 | 670.52 | 685.1993 | 694.0748 | 695.4194 | 730.1433 | 737.6128 | 746.6116 | 753.3268 | 763.3154
GSP | LISTER DRIVE | 333.8649 | 348.779 | 358.8537 | 366.7025 | 373.625 | 375.5428 | 377.8318 | 381.5462 | 382.5653 | 388.4125 | 390.9189 | 397.6951 | 404.008 | 410.2287 | 417.8094 | 424.8592 | 436.3378 | 447.0413 | 459.4885 | 471.4371 | 483.7042 | 496.1115 | 510.2235 | 520.3967 | 526.7985 | 532.5395 | 536.3686 | 539.7304 | 541.1754 | 547.9021 | 333.8649 | 332.6126 | 336.6835 | 339.1884 | 341.324 | 341.5221 | 342.6096 | 347.8469 | 350.7063 | 357.9129 | 364.4251 | 376.7634 | 389.7693 | 401.9453 | 415.632 | 426.2647 | 439.3408 | 447.3596 | 454.8912 | 457.4365 | 459.0466 | 459.8805 | 461.924 | 461.1782 | 455.4859 | 452.4045 | 450.685 | 449.0052 | 445.0408 | 445.9819 | 333.8649 | 339.9791 | 346.9452 | 352.236 | 356.775 | 358.2992 | 360.2406 | 365.0856 | 367.2977 | 371.3457 | 374.523 | 382.976 | 392.469 | 400.991 | 410.9683 | 419.9895 | 432.6719 | 442.6813 | 451.9485 | 456.2127 | 460.3993 | 462.5878 | 465.415 | 465.1791 | 462.9712 | 462.4612 | 460.9284 | 459.8971 | 458.0999 | 460.4252 | 333.8649 | 325.2739 | 328.2075 | 330.0568 | 333.4102 | 334.4137 | 335.9553 | 341.2735 | 344.5039 | 353.6583 | 361.6953 | 375.4349 | 390.8326 | 405.8057 | 420.5284 | 430.4023 | 441.6745 | 448.9599 | 452.6501 | 448.7438 | 443.7554 | 438.0932 | 432.8522 | 426.0629 | 416.7445 | 407.7032 | 399.0869 | 391.3336 | 381.2846 | 374.4695 | 333.8649 | 338.004 | 343.6076 | 347.332 | 350.3575 | 350.8176 | 352.2728 | 356.8505 | 359.1636 | 365.839 | 370.6934 | 379.6486 | 388.9089 | 397.6107 | 408.4477 | 417.8672 | 430.2275 | 439.9063 | 448.9016 | 453.3707 | 456.9846 | 459.6657 | 463.8072 | 464.8425 | 460.6176 | 458.6655 | 458.0033 | 457.845 | 455.832 | 458.1794
GSP | RAINHILL | 360.6213 | 368.6347 | 370.8947 | 375.1888 | 378.3712 | 380.583 | 383.5522 | 388.6933 | 391.3728 | 398.8585 | 403.349 | 413.1689 | 423.016 | 433.2333 | 445.5982 | 458.2094 | 475.7519 | 492.7293 | 511.8365 | 531.2185 | 550.0803 | 568.2093 | 587.6469 | 601.4015 | 610.6937 | 618.2176 | 622.1101 | 625.1822 | 625.597 | 632.2066 | 360.6213 | 350.0155 | 348.151 | 350.1992 | 352.4033 | 360.7094 | 371.5217 | 389.1533 | 404.7226 | 424.8302 | 445.6733 | 473.7631 | 507.7361 | 538.0319 | 565.493 | 586.575 | 611.8636 | 628.4273 | 646.7602 | 654.6344 | 658.7112 | 669.1246 | 682.4349 | 693.9394 | 699.779 | 683.4875 | 681.1739 | 679.8322 | 678.6417 | 680.9465 | 360.6213 | 358.4464 | 356.3296 | 356.8691 | 356.9485 | 358.9931 | 362.1219 | 369.4022 | 374.8684 | 381.9126 | 388.8093 | 402.0715 | 417.5183 | 432.3715 | 450.2535 | 467.2232 | 486.8535 | 502.6303 | 516.1912 | 523.5993 | 530.1155 | 535.1971 | 539.9206 | 539.5012 | 536.7285 | 534.1498 | 530.2826 | 526.416 | 521.508 | 520.6325 | 360.6213 | 342.0095 | 337.1971 | 336.8955 | 339.3213 | 346.5352 | 354.9015 | 368.9412 | 381.6663 | 401.8734 | 422.2627 | 450.1918 | 480.6281 | 508.4167 | 534.5177 | 554.6679 | 572.3246 | 583.8096 | 589.3747 | 583.3313 | 576.149 | 568.4482 | 561.1376 | 550.9359 | 537.4876 | 524.8166 | 512.146 | 499.8477 | 483.9642 | 471.4233 | 360.6213 | 355.6625 | 354.8348 | 357.0211 | 358.4279 | 363.3293 | 371.2812 | 383.224 | 393.9359 | 410.6847 | 425.8031 | 444.6077 | 468.1953 | 490.2273 | 513.0071 | 533.6932 | 558.1764 | 579.3166 | 600.9098 | 614.2706 | 624.477 | 636.8422 | 649.3649 | 657.1764 | 665.9374 | 663.0914 | 666.9571 | 671.2653 | 673.6651 | 679.5199
GSP | SWANSEA NORTH | 34.8065 | 36.0608 | 36.5835 | 37.3676 | 38.2734 | 39.3083 | 40.5608 | 42.1992 | 43.8267 | 45.7931 | 47.4285 | 49.655 | 52.0447 | 54.8345 | 57.8095 | 61.6938 | 66.8471 | 72.4723 | 78.8026 | 84.9332 | 90.9081 | 97.0525 | 102.83 | 107.4834 | 110.6992 | 112.4652 | 113.6942 | 114.637 | 114.2716 | 114.9084 | 34.8065 | 34.4284 | 35.5 | 37.1762 | 39.6695 | 42.142 | 45.1521 | 49.0083 | 52.8541 | 57.4137 | 61.958 | 67.1577 | 73.0108 | 78.3784 | 82.321 | 85.1372 | 88.6314 | 90.8883 | 94.4429 | 95.9954 | 97.1297 | 99.1686 | 102.3246 | 104.9464 | 108.1154 | 106.6524 | 107.5154 | 108.7626 | 109.9989 | 112.0046 | 34.8065 | 35.3799 | 36.0141 | 37.0773 | 38.4153 | 39.8293 | 42.0408 | 45.0542 | 48.4867 | 51.8504 | 55.2606 | 59.3525 | 64.0324 | 68.7386 | 72.7234 | 76.2773 | 81.0799 | 85.009 | 88.1544 | 89.4552 | 90.4047 | 91.2454 | 92.034 | 92.3866 | 92.1085 | 91.9588 | 91.9981 | 92.2675 | 92.3603 | 93.2697 | 34.8065 | 34.216 | 34.8277 | 36.1202 | 38.5256 | 41.4385 | 45.1148 | 50.1045 | 55.7276 | 63.1546 | 70.7003 | 79.3251 | 88.7596 | 98.4583 | 106.1065 | 112.4731 | 119.3612 | 124.8645 | 128.9311 | 129.4589 | 129.7516 | 129.9654 | 129.5902 | 128.2077 | 124.9487 | 120.9874 | 117.2541 | 113.7519 | 109.3712 | 105.8632 | 34.8065 | 35.7829 | 36.6448 | 37.7445 | 39.2536 | 41.0398 | 43.5986 | 46.6685 | 50.0998 | 54.8186 | 58.8785 | 62.7857 | 67.1782 | 71.6662 | 75.6304 | 79.0461 | 83.2616 | 87.0422 | 91.0857 | 93.2362 | 95.0791 | 96.9584 | 99.2269 | 100.7328 | 101.5126 | 100.9117 | 102.216 | 103.8399 | 105.0754 | 106.9273
GSP | TRAWSFYNYDD | 58.0323 | 60.3886 | 61.2888 | 62.5983 | 64.1364 | 66.5382 | 69.3169 | 72.9021 | 76.6613 | 80.905 | 84.644 | 89.314 | 94.3908 | 100.2367 | 106.2775 | 114.7612 | 125.2734 | 136.7179 | 149.6045 | 162.3653 | 174.9398 | 187.715 | 199.6881 | 209.3729 | 215.9765 | 219.4659 | 222.0474 | 224.1413 | 223.5275 | 224.8222 | 58.0323 | 57.4524 | 59.3146 | 62.3475 | 67.1341 | 72.232 | 78.1468 | 85.6007 | 93.0891 | 102.1488 | 111.1371 | 121.0716 | 131.7289 | 141.3761 | 148.1741 | 153.0365 | 158.5279 | 161.7916 | 167.0488 | 169.2925 | 170.7701 | 173.7679 | 178.825 | 182.7353 | 185.3269 | 183.772 | 185.556 | 187.909 | 189.9897 | 193.718 | 58.0323 | 59.2526 | 60.7094 | 63.0566 | 65.9508 | 69.2956 | 74.1539 | 80.6016 | 88.1401 | 95.3526 | 102.7318 | 111.5191 | 121.2212 | 131.0296 | 138.771 | 145.8993 | 155.0063 | 162.2984 | 167.97 | 170.5922 | 172.4319 | 173.8427 | 175.2082 | 175.8808 | 175.3865 | 175.4717 | 175.9005 | 177.0255 | 177.7328 | 180.1669 | 58.0323 | 57.0187 | 58.2076 | 60.6997 | 65.4879 | 71.8502 | 79.3742 | 89.2999 | 100.864 | 116.025 | 131.5444 | 148.5137 | 166.9485 | 185.8967 | 200.4275 | 213.3004 | 226.2914 | 236.553 | 243.9431 | 244.7318 | 245.0273 | 245.114 | 243.9669 | 240.9249 | 234.0614 | 225.8384 | 218.0766 | 210.8011 | 201.7354 | 194.4945 | 58.0323 | 60.638 | 62.4856 | 64.7931 | 68.0778 | 72.2506 | 77.8889 | 84.4709 | 92.0696 | 102.4653 | 111.3287 | 119.5797 | 128.2293 | 137.1503 | 144.7267 | 151.4999 | 159.2059 | 166.1086 | 173.0308 | 176.9589 | 180.3093 | 183.6205 | 187.9156 | 190.721 | 189.4178 | 188.6034 | 191.4152 | 194.8793 | 197.4697 | 201.4318
GSP | WYLFA | 53.8704 | 55.6363 | 56.2747 | 57.3121 | 58.2504 | 60.1697 | 62.0423 | 64.5366 | 67.1322 | 70.3118 | 73.0608 | 76.6504 | 80.4141 | 84.4946 | 88.7441 | 94.3878 | 101.4248 | 108.7905 | 116.9157 | 125.015 | 132.6219 | 140.684 | 148.6899 | 155.4705 | 160.507 | 163.6475 | 167.0828 | 170.4317 | 172.9046 | 176.6711 | 53.8704 | 53.2053 | 54.1662 | 56.0714 | 58.6278 | 61.7768 | 65.5295 | 70.6815 | 75.8073 | 81.7473 | 87.8938 | 95.5071 | 103.8126 | 111.4279 | 117.7008 | 122.2454 | 127.8643 | 131.5189 | 136.5301 | 139.0824 | 141.0768 | 144.48 | 149.1723 | 152.7942 | 154.0461 | 172.2649 | 173.8431 | 175.7901 | 177.9749 | 181.3652 | 53.8704 | 54.5943 | 55.3674 | 57.0029 | 58.5765 | 60.809 | 63.5909 | 67.4466 | 71.7376 | 75.8083 | 80.0572 | 85.8497 | 92.3595 | 98.9197 | 104.809 | 110.1782 | 117.8492 | 124.5194 | 130.3328 | 134.0158 | 137.0236 | 139.5421 | 141.7594 | 143.275 | 143.6086 | 144.3988 | 145.3974 | 146.7659 | 148.0926 | 150.4471 | 53.8704 | 52.3399 | 52.63 | 54.0419 | 56.4707 | 60.313 | 64.6463 | 70.6934 | 77.4864 | 86.229 | 95.0416 | 105.3577 | 116.4137 | 127.035 | 135.6279 | 142.377 | 149.7373 | 155.7127 | 160.4147 | 161.3427 | 162.1704 | 163.6679 | 164.9531 | 165.2358 | 162.6502 | 158.7207 | 155.5691 | 152.5402 | 148.7098 | 145.6284 | 53.8704 | 55.6905 | 56.7459 | 58.31 | 60.0866 | 63.009 | 66.6201 | 71.0714 | 76.2217 | 83.0074 | 89.0448 | 95.3762 | 102.1346 | 109.2406 | 115.9933 | 121.9253 | 128.9751 | 135.5726 | 142.0701 | 146.2494 | 150.1088 | 153.8957 | 158.2316 | 160.9884 | 159.5274 | 172.5857 | 175.0292 | 177.8533 | 180.2158 | 183.3273

## Peak demand breakdown (no flex)
Return to Contents | Peak demand breakdown (MW) with flexibility, no V2G | FS | FS | FS | FS | FS | FS | FS | FS | FS | FS | FS | FS | FS | FS | FS | FS | FS | FS | FS | FS | FS | FS | FS | FS | FS | FS | FS | FS | FS | FS | CT | CT | CT | CT | CT | CT | CT | CT | CT | CT | CT | CT | CT | CT | CT | CT | CT | CT | CT | CT | CT | CT | CT | CT | CT | CT | CT | CT | CT | CT | ST | ST | ST | ST | ST | ST | ST | ST | ST | ST | ST | ST | ST | ST | ST | ST | ST | ST | ST | ST | ST | ST | ST | ST | ST | ST | ST | ST | ST | ST | LW | LW | LW | LW | LW | LW | LW | LW | LW | LW | LW | LW | LW | LW | LW | LW | LW | LW | LW | LW | LW | LW | LW | LW | LW | LW | LW | LW | LW | LW | BV | BV | BV | BV | BV | BV | BV | BV | BV | BV | BV | BV | BV | BV | BV | BV | BV | BV | BV | BV | BV | BV | BV | BV | BV | BV | BV | BV | BV | BV
|  | 2021 | 2022 | 2023 | 2024 | 2025 | 2026 | 2027 | 2028 | 2029 | 2030 | 2031 | 2032 | 2033 | 2034 | 2035 | 2036 | 2037 | 2038 | 2039 | 2040 | 2041 | 2042 | 2043 | 2044 | 2045 | 2046 | 2047 | 2048 | 2049 | 2050 | 2021 | 2022 | 2023 | 2024 | 2025 | 2026 | 2027 | 2028 | 2029 | 2030 | 2031 | 2032 | 2033 | 2034 | 2035 | 2036 | 2037 | 2038 | 2039 | 2040 | 2041 | 2042 | 2043 | 2044 | 2045 | 2046 | 2047 | 2048 | 2049 | 2050 | 2021 | 2022 | 2023 | 2024 | 2025 | 2026 | 2027 | 2028 | 2029 | 2030 | 2031 | 2032 | 2033 | 2034 | 2035 | 2036 | 2037 | 2038 | 2039 | 2040 | 2041 | 2042 | 2043 | 2044 | 2045 | 2046 | 2047 | 2048 | 2049 | 2050 | 2021 | 2022 | 2023 | 2024 | 2025 | 2026 | 2027 | 2028 | 2029 | 2030 | 2031 | 2032 | 2033 | 2034 | 2035 | 2036 | 2037 | 2038 | 2039 | 2040 | 2041 | 2042 | 2043 | 2044 | 2045 | 2046 | 2047 | 2048 | 2049 | 2050 | 2021 | 2022 | 2023 | 2024 | 2025 | 2026 | 2027 | 2028 | 2029 | 2030 | 2031 | 2032 | 2033 | 2034 | 2035 | 2036 | 2037 | 2038 | 2039 | 2040 | 2041 | 2042 | 2043 | 2044 | 2045 | 2046 | 2047 | 2048 | 2049 | 2050
UNDERLYING DEMAND | Underlying Domestic | 889.0765 | 951.0993 | 942.5138 | 937.5816 | 930.8034 | 917.2177 | 904.5969 | 896.0992 | 875.9335 | 874.8129 | 871.1425 | 879.9164 | 885.4327 | 891.5189 | 901.6074 | 907.2293 | 918.8836 | 926.888 | 938.6453 | 946.4756 | 955.1793 | 962.186 | 976.6551 | 982.5731 | 980.5491 | 985.6301 | 986.0431 | 986.7115 | 987.6949 | 1004.2291 | 889.0765 | 802.5738 | 767.3524 | 740.3721 | 712.2565 | 687.9359 | 666.2191 | 649.0653 | 626.4063 | 614.9887 | 600.8775 | 596.2153 | 587.1601 | 576.9748 | 570.5552 | 563.2506 | 558.8828 | 550.2785 | 543.5554 | 533.7496 | 521.0432 | 508.6893 | 499.8339 | 485.7875 | 468.585 | 450.464 | 433.206 | 416.087 | 399.4256 | 388.8507 | 889.0765 | 866.2114 | 841.2177 | 822.2358 | 807.9729 | 796.5094 | 783.5502 | 774.1686 | 756.8742 | 749.8979 | 737.3406 | 734.8599 | 730.0726 | 725.9459 | 726.9368 | 728.9443 | 733.6504 | 735.1139 | 738.9903 | 739.2278 | 740.9599 | 739.4433 | 742.4516 | 738.8224 | 731.9149 | 730.1449 | 723.6508 | 716.6458 | 708.8963 | 710.2216 | 889.0765 | 745.9644 | 703.5223 | 666.9444 | 632.4773 | 601.2121 | 574.3415 | 555.4827 | 530.0573 | 514.4107 | 498.4175 | 489.1431 | 476.2113 | 462.4453 | 452.0544 | 438.6451 | 429.3882 | 416.6585 | 404.3427 | 388.5021 | 372.0952 | 356.4184 | 342.8559 | 326.1551 | 307.2147 | 287.7382 | 269.4146 | 251.2906 | 233.0798 | 215.6874 | 889.0765 | 834.3926 | 804.285 | 781.3039 | 760.1147 | 742.2227 | 724.8846 | 711.6169 | 691.6402 | 682.4433 | 669.1091 | 665.5376 | 658.6164 | 651.4604 | 648.746 | 646.0975 | 646.2666 | 642.6962 | 641.2729 | 636.4887 | 631.0015 | 624.0663 | 621.1427 | 612.3049 | 600.25 | 590.3045 | 578.4284 | 566.3664 | 554.161 | 549.5362
| Underlying I&C | 2039.7634 | 2043.2702 | 2075.77 | 2116.6862 | 2170.8482 | 2242.7386 | 2303.913 | 2326.8246 | 2334.2038 | 2358.1752 | 2365.8561 | 2381.0121 | 2390.328 | 2389.677 | 2391.1519 | 2380.9573 | 2371.3463 | 2347.8086 | 2347.3042 | 2343.2313 | 2338.5483 | 2363.4349 | 2388.5761 | 2398.222 | 2405.1976 | 2420.0511 | 2424.8814 | 2428.5345 | 2432.4562 | 2463.4994 | 2039.7634 | 2044.796 | 2046.6356 | 2054.241 | 2069.772 | 2114.4586 | 2158.5641 | 2154.1347 | 2129.4676 | 2108.5769 | 2104.5335 | 2123.7707 | 2150.0655 | 2218.0786 | 2286.3692 | 2357.1635 | 2445.0633 | 2502.4338 | 2556.3472 | 2578.9967 | 2595.7298 | 2596.9958 | 2599.2086 | 2583.8285 | 2560.3538 | 2553.2813 | 2543.7126 | 2532.9047 | 2507.749 | 2511.831 | 2039.7634 | 2049.2132 | 2062.2371 | 2084.7204 | 2115.566 | 2171.179 | 2217.4116 | 2215.5691 | 2186.3062 | 2169.7052 | 2145.6414 | 2128.2031 | 2131.3119 | 2113.6043 | 2112.3914 | 2124.4934 | 2145.997 | 2157.8824 | 2176.9162 | 2185.8108 | 2196.6631 | 2202.728 | 2214.3176 | 2205.7017 | 2190.9362 | 2178.0909 | 2157.1827 | 2136.4457 | 2111.015 | 2106.696 | 2039.7634 | 2031.6609 | 2021.8583 | 2026.6369 | 2051.7584 | 2107.5898 | 2154.6369 | 2127.7928 | 2074.9606 | 2056.2633 | 2022.8771 | 2008.5918 | 2053.9232 | 2068.1042 | 2106.0705 | 2115.134 | 2138.5141 | 2148.0506 | 2143.6252 | 2107.6162 | 2071.1519 | 2031.6625 | 2006.3139 | 1981.5591 | 1956.636 | 1946.5862 | 1934.9176 | 1926.3583 | 1910.6698 | 1913.9255 | 2039.7634 | 2047.8515 | 2054.4364 | 2069.4807 | 2092.669 | 2142.8188 | 2187.9879 | 2192.7253 | 2171.3817 | 2147.7105 | 2125.3418 | 2142.6125 | 2160.3145 | 2169.2492 | 2195.8416 | 2246.2169 | 2294.746 | 2326.5303 | 2368.7516 | 2382.4038 | 2396.1965 | 2399.8619 | 2406.7631 | 2394.7651 | 2375.645 | 2365.6861 | 2350.4477 | 2334.6752 | 2309.382 | 2309.2635
ELECTRIC VEHICLES | Home EV charging | 0 | 8.2119 | 11.538 | 16.6803 | 24.3872 | 36.5068 | 54.4911 | 80.3991 | 116.8737 | 145.0769 | 177.9897 | 217.8835 | 263.8565 | 315.5206 | 371.4437 | 439.2417 | 510.711 | 586.0656 | 661.5304 | 741.1726 | 815.3756 | 883.3529 | 943.7275 | 994.1778 | 1039.1819 | 1063.3104 | 1085.7958 | 1109.2895 | 1131.4687 | 1155.1238 | 0 | 15.4332 | 29.2578 | 53.2551 | 92.2636 | 156.4323 | 213.6422 | 285.5415 | 371.773 | 472.644 | 593.8411 | 722.9865 | 849.7623 | 963.1832 | 1064.9161 | 1117.2081 | 1181.892 | 1211.5411 | 1234.036 | 1249.1211 | 1254.9159 | 1257.5142 | 1260.0048 | 1262.4057 | 1266.5884 | 1264.3166 | 1265.1072 | 1260.2927 | 1257.6729 | 1250.1175 | 0 | 9.9723 | 15.9718 | 24.5418 | 36.7708 | 55.1826 | 81.7867 | 120.1472 | 174.0656 | 220.3918 | 277.2333 | 345.3768 | 425.2474 | 512.815 | 604.6356 | 698.9237 | 788.6281 | 870.4468 | 939.0576 | 995.0733 | 1038.5182 | 1072.2685 | 1087.0353 | 1088.5771 | 1086.3972 | 1080.8211 | 1070.2537 | 1061.1451 | 1051.7882 | 1036.9756 | 0 | 16.2939 | 31.5743 | 56.3712 | 96.287 | 160.7739 | 219.9507 | 298.3836 | 393.3993 | 504.2849 | 627.6177 | 754.8887 | 884.41 | 982.4691 | 1069.5474 | 1123.5625 | 1157.2291 | 1178.5899 | 1189.5691 | 1183.3146 | 1177.0853 | 1168.1266 | 1158.156 | 1142.15 | 1120.7178 | 1097.4907 | 1069.1714 | 1035.0903 | 992.0285 | 942.3078 | 0 | 19.3946 | 29.7288 | 43.5363 | 61.1857 | 86.7484 | 119.8345 | 160.8956 | 213.2503 | 280.6274 | 348.2717 | 413.1183 | 477.1294 | 540.4427 | 602.9679 | 664.1168 | 723.5281 | 783.761 | 844.6699 | 906.3766 | 963.4035 | 1018.2731 | 1065.9037 | 1106.3396 | 1143.2261 | 1180.6321 | 1212.8679 | 1245.6713 | 1275.3405 | 1296.8734
| Work EV charging | 0 | 0.00082463 | 0.0025426 | 0.0044071 | 0.0056644 | 0.0071294 | 0.0078364 | 0.010051 | 0.046677 | 0.12246 | 0.1877 | 0.25334 | 0.32244 | 0.36994 | 0.42376 | 0.48152 | 0.52273 | 0.55481 | 0.63496 | 0.69333 | 0.74734 | 0.79442 | 0.8024 | 0.81975 | 0.78138 | 0.7232 | 0.69167 | 0.66296 | 0.61499 | 0.57105 | 0 | 0.00089877 | 0.0058959 | 0.020398 | 0.030265 | 0.040592 | 0.042565 | 0.048998 | 0.20925 | 0.38011 | 0.5093 | 0.66212 | 0.81179 | 0.88571 | 0.94396 | 0.97217 | 0.96435 | 0.94071 | 0.95567 | 0.96041 | 0.93442 | 0.90505 | 0.87718 | 0.84 | 0.7486 | 0.6976 | 0.66375 | 0.60096 | 0.54669 | 0.47909 | 0 | 0.00086219 | 0.0036126 | 0.0056979 | 0.0090211 | 0.012858 | 0.015196 | 0.023012 | 0.087794 | 0.21412 | 0.29137 | 0.38688 | 0.48896 | 0.56771 | 0.6511 | 0.73124 | 0.76901 | 0.80735 | 0.85146 | 0.88874 | 0.90488 | 0.90101 | 0.87335 | 0.85394 | 0.77906 | 0.70384 | 0.66379 | 0.61433 | 0.55673 | 0.49904 | 0 | 0.00093026 | 0.0060129 | 0.02274 | 0.032721 | 0.041516 | 0.044816 | 0.056717 | 0.24034 | 0.43853 | 0.58266 | 0.75955 | 0.9004 | 0.98486 | 1.029 | 1.0529 | 1.0287 | 0.99706 | 1.0152 | 0.99043 | 0.96338 | 0.92597 | 0.88064 | 0.83865 | 0.72798 | 0.67071 | 0.59978 | 0.53546 | 0.45772 | 0.37964 | 0 | 0.00072413 | 0.0023633 | 0.0044828 | 0.0062786 | 0.0085676 | 0.0099539 | 0.013001 | 0.060388 | 0.17748 | 0.28664 | 0.39017 | 0.48949 | 0.54208 | 0.60184 | 0.65036 | 0.67074 | 0.68315 | 0.75214 | 0.79211 | 0.83637 | 0.8662 | 0.86135 | 0.86737 | 0.81796 | 0.7686 | 0.74143 | 0.71523 | 0.66693 | 0.61821
| Depot EV charging (commercial) | 0 | 0 | 0.2042 | 0.74406 | 1.979 | 3.4485 | 5.9294 | 9.2208 | 13.9392 | 18.3481 | 23.6553 | 30.5204 | 41.9681 | 59.1642 | 81.1103 | 110.7303 | 151.2605 | 201.8212 | 259.9605 | 324.3443 | 396.2806 | 468.1101 | 531.1817 | 580.8168 | 615.1807 | 635.4208 | 634.7051 | 624.225 | 585.1981 | 550.9237 | 0 | 1.4167 | 3.8435 | 8.7188 | 20.3513 | 34.169 | 49.4065 | 66.1608 | 87.0933 | 117.3136 | 148.8251 | 180.2104 | 215.0697 | 251.0773 | 278.2669 | 304.2612 | 320.2613 | 327.5051 | 330.1076 | 325.7671 | 320.8931 | 313.4252 | 315.8181 | 316.7924 | 316.1211 | 325.31 | 327.4591 | 334.0654 | 335.8508 | 342.5874 | 0 | 0.28932 | 1.1503 | 2.9369 | 7.0546 | 12.0906 | 21.3187 | 34.4105 | 53.0746 | 75.1878 | 102.4635 | 136.4814 | 182.5078 | 231.1345 | 275.8461 | 320.0233 | 363.1732 | 394.7804 | 406.4267 | 401.8496 | 392.1741 | 377.8272 | 367.5153 | 356.2606 | 344.482 | 336.7757 | 328.6314 | 323.9886 | 314.8232 | 313.4581 | 0 | 1.4754 | 4.2602 | 8.8498 | 21.1528 | 37.769 | 60.1735 | 89.7389 | 129.7027 | 190.8864 | 266.8254 | 361.9334 | 480.6179 | 616.3613 | 735.1346 | 857.615 | 958.5711 | 1032.9671 | 1077.3791 | 1083.6075 | 1080.0669 | 1057.3884 | 1018.275 | 964.1499 | 903.1622 | 845.9481 | 779.6816 | 720.4679 | 642.1989 | 581.6041 | 0 | 3.2558 | 5.4993 | 9.127 | 16.7389 | 23.6302 | 35.335 | 48.8472 | 66.4329 | 94.9898 | 123.1346 | 150.1739 | 182.2505 | 215.0099 | 243.8696 | 273.6079 | 301.8703 | 323.9394 | 337.9542 | 342.5722 | 346.013 | 346.3266 | 354.6206 | 362.4252 | 367.9083 | 381.109 | 390.4951 | 404.4345 | 413.5636 | 429.3168
| Rapid EV charging | 0 | 0.423 | 0.81273 | 1.4705 | 2.6573 | 4.3873 | 7.2163 | 11.2208 | 17.1868 | 22.082 | 22.5189 | 22.9577 | 23.3419 | 23.5557 | 23.5633 | 24.2149 | 24.4104 | 24.5475 | 24.9286 | 25.2364 | 25.5371 | 25.9472 | 26.0604 | 26.14 | 26.4591 | 26.4221 | 26.4709 | 26.4484 | 26.492 | 26.5752 | 0 | 0.70392 | 2.1945 | 4.8846 | 9.8899 | 17.6542 | 18.9264 | 20.5056 | 21.693 | 22.7338 | 23.8382 | 24.3814 | 24.8327 | 24.5554 | 24.1468 | 23.3613 | 22.7486 | 22.1116 | 21.7179 | 21.2713 | 20.8896 | 20.7062 | 20.6784 | 20.6781 | 20.6902 | 20.6632 | 20.7205 | 20.7591 | 20.5206 | 20.5209 | 0 | 0.7244 | 1.6432 | 3.1179 | 5.6198 | 9.4513 | 15.1215 | 23.3387 | 35.7053 | 36.2349 | 35.8283 | 35.2024 | 34.4156 | 34.0236 | 33.216 | 32.696 | 32.2449 | 31.6856 | 31.6669 | 31.6415 | 31.7226 | 31.9989 | 31.6781 | 31.8409 | 31.9038 | 31.8892 | 31.7727 | 31.6035 | 31.3518 | 31.1137 | 0 | 1.1399 | 3.6496 | 7.4955 | 14.7798 | 19.0344 | 20.4266 | 21.9578 | 23.0155 | 24.0486 | 24.5129 | 24.4379 | 24.6539 | 24.337 | 24.216 | 23.7084 | 23.3621 | 23.2118 | 23.4445 | 23.4651 | 23.3887 | 23.1318 | 23.0972 | 22.9559 | 22.658 | 22.5087 | 22.3746 | 21.9699 | 21.4656 | 21.1446 | 0 | 2.0869 | 3.6855 | 5.8981 | 9.2936 | 13.9849 | 18.0971 | 23.161 | 30.2457 | 32.1152 | 31.9678 | 30.4994 | 28.8347 | 27.3922 | 26.1383 | 25.1893 | 24.6564 | 24.2988 | 24.5672 | 24.922 | 25.4776 | 26.2961 | 27.0648 | 28.1753 | 29.1888 | 30.148 | 31.1441 | 32.0611 | 32.8349 | 33.6178
| Other commercial EV charging | 0 | 3.3072 | 4.5248 | 5.8806 | 10.0972 | 12.7415 | 17.9029 | 23.8875 | 31.5151 | 37.6671 | 44.5678 | 51.3817 | 58.5079 | 68.2677 | 76.5331 | 90.9459 | 106.4694 | 123.7877 | 144.1527 | 162.0997 | 180.6746 | 196.4038 | 207.321 | 213.1672 | 213.421 | 208.2222 | 198.1303 | 187.7584 | 170.7206 | 157.1786 | 0 | 4.4042 | 7.9539 | 11.9075 | 23.2704 | 33.1989 | 44.9955 | 57.1532 | 70.3427 | 87.6795 | 102.1033 | 110.7331 | 116.7588 | 119.4433 | 113.2046 | 105.5971 | 95.8006 | 86.6879 | 78.7818 | 71.559 | 65.5884 | 60.9778 | 57.6521 | 55.2621 | 53.5988 | 52.9193 | 51.814 | 51.4291 | 50.187 | 49.623 | 0 | 4.4592 | 6.7353 | 10.2697 | 17.7725 | 24.567 | 36.199 | 50.0773 | 68.7495 | 89.1636 | 107.5725 | 120.4992 | 132.148 | 143.026 | 143.792 | 144.5352 | 138.9074 | 130.448 | 121.9774 | 112.4532 | 104.1758 | 96.4737 | 89.3118 | 82.9663 | 78.1062 | 75.0965 | 71.963 | 70.4781 | 67.8456 | 67.7003 | 0 | 4.1724 | 7.5456 | 12.1186 | 25.5128 | 41.0417 | 57.3065 | 76.7901 | 100.8298 | 134.919 | 165.4437 | 186.2094 | 205.4014 | 226.3052 | 232.279 | 244.9505 | 254.1713 | 258.9475 | 259.789 | 250.9906 | 241.8409 | 229.0148 | 212.6214 | 194.4024 | 174.6684 | 155.6758 | 135.7172 | 117.0889 | 96.1522 | 78.9101 | 0 | 5.2374 | 8.4434 | 12.3954 | 21.1012 | 27.6933 | 38.9273 | 50.4438 | 64.3466 | 86.6003 | 102.9638 | 110.4336 | 114.882 | 117.7567 | 113.5077 | 109.6848 | 103.1104 | 96.2348 | 90.6594 | 84.9951 | 80.5685 | 76.9538 | 74.399 | 72.6372 | 71.5726 | 71.908 | 71.887 | 73.0755 | 73.1435 | 74.7756
HEAT PUMPS AND DISTRICT HEATING | ASHP | 0 | 10.2485 | 12.426 | 14.4458 | 16.6267 | 29.9837 | 40.7227 | 52.7358 | 66.4364 | 80.7864 | 95.3034 | 109.2606 | 123.3442 | 138.348 | 151.4709 | 174.1378 | 202.4202 | 233.491 | 267.215 | 297.4807 | 320.3435 | 351.3773 | 383.5038 | 416.0809 | 440.8441 | 456.5017 | 486.1235 | 517.4079 | 549.9314 | 584.4314 | 0 | 1.5126 | 16.2364 | 33.4024 | 49.8393 | 75.3375 | 118.9277 | 170.1624 | 219.5842 | 256.8294 | 289.2575 | 327.8286 | 396.5825 | 455.5184 | 491.3117 | 529.3131 | 581.3341 | 630.3367 | 697.014 | 728.0682 | 752.8786 | 836.5323 | 932.269 | 1031.3687 | 1058.6236 | 1046.1107 | 1057.8098 | 1078.4232 | 1109.4705 | 1143.0106 | 0 | 13.8106 | 25.6937 | 39.4298 | 52.1616 | 65.3546 | 78.1892 | 91.1013 | 105.0741 | 114.6745 | 125.948 | 147.4115 | 169.8962 | 193.2921 | 210.3798 | 225.475 | 262.7222 | 299.156 | 333.5783 | 356.5676 | 377.4723 | 402.8805 | 428.4189 | 454.8383 | 470.6869 | 487.0533 | 513.1915 | 539.6702 | 567.9958 | 600.5993 | 0 | 16.1942 | 28.5507 | 43.0208 | 57.6804 | 74.6488 | 98.3703 | 123.6974 | 149.563 | 169.8546 | 188.4419 | 214.6854 | 242.6695 | 272.276 | 292.1559 | 325.3567 | 352.5851 | 379.2574 | 404.0767 | 413.1468 | 423.0561 | 450.2182 | 478.2577 | 503.0602 | 505.2077 | 494.2974 | 496.2456 | 500.5961 | 505.9408 | 512.0807 | 0 | 17.6048 | 37.058 | 56.5964 | 76.9358 | 110.3377 | 151.2092 | 190.6377 | 239.7379 | 290.6124 | 340.0322 | 390.2217 | 462.6074 | 538.0912 | 603.3224 | 660.2409 | 733.5143 | 806.7065 | 876.6303 | 912.6723 | 939.4846 | 985.3198 | 1029.8596 | 1065.1741 | 1068.2633 | 1070.5328 | 1098.5859 | 1127.8859 | 1156.61 | 1186.998
| GSHP | 0 | 0.88238 | 1.2045 | 1.4919 | 1.7815 | 3.2826 | 4.4819 | 5.89 | 7.5477 | 9.3701 | 11.8833 | 14.573 | 17.4361 | 20.6121 | 23.6737 | 28.9838 | 35.7434 | 43.5043 | 52.3764 | 61.0487 | 67.6816 | 76.5775 | 86.2529 | 96.8158 | 105.9033 | 111.5856 | 120.5797 | 129.8444 | 139.1961 | 148.74 | 0 | 6.1053 | 14.8792 | 25.2033 | 35.6966 | 37.7757 | 39.9331 | 42.2649 | 43.5842 | 43.0011 | 42.9812 | 45.7884 | 48.5103 | 53.2881 | 55.3846 | 57.6889 | 62.1339 | 66.2035 | 88.2073 | 104.1633 | 115.4046 | 127.9421 | 145.7423 | 159.0558 | 204.4443 | 211.2085 | 223.1038 | 237.2309 | 254.148 | 272.0709 | 0 | 1.6377 | 3.1797 | 5.1048 | 7.0425 | 9.8113 | 14.0243 | 18.9832 | 24.6996 | 29.9726 | 35.3059 | 39.868 | 44.9632 | 50.6415 | 54.8371 | 56.8981 | 66.8674 | 76.5705 | 85.856 | 92.1916 | 96.1249 | 102.8585 | 109.6696 | 116.5339 | 120.5597 | 121.6527 | 124.8863 | 128.0719 | 131.5371 | 135.5058 | 0 | 3.434 | 7.4736 | 12.1601 | 16.8521 | 22.4715 | 32.2448 | 45.7353 | 61.5356 | 77.0757 | 92.9752 | 112.9981 | 134.4039 | 157.1914 | 174.4593 | 179.8658 | 201.8598 | 225.8156 | 251.5788 | 270.0841 | 289.2785 | 314.9993 | 340.376 | 363.207 | 373.7656 | 375.0901 | 380.7887 | 384.4215 | 388.6208 | 391.6455 | 0 | 9.427 | 15.487 | 20.7945 | 26.4545 | 32.9506 | 38.9788 | 45.5396 | 54.2481 | 63.7283 | 72.1927 | 78.4308 | 85.9288 | 96.2971 | 104.9526 | 110.6586 | 119.4046 | 128.6601 | 144.862 | 154.4095 | 159.5788 | 167.0576 | 175.6606 | 180.2815 | 190.2378 | 189.9502 | 193.7181 | 198.2764 | 202.9028 | 207.0924
| HYBRID | 0 | 0 | 0 | 0 | 0 | 0 | 0 | 0 | 0 | 0 | 0 | 0 | 0 | 0 | 0 | 0 | 0 | 0 | 0 | 0 | 0 | 0 | 0 | 0 | 0 | 0 | 0 | 0 | 0 | 0 | 0 | 0 | 0 | 0 | 0 | 0 | 0 | 0 | 0 | 0 | 0 | 0 | 0 | 0 | 0 | 0 | 0 | 0 | 0 | 0 | 0 | 0 | 0 | 0 | 0 | 0 | 0 | 0 | 0 | 0 | 0 | 0 | 0 | 0 | 0 | 0 | 0 | 0 | 0 | 0 | 0 | 0 | 0 | 0 | 0 | 0 | 0 | 0 | 0 | 0 | 0 | 0 | 0 | 0 | 0 | 0 | 0 | 0 | 0 | 0 | 0 | 0 | 0 | 0 | 0 | 0 | 0 | 0 | 0 | 0 | 0 | 0 | 0 | 0 | 0 | 0 | 0 | 0 | 0 | 0 | 0 | 0 | 0 | 0 | 0 | 0 | 0 | 0 | 0 | 0 | 0 | 0 | 0 | 0 | 0 | 0 | 0 | 0 | 0 | 0 | 0 | 0 | 0 | 0 | 0 | 0 | 0 | 0 | 0 | 0 | 0 | 0 | 0 | 0 | 0 | 0 | 0 | 0 | 0 | 0
| District Heating | 0 | 6.64 | 14.62 | 23.94 | 34.09 | 32.43 | 33.44 | 34.34 | 35.05 | 35.68 | 34.76 | 36.26 | 37.79 | 39.35 | 41 | 32.34 | 29.56 | 27.32 | 25.44 | 23.98 | 24.94 | 25.32 | 25.83 | 26.75 | 27.5 | 28.89 | 28.91 | 28.93 | 28.97 | 29.04 | 0 | 7.27 | 14.82 | 23.06 | 31.71 | 32.82 | 36.42 | 41.81 | 48.74 | 57.24 | 62.55 | 70.79 | 80.51 | 91.65 | 104.21 | 99.95 | 111.78 | 123.26 | 134.24 | 144.34 | 155.89 | 166.37 | 175.09 | 182.14 | 187.88 | 185.24 | 189.58 | 193.07 | 195.89 | 198.22 | 0 | 5.86 | 12.11 | 18.73 | 25.94 | 27.6 | 30.04 | 33.52 | 38.39 | 44.86 | 48.93 | 54.5 | 61.04 | 68.64 | 77.03 | 75.36 | 83.79 | 91.86 | 99.35 | 105.96 | 110.2 | 115.57 | 120.18 | 123.33 | 125.31 | 127.65 | 130.62 | 132.72 | 134.06 | 134.57 | 0 | 4.92 | 10.05 | 15.47 | 21.37 | 21.7 | 23.91 | 27.21 | 31.11 | 36.21 | 38.19 | 43.26 | 48.77 | 54.98 | 61.85 | 60.52 | 67.71 | 74.79 | 81.62 | 88.09 | 92.73 | 98.26 | 102.34 | 106.07 | 108.96 | 109.31 | 112.22 | 115.04 | 117.43 | 119.67 | 0 | 6.565 | 13.465 | 20.895 | 28.825 | 30.21 | 33.23 | 37.665 | 43.565 | 51.05 | 55.74 | 62.645 | 70.775 | 80.145 | 90.62 | 87.655 | 97.785 | 107.56 | 116.795 | 125.15 | 133.045 | 140.97 | 147.635 | 152.735 | 156.595 | 156.445 | 160.1 | 162.895 | 164.975 | 166.395

## Total electric vehicles
Return to Contents | Total electric vehilces | FS | FS | FS | FS | FS | FS | FS | FS | FS | FS | FS | FS | FS | FS | FS | FS | FS | FS | FS | FS | FS | FS | FS | FS | FS | FS | FS | FS | FS | FS | CT | CT | CT | CT | CT | CT | CT | CT | CT | CT | CT | CT | CT | CT | CT | CT | CT | CT | CT | CT | CT | CT | CT | CT | CT | CT | CT | CT | CT | CT | ST | ST | ST | ST | ST | ST | ST | ST | ST | ST | ST | ST | ST | ST | ST | ST | ST | ST | ST | ST | ST | ST | ST | ST | ST | ST | ST | ST | ST | ST | LW | LW | LW | LW | LW | LW | LW | LW | LW | LW | LW | LW | LW | LW | LW | LW | LW | LW | LW | LW | LW | LW | LW | LW | LW | LW | LW | LW | LW | LW | BV | BV | BV | BV | BV | BV | BV | BV | BV | BV | BV | BV | BV | BV | BV | BV | BV | BV | BV | BV | BV | BV | BV | BV | BV | BV | BV | BV | BV | BV
|  | 2021 | 2022 | 2023 | 2024 | 2025 | 2026 | 2027 | 2028 | 2029 | 2030 | 2031 | 2032 | 2033 | 2034 | 2035 | 2036 | 2037 | 2038 | 2039 | 2040 | 2041 | 2042 | 2043 | 2044 | 2045 | 2046 | 2047 | 2048 | 2049 | 2050 | 2021 | 2022 | 2023 | 2024 | 2025 | 2026 | 2027 | 2028 | 2029 | 2030 | 2031 | 2032 | 2033 | 2034 | 2035 | 2036 | 2037 | 2038 | 2039 | 2040 | 2041 | 2042 | 2043 | 2044 | 2045 | 2046 | 2047 | 2048 | 2049 | 2050 | 2021 | 2022 | 2023 | 2024 | 2025 | 2026 | 2027 | 2028 | 2029 | 2030 | 2031 | 2032 | 2033 | 2034 | 2035 | 2036 | 2037 | 2038 | 2039 | 2040 | 2041 | 2042 | 2043 | 2044 | 2045 | 2046 | 2047 | 2048 | 2049 | 2050 | 2021 | 2022 | 2023 | 2024 | 2025 | 2026 | 2027 | 2028 | 2029 | 2030 | 2031 | 2032 | 2033 | 2034 | 2035 | 2036 | 2037 | 2038 | 2039 | 2040 | 2041 | 2042 | 2043 | 2044 | 2045 | 2046 | 2047 | 2048 | 2049 | 2050 | 2021 | 2022 | 2023 | 2024 | 2025 | 2026 | 2027 | 2028 | 2029 | 2030 | 2031 | 2032 | 2033 | 2034 | 2035 | 2036 | 2037 | 2038 | 2039 | 2040 | 2041 | 2042 | 2043 | 2044 | 2045 | 2046 | 2047 | 2048 | 2049 | 2050
PSS | ABERDYFI T1 | 85 | 76 | 82 | 96 | 121 | 159 | 214 | 293 | 402 | 475 | 563 | 670 | 792 | 926 | 1068 | 1240 | 1419 | 1600 | 1774 | 1945 | 2097 | 2231 | 2345 | 2441 | 2519 | 2538 | 2556 | 2575 | 2598 | 2619 | 85 | 84 | 113 | 170 | 265 | 416 | 540 | 692 | 874 | 1077 | 1321 | 1574 | 1821 | 2039 | 2218 | 2351 | 2437 | 2496 | 2529 | 2545 | 2536 | 2519 | 2499 | 2474 | 2446 | 2412 | 2375 | 2332 | 2282 | 2229 | 85 | 83 | 94 | 116 | 149 | 200 | 274 | 376 | 522 | 637 | 779 | 950 | 1143 | 1353 | 1562 | 1766 | 1959 | 2127 | 2268 | 2378 | 2465 | 2523 | 2531 | 2513 | 2489 | 2456 | 2412 | 2375 | 2338 | 2296 | 85 | 90 | 122 | 183 | 280 | 433 | 566 | 740 | 948 | 1191 | 1450 | 1708 | 1944 | 2145 | 2295 | 2401 | 2466 | 2504 | 2515 | 2488 | 2457 | 2419 | 2375 | 2317 | 2252 | 2170 | 2082 | 1975 | 1856 | 1719 | 85 | 37 | 58 | 87 | 123 | 177 | 244 | 330 | 440 | 582 | 724 | 857 | 988 | 1114 | 1238 | 1355 | 1468 | 1579 | 1689 | 1791 | 1888 | 1972 | 2048 | 2109 | 2161 | 2206 | 2244 | 2278 | 2310 | 2326
PSS | ABERGELE T1 / PENSARN T1 | 22 | 57 | 93 | 149 | 234 | 366 | 561 | 847 | 1252 | 1571 | 1950 | 2401 | 2915 | 3494 | 4122 | 4875 | 5670 | 6488 | 7294 | 8108 | 8872 | 9547 | 10146 | 10658 | 11083 | 11256 | 11417 | 11559 | 11703 | 11835 | 22 | 109 | 232 | 446 | 800 | 1377 | 1897 | 2538 | 3301 | 4174 | 5219 | 6331 | 7437 | 8451 | 9331 | 10044 | 10573 | 10959 | 11216 | 11387 | 11423 | 11404 | 11354 | 11278 | 11180 | 11055 | 10901 | 10739 | 10550 | 10330 | 22 | 73 | 136 | 228 | 358 | 555 | 846 | 1264 | 1857 | 2372 | 3010 | 3768 | 4641 | 5604 | 6579 | 7562 | 8498 | 9345 | 10056 | 10627 | 11070 | 11379 | 11470 | 11426 | 11329 | 11177 | 10987 | 10822 | 10642 | 10442 | 22 | 122 | 266 | 499 | 887 | 1507 | 2082 | 2841 | 3765 | 4841 | 6018 | 7216 | 8359 | 9352 | 10139 | 10710 | 11087 | 11321 | 11413 | 11340 | 11236 | 11097 | 10920 | 10699 | 10429 | 10112 | 9747 | 9324 | 8847 | 8299 | 22 | 192 | 297 | 448 | 643 | 925 | 1292 | 1754 | 2348 | 3114 | 3902 | 4657 | 5406 | 6157 | 6913 | 7657 | 8388 | 9096 | 9785 | 10421 | 11000 | 11516 | 11967 | 12361 | 12675 | 12939 | 13175 | 13392 | 13610 | 13725
PSS | ABERSOCH T1 | 12 | 22 | 35 | 53 | 78 | 120 | 181 | 270 | 396 | 498 | 614 | 752 | 909 | 1088 | 1280 | 1510 | 1755 | 2003 | 2245 | 2490 | 2716 | 2915 | 3092 | 3240 | 3363 | 3410 | 3454 | 3494 | 3534 | 3570 | 12 | 38 | 74 | 140 | 251 | 427 | 587 | 783 | 1016 | 1282 | 1602 | 1938 | 2274 | 2580 | 2841 | 3050 | 3206 | 3315 | 3390 | 3437 | 3443 | 3436 | 3420 | 3394 | 3363 | 3324 | 3278 | 3229 | 3168 | 3099 | 12 | 26 | 46 | 73 | 114 | 174 | 264 | 392 | 572 | 727 | 920 | 1152 | 1414 | 1705 | 1998 | 2294 | 2574 | 2824 | 3036 | 3206 | 3337 | 3429 | 3452 | 3440 | 3411 | 3365 | 3308 | 3257 | 3204 | 3142 | 12 | 41 | 86 | 157 | 276 | 463 | 637 | 869 | 1149 | 1474 | 1830 | 2189 | 2533 | 2827 | 3062 | 3230 | 3340 | 3406 | 3433 | 3410 | 3378 | 3333 | 3280 | 3212 | 3128 | 3030 | 2921 | 2792 | 2641 | 2472 | 12 | 56 | 87 | 129 | 185 | 265 | 370 | 497 | 663 | 883 | 1101 | 1312 | 1523 | 1733 | 1945 | 2150 | 2353 | 2550 | 2738 | 2918 | 3080 | 3224 | 3351 | 3460 | 3549 | 3624 | 3691 | 3751 | 3814 | 3847
PSS | ABERYSTWYTH T1 / NORTH RD T1 / PARC-Y-LLYN T1 / PARC-Y-LLYN T2 / U C WALES T1 | 12 | 46 | 79 | 135 | 217 | 344 | 534 | 810 | 1204 | 1517 | 1887 | 2333 | 2843 | 3420 | 4054 | 4812 | 5627 | 6476 | 7327 | 8193 | 9014 | 9767 | 10441 | 11027 | 11518 | 11759 | 11975 | 12157 | 12320 | 12465 | 12 | 90 | 206 | 406 | 734 | 1273 | 1762 | 2367 | 3094 | 3928 | 4946 | 6045 | 7162 | 8223 | 9194 | 10025 | 10695 | 11220 | 11595 | 11864 | 11979 | 12020 | 12019 | 11976 | 11910 | 11809 | 11682 | 11543 | 11380 | 11186 | 12 | 56 | 117 | 203 | 332 | 519 | 795 | 1198 | 1774 | 2285 | 2919 | 3679 | 4564 | 5554 | 6575 | 7631 | 8653 | 9597 | 10401 | 11055 | 11562 | 11922 | 12074 | 12075 | 11996 | 11849 | 11663 | 11488 | 11298 | 11083 | 12 | 111 | 250 | 476 | 846 | 1450 | 2014 | 2762 | 3680 | 4760 | 5962 | 7216 | 8441 | 9543 | 10449 | 11132 | 11602 | 11907 | 12050 | 12027 | 11962 | 11858 | 11715 | 11524 | 11292 | 11015 | 10691 | 10316 | 9891 | 9407 | 12 | 180 | 274 | 410 | 590 | 848 | 1185 | 1613 | 2168 | 2892 | 3645 | 4384 | 5134 | 5904 | 6711 | 7522 | 8332 | 9114 | 9864 | 10549 | 11162 | 11716 | 12194 | 12629 | 12973 | 13255 | 13512 | 13764 | 14023 | 14175
PSS | ACER AVE T1 | 66 | 88 | 118 | 169 | 250 | 372 | 556 | 820 | 1199 | 1488 | 1829 | 2239 | 2707 | 3231 | 3794 | 4468 | 5179 | 5906 | 6617 | 7329 | 7992 | 8573 | 9083 | 9516 | 9876 | 10003 | 10126 | 10244 | 10363 | 10478 | 66 | 133 | 245 | 448 | 783 | 1328 | 1807 | 2400 | 3107 | 3905 | 4863 | 5872 | 6866 | 7763 | 8523 | 9116 | 9541 | 9840 | 10024 | 10141 | 10143 | 10101 | 10040 | 9958 | 9859 | 9738 | 9593 | 9434 | 9251 | 9042 | 66 | 102 | 158 | 243 | 364 | 550 | 819 | 1205 | 1750 | 2220 | 2792 | 3478 | 4261 | 5120 | 5978 | 6837 | 7649 | 8376 | 8983 | 9467 | 9840 | 10102 | 10161 | 10107 | 10015 | 9876 | 9706 | 9556 | 9401 | 9225 | 66 | 145 | 277 | 494 | 850 | 1422 | 1948 | 2638 | 3473 | 4441 | 5494 | 6552 | 7549 | 8406 | 9070 | 9541 | 9846 | 10029 | 10093 | 10013 | 9905 | 9768 | 9598 | 9386 | 9131 | 8834 | 8487 | 8089 | 7632 | 7113 | 66 | 190 | 288 | 426 | 612 | 877 | 1221 | 1651 | 2207 | 2921 | 3646 | 4337 | 5014 | 5687 | 6350 | 6997 | 7627 | 8241 | 8839 | 9396 | 9908 | 10364 | 10763 | 11106 | 11384 | 11619 | 11825 | 12013 | 12201 | 12293
PSS | ACORNFIELD RD T1 / DICKINSONS T1 / HAMMOND RD T1 / KODAK T1 | 13 | 14 | 19 | 23 | 30 | 41 | 56 | 79 | 108 | 133 | 160 | 195 | 234 | 282 | 331 | 392 | 461 | 530 | 600 | 679 | 747 | 818 | 879 | 934 | 979 | 1005 | 1029 | 1049 | 1067 | 1080 | 13 | 20 | 29 | 46 | 72 | 114 | 151 | 197 | 252 | 316 | 394 | 482 | 574 | 664 | 751 | 830 | 899 | 952 | 996 | 1026 | 1042 | 1055 | 1059 | 1060 | 1059 | 1052 | 1046 | 1037 | 1026 | 1014 | 13 | 16 | 22 | 28 | 40 | 55 | 77 | 111 | 156 | 196 | 246 | 310 | 379 | 462 | 549 | 641 | 732 | 816 | 890 | 951 | 999 | 1032 | 1050 | 1059 | 1055 | 1044 | 1029 | 1014 | 998 | 979 | 13 | 21 | 33 | 51 | 84 | 131 | 178 | 237 | 312 | 401 | 502 | 610 | 718 | 818 | 906 | 974 | 1021 | 1054 | 1073 | 1074 | 1075 | 1070 | 1063 | 1053 | 1038 | 1017 | 996 | 967 | 937 | 900 | 13 | 26 | 32 | 40 | 52 | 68 | 89 | 118 | 152 | 204 | 253 | 306 | 359 | 418 | 481 | 547 | 616 | 680 | 743 | 798 | 847 | 892 | 934 | 971 | 1000 | 1027 | 1051 | 1075 | 1099 | 1117
PSS | ACTON T1 | 83 | 77 | 86 | 103 | 133 | 180 | 248 | 346 | 483 | 581 | 695 | 833 | 991 | 1169 | 1356 | 1583 | 1819 | 2058 | 2292 | 2521 | 2732 | 2914 | 3073 | 3207 | 3315 | 3347 | 3377 | 3409 | 3446 | 3482 | 83 | 89 | 130 | 203 | 328 | 526 | 694 | 899 | 1142 | 1416 | 1746 | 2087 | 2420 | 2714 | 2954 | 3133 | 3250 | 3328 | 3369 | 3391 | 3379 | 3354 | 3326 | 3292 | 3253 | 3207 | 3154 | 3096 | 3032 | 2958 | 83 | 84 | 101 | 130 | 175 | 241 | 338 | 476 | 669 | 825 | 1018 | 1247 | 1507 | 1792 | 2071 | 2348 | 2608 | 2835 | 3023 | 3170 | 3288 | 3366 | 3375 | 3352 | 3315 | 3269 | 3210 | 3162 | 3111 | 3056 | 83 | 96 | 141 | 220 | 348 | 551 | 731 | 963 | 1245 | 1570 | 1920 | 2266 | 2587 | 2858 | 3061 | 3202 | 3288 | 3336 | 3351 | 3315 | 3272 | 3219 | 3158 | 3080 | 2988 | 2881 | 2758 | 2617 | 2453 | 2270 | 83 | 66 | 101 | 150 | 215 | 306 | 425 | 573 | 764 | 1009 | 1255 | 1487 | 1712 | 1932 | 2143 | 2347 | 2544 | 2735 | 2923 | 3100 | 3264 | 3411 | 3539 | 3645 | 3731 | 3807 | 3872 | 3931 | 3984 | 4008
PSS | AIGBURTH VALE T1 / IVY AVE T1 / MATHER AVE T1 / MOSSLEY HILL T1 / WAVERTREE T1 | 13 | 83 | 153 | 256 | 411 | 652 | 1008 | 1529 | 2273 | 2861 | 3550 | 4377 | 5316 | 6373 | 7507 | 8867 | 10296 | 11757 | 13185 | 14621 | 15954 | 17116 | 18145 | 19012 | 19727 | 19985 | 20231 | 20463 | 20699 | 20929 | 13 | 183 | 411 | 808 | 1465 | 2544 | 3509 | 4702 | 6120 | 7725 | 9651 | 11682 | 13677 | 15478 | 17004 | 18198 | 19046 | 19638 | 20009 | 20241 | 20243 | 20155 | 20028 | 19861 | 19659 | 19412 | 19120 | 18800 | 18435 | 18016 | 13 | 113 | 230 | 400 | 644 | 1006 | 1537 | 2304 | 3391 | 4333 | 5489 | 6867 | 8442 | 10171 | 11894 | 13623 | 15252 | 16714 | 17928 | 18901 | 19649 | 20170 | 20285 | 20172 | 19980 | 19703 | 19358 | 19062 | 18747 | 18396 | 13 | 202 | 467 | 898 | 1600 | 2740 | 3791 | 5179 | 6857 | 8805 | 10924 | 13048 | 15054 | 16774 | 18103 | 19053 | 19664 | 20027 | 20157 | 19985 | 19763 | 19485 | 19141 | 18708 | 18191 | 17588 | 16889 | 16087 | 15172 | 14127 | 13 | 372 | 571 | 849 | 1217 | 1744 | 2426 | 3287 | 4389 | 5805 | 7251 | 8620 | 9969 | 11305 | 12624 | 13907 | 15161 | 16379 | 17566 | 18674 | 19690 | 20592 | 21384 | 22059 | 22605 | 23066 | 23470 | 23840 | 24207 | 24387
PSS | AINSDALE T1 / PINFOLD LA T1 | 237 | 216 | 236 | 285 | 366 | 495 | 685 | 959 | 1336 | 1605 | 1924 | 2309 | 2750 | 3244 | 3774 | 4411 | 5083 | 5770 | 6443 | 7116 | 7741 | 8290 | 8772 | 9180 | 9515 | 9640 | 9755 | 9862 | 9974 | 10081 | 237 | 245 | 355 | 559 | 897 | 1439 | 1889 | 2449 | 3113 | 3868 | 4770 | 5723 | 6661 | 7506 | 8224 | 8786 | 9184 | 9469 | 9643 | 9753 | 9756 | 9714 | 9657 | 9581 | 9485 | 9373 | 9230 | 9083 | 8912 | 8718 | 237 | 235 | 280 | 361 | 481 | 664 | 931 | 1310 | 1844 | 2281 | 2818 | 3464 | 4203 | 5011 | 5818 | 6630 | 7397 | 8083 | 8658 | 9113 | 9471 | 9713 | 9770 | 9720 | 9630 | 9498 | 9339 | 9198 | 9048 | 8885 | 237 | 268 | 391 | 607 | 961 | 1527 | 2020 | 2671 | 3457 | 4370 | 5366 | 6366 | 7307 | 8116 | 8743 | 9191 | 9481 | 9653 | 9711 | 9634 | 9530 | 9401 | 9242 | 9042 | 8801 | 8520 | 8190 | 7818 | 7391 | 6905 | 237 | 183 | 273 | 401 | 573 | 819 | 1136 | 1535 | 2047 | 2710 | 3380 | 4019 | 4646 | 5269 | 5886 | 6486 | 7073 | 7644 | 8199 | 8717 | 9190 | 9611 | 9983 | 10299 | 10554 | 10770 | 10960 | 11135 | 11306 | 11392
PSS | AINTREE LOCAL T1 / OLD ROAN T1 / WANGO LA T1 | 9 | 47 | 79 | 136 | 219 | 347 | 541 | 822 | 1224 | 1541 | 1915 | 2368 | 2884 | 3468 | 4100 | 4864 | 5673 | 6516 | 7348 | 8197 | 8997 | 9718 | 10363 | 10919 | 11380 | 11595 | 11783 | 11948 | 12106 | 12246 | 9 | 93 | 215 | 423 | 767 | 1330 | 1839 | 2470 | 3223 | 4085 | 5128 | 6246 | 7368 | 8417 | 9352 | 10126 | 10727 | 11187 | 11502 | 11724 | 11796 | 11807 | 11778 | 11718 | 11631 | 11517 | 11378 | 11221 | 11044 | 10835 | 9 | 59 | 119 | 210 | 340 | 536 | 820 | 1237 | 1826 | 2343 | 2987 | 3752 | 4644 | 5629 | 6634 | 7662 | 8651 | 9552 | 10319 | 10933 | 11414 | 11748 | 11869 | 11848 | 11757 | 11601 | 11414 | 11241 | 11054 | 10848 | 9 | 110 | 255 | 487 | 867 | 1484 | 2061 | 2822 | 3749 | 4841 | 6040 | 7277 | 8473 | 9530 | 10379 | 11010 | 11438 | 11706 | 11825 | 11775 | 11686 | 11563 | 11402 | 11190 | 10935 | 10634 | 10285 | 9883 | 9425 | 8902 | 9 | 210 | 316 | 464 | 661 | 945 | 1316 | 1785 | 2389 | 3173 | 3978 | 4761 | 5544 | 6339 | 7151 | 7960 | 8757 | 9532 | 10279 | 10966 | 11585 | 12141 | 12626 | 13056 | 13397 | 13679 | 13934 | 14178 | 14422 | 14560
PSS | AIRBUS T1 / BROUGHTON RETAIL PARK T1 / MIXALLOY T1 | 12 | 25 | 40 | 66 | 98 | 156 | 238 | 358 | 527 | 661 | 818 | 1008 | 1222 | 1463 | 1721 | 2033 | 2360 | 2695 | 3019 | 3353 | 3660 | 3926 | 4162 | 4362 | 4527 | 4586 | 4645 | 4700 | 4756 | 4809 | 12 | 48 | 100 | 190 | 343 | 589 | 810 | 1082 | 1404 | 1772 | 2211 | 2675 | 3133 | 3546 | 3897 | 4173 | 4370 | 4508 | 4595 | 4652 | 4652 | 4636 | 4607 | 4570 | 4526 | 4469 | 4402 | 4330 | 4248 | 4151 | 12 | 33 | 59 | 97 | 154 | 236 | 359 | 537 | 784 | 1000 | 1263 | 1579 | 1938 | 2334 | 2731 | 3127 | 3503 | 3838 | 4117 | 4342 | 4515 | 4636 | 4664 | 4639 | 4595 | 4532 | 4453 | 4386 | 4314 | 4234 | 12 | 52 | 115 | 211 | 375 | 635 | 876 | 1193 | 1576 | 2021 | 2507 | 2995 | 3454 | 3850 | 4159 | 4379 | 4519 | 4605 | 4637 | 4597 | 4549 | 4483 | 4408 | 4311 | 4192 | 4055 | 3898 | 3715 | 3508 | 3268 | 12 | 86 | 130 | 194 | 280 | 403 | 562 | 759 | 1014 | 1345 | 1678 | 1997 | 2309 | 2620 | 2928 | 3228 | 3521 | 3805 | 4085 | 4341 | 4578 | 4789 | 4974 | 5133 | 5261 | 5369 | 5464 | 5550 | 5638 | 5680
PSS | AIRPORT T1 / ALDERWOOD AVE (CROYDE RD) T1 / HAREFIELD RD T1 / METAL BOX (SPEKE) T1 | 13 | 21 | 31 | 48 | 74 | 115 | 174 | 259 | 382 | 481 | 594 | 733 | 892 | 1074 | 1273 | 1515 | 1774 | 2046 | 2318 | 2599 | 2870 | 3118 | 3343 | 3540 | 3702 | 3789 | 3866 | 3930 | 3987 | 4035 | 13 | 37 | 73 | 133 | 238 | 406 | 556 | 745 | 971 | 1235 | 1552 | 1901 | 2259 | 2599 | 2917 | 3192 | 3420 | 3604 | 3736 | 3831 | 3878 | 3896 | 3901 | 3890 | 3873 | 3842 | 3806 | 3764 | 3714 | 3656 | 13 | 26 | 46 | 72 | 113 | 171 | 259 | 387 | 568 | 730 | 931 | 1171 | 1453 | 1771 | 2102 | 2444 | 2779 | 3089 | 3352 | 3569 | 3739 | 3860 | 3914 | 3919 | 3894 | 3848 | 3788 | 3732 | 3671 | 3600 | 13 | 43 | 86 | 157 | 276 | 467 | 644 | 878 | 1169 | 1513 | 1896 | 2302 | 2701 | 3062 | 3363 | 3591 | 3750 | 3853 | 3905 | 3904 | 3884 | 3855 | 3814 | 3758 | 3686 | 3603 | 3503 | 3392 | 3263 | 3115 | 13 | 66 | 101 | 147 | 208 | 297 | 414 | 563 | 754 | 1007 | 1267 | 1524 | 1786 | 2056 | 2338 | 2625 | 2913 | 3189 | 3456 | 3694 | 3911 | 4105 | 4272 | 4426 | 4546 | 4646 | 4737 | 4826 | 4916 | 4971
PSS | ALBERT DOCK T1 / KINGS DOCK T1 / KINGS DOCK T2 / WAPPING T1 | 48 | 38 | 36 | 36 | 41 | 45 | 54 | 63 | 74 | 76 | 81 | 87 | 92 | 100 | 108 | 117 | 129 | 137 | 148 | 158 | 166 | 173 | 177 | 183 | 188 | 190 | 190 | 191 | 192 | 192 | 48 | 36 | 38 | 44 | 55 | 69 | 75 | 85 | 95 | 106 | 121 | 135 | 147 | 161 | 170 | 178 | 184 | 186 | 190 | 191 | 192 | 193 | 193 | 190 | 189 | 189 | 186 | 184 | 181 | 178 | 48 | 40 | 38 | 41 | 43 | 48 | 56 | 64 | 76 | 82 | 89 | 99 | 108 | 119 | 131 | 142 | 154 | 163 | 172 | 178 | 183 | 187 | 189 | 188 | 188 | 188 | 186 | 183 | 181 | 178 | 48 | 37 | 39 | 45 | 56 | 71 | 77 | 86 | 98 | 112 | 127 | 142 | 155 | 167 | 176 | 183 | 188 | 190 | 191 | 189 | 191 | 189 | 188 | 186 | 182 | 179 | 175 | 170 | 162 | 155 | 48 | 5 | 5 | 6 | 8 | 10 | 12 | 15 | 19 | 27 | 31 | 36 | 41 | 46 | 51 | 56 | 60 | 65 | 70 | 75 | 78 | 84 | 88 | 92 | 94 | 98 | 101 | 103 | 105 | 107
PSS | ALLERTON T1 / ECP WEST-BANKS RD T1 / GARSTON T1 / WEAVER IND EST T1 / YEW TREE RD T1 | 4 | 29 | 53 | 87 | 138 | 216 | 333 | 502 | 742 | 934 | 1158 | 1422 | 1726 | 2064 | 2426 | 2856 | 3307 | 3764 | 4208 | 4648 | 5048 | 5396 | 5696 | 5951 | 6155 | 6213 | 6276 | 6335 | 6403 | 6471 | 4 | 64 | 139 | 269 | 486 | 843 | 1158 | 1552 | 2013 | 2536 | 3158 | 3808 | 4440 | 5003 | 5460 | 5802 | 6029 | 6176 | 6259 | 6302 | 6278 | 6231 | 6178 | 6115 | 6043 | 5958 | 5858 | 5749 | 5622 | 5481 | 4 | 40 | 77 | 134 | 213 | 331 | 505 | 751 | 1104 | 1406 | 1775 | 2213 | 2710 | 3251 | 3788 | 4313 | 4805 | 5241 | 5599 | 5884 | 6104 | 6253 | 6274 | 6223 | 6159 | 6072 | 5962 | 5869 | 5773 | 5666 | 4 | 67 | 154 | 293 | 521 | 890 | 1228 | 1674 | 2210 | 2831 | 3497 | 4158 | 4772 | 5285 | 5674 | 5943 | 6111 | 6204 | 6232 | 6166 | 6084 | 5985 | 5866 | 5720 | 5544 | 5341 | 5106 | 4835 | 4525 | 4173 | 4 | 124 | 187 | 274 | 393 | 561 | 776 | 1048 | 1395 | 1840 | 2289 | 2710 | 3119 | 3520 | 3905 | 4275 | 4633 | 4981 | 5324 | 5647 | 5945 | 6212 | 6447 | 6641 | 6800 | 6937 | 7057 | 7161 | 7266 | 7310
PSS | ALMATEX T1 / DELTA METALS T1 / WATERY LA T2 | 77 | 61 | 62 | 69 | 77 | 99 | 125 | 163 | 212 | 246 | 283 | 328 | 381 | 441 | 511 | 590 | 681 | 771 | 862 | 961 | 1051 | 1134 | 1212 | 1278 | 1332 | 1362 | 1389 | 1410 | 1430 | 1448 | 77 | 62 | 75 | 103 | 147 | 215 | 269 | 333 | 409 | 498 | 606 | 727 | 848 | 964 | 1072 | 1166 | 1241 | 1302 | 1348 | 1380 | 1393 | 1403 | 1403 | 1400 | 1394 | 1384 | 1371 | 1357 | 1342 | 1318 | 77 | 65 | 70 | 80 | 96 | 119 | 155 | 205 | 272 | 328 | 394 | 474 | 569 | 677 | 791 | 906 | 1020 | 1125 | 1215 | 1287 | 1345 | 1385 | 1407 | 1408 | 1401 | 1383 | 1363 | 1343 | 1325 | 1300 | 77 | 68 | 81 | 110 | 160 | 236 | 294 | 375 | 475 | 591 | 722 | 859 | 996 | 1118 | 1221 | 1297 | 1351 | 1386 | 1403 | 1403 | 1399 | 1386 | 1374 | 1355 | 1331 | 1303 | 1270 | 1232 | 1187 | 1135 | 77 | 26 | 37 | 51 | 73 | 107 | 147 | 199 | 264 | 354 | 444 | 535 | 626 | 720 | 818 | 917 | 1016 | 1112 | 1205 | 1286 | 1363 | 1430 | 1488 | 1543 | 1584 | 1622 | 1654 | 1684 | 1717 | 1736
PSS | ALMONDS TURN T1 / ATLANTIC COMPLEX T1 / GIRO T1 / MIDLAND BANK T1 / NETHERTON T1 | 15 | 47 | 84 | 137 | 219 | 345 | 530 | 801 | 1189 | 1492 | 1854 | 2284 | 2774 | 3326 | 3927 | 4644 | 5405 | 6188 | 6960 | 7742 | 8473 | 9126 | 9701 | 10199 | 10607 | 10780 | 10937 | 11080 | 11219 | 11348 | 15 | 102 | 221 | 428 | 766 | 1326 | 1823 | 2439 | 3173 | 4010 | 5013 | 6081 | 7150 | 8128 | 8982 | 9674 | 10195 | 10584 | 10847 | 11027 | 11076 | 11072 | 11041 | 10983 | 10908 | 10805 | 10677 | 10537 | 10375 | 10182 | 15 | 66 | 126 | 214 | 344 | 531 | 810 | 1212 | 1780 | 2277 | 2888 | 3616 | 4456 | 5379 | 6315 | 7261 | 8167 | 8987 | 9676 | 10232 | 10664 | 10970 | 11069 | 11040 | 10957 | 10820 | 10651 | 10498 | 10334 | 10144 | 15 | 113 | 252 | 476 | 844 | 1442 | 1992 | 2720 | 3603 | 4633 | 5762 | 6913 | 8010 | 8970 | 9731 | 10288 | 10658 | 10889 | 10988 | 10930 | 10838 | 10716 | 10560 | 10358 | 10114 | 9824 | 9488 | 9102 | 8648 | 8130 | 15 | 212 | 315 | 461 | 653 | 930 | 1288 | 1742 | 2323 | 3075 | 3840 | 4575 | 5305 | 6037 | 6773 | 7503 | 8219 | 8914 | 9592 | 10221 | 10794 | 11308 | 11764 | 12163 | 12489 | 12763 | 13014 | 13250 | 13482 | 13615
PSS | ALPOCO T1 | 30 | 25 | 26 | 31 | 37 | 49 | 63 | 89 | 120 | 143 | 167 | 200 | 238 | 279 | 327 | 386 | 450 | 514 | 581 | 653 | 722 | 784 | 842 | 893 | 936 | 962 | 984 | 1001 | 1015 | 1028 | 30 | 26 | 35 | 49 | 77 | 117 | 152 | 194 | 243 | 304 | 375 | 458 | 543 | 628 | 707 | 781 | 847 | 898 | 938 | 966 | 982 | 993 | 996 | 997 | 995 | 988 | 982 | 972 | 963 | 951 | 30 | 26 | 29 | 37 | 45 | 60 | 82 | 115 | 157 | 196 | 244 | 299 | 367 | 441 | 523 | 609 | 696 | 775 | 844 | 900 | 944 | 976 | 995 | 998 | 994 | 982 | 971 | 954 | 940 | 922 | 30 | 30 | 40 | 57 | 87 | 135 | 175 | 231 | 298 | 379 | 472 | 572 | 672 | 765 | 844 | 908 | 950 | 980 | 993 | 998 | 996 | 989 | 983 | 973 | 960 | 942 | 923 | 900 | 872 | 840 | 30 | 17 | 25 | 34 | 47 | 67 | 94 | 125 | 167 | 226 | 285 | 345 | 408 | 473 | 544 | 616 | 692 | 762 | 831 | 890 | 944 | 992 | 1034 | 1075 | 1104 | 1131 | 1153 | 1177 | 1201 | 1216
PSS | AMLWCH T1 / AMLWCH T2 | 13 | 26 | 41 | 66 | 102 | 156 | 237 | 357 | 527 | 659 | 815 | 1003 | 1217 | 1458 | 1721 | 2033 | 2365 | 2708 | 3048 | 3388 | 3706 | 3992 | 4244 | 4460 | 4640 | 4716 | 4787 | 4848 | 4905 | 4959 | 13 | 49 | 96 | 184 | 329 | 567 | 778 | 1039 | 1352 | 1709 | 2141 | 2597 | 3057 | 3480 | 3852 | 4157 | 4387 | 4560 | 4678 | 4756 | 4779 | 4777 | 4760 | 4732 | 4694 | 4645 | 4585 | 4517 | 4443 | 4353 | 13 | 34 | 59 | 96 | 149 | 231 | 350 | 523 | 765 | 980 | 1241 | 1555 | 1918 | 2317 | 2724 | 3136 | 3533 | 3890 | 4193 | 4435 | 4626 | 4758 | 4800 | 4790 | 4751 | 4685 | 4608 | 4538 | 4463 | 4380 | 13 | 55 | 114 | 210 | 367 | 623 | 858 | 1172 | 1552 | 1998 | 2489 | 2987 | 3466 | 3888 | 4221 | 4468 | 4631 | 4734 | 4778 | 4751 | 4712 | 4659 | 4589 | 4500 | 4394 | 4267 | 4119 | 3950 | 3754 | 3536 | 13 | 78 | 119 | 176 | 253 | 363 | 505 | 685 | 919 | 1223 | 1531 | 1831 | 2128 | 2431 | 2738 | 3042 | 3342 | 3631 | 3912 | 4171 | 4405 | 4614 | 4798 | 4958 | 5087 | 5196 | 5294 | 5383 | 5475 | 5525
PSS | ANDERTON T1 | 28 | 45 | 66 | 103 | 153 | 235 | 353 | 527 | 773 | 962 | 1187 | 1460 | 1769 | 2117 | 2497 | 2950 | 3430 | 3930 | 4424 | 4923 | 5390 | 5811 | 6182 | 6503 | 6772 | 6887 | 6995 | 7088 | 7179 | 7262 | 28 | 80 | 154 | 286 | 502 | 854 | 1166 | 1553 | 2012 | 2535 | 3168 | 3841 | 4520 | 5143 | 5697 | 6153 | 6499 | 6766 | 6948 | 7079 | 7124 | 7134 | 7125 | 7099 | 7062 | 7004 | 6933 | 6852 | 6757 | 6646 | 28 | 58 | 95 | 150 | 230 | 353 | 528 | 785 | 1144 | 1457 | 1843 | 2301 | 2835 | 3422 | 4019 | 4625 | 5206 | 5736 | 6186 | 6548 | 6832 | 7034 | 7104 | 7094 | 7048 | 6966 | 6862 | 6771 | 6667 | 6545 | 28 | 88 | 173 | 317 | 549 | 929 | 1275 | 1734 | 2290 | 2942 | 3659 | 4392 | 5093 | 5711 | 6207 | 6575 | 6819 | 6976 | 7046 | 7019 | 6968 | 6902 | 6810 | 6689 | 6544 | 6370 | 6169 | 5933 | 5657 | 5340 | 28 | 137 | 204 | 295 | 414 | 586 | 808 | 1091 | 1454 | 1921 | 2398 | 2859 | 3319 | 3781 | 4252 | 4717 | 5179 | 5629 | 6063 | 6467 | 6836 | 7168 | 7462 | 7723 | 7939 | 8121 | 8288 | 8449 | 8606 | 8702
PSS | APPLETON T1 / HORNSBRIDGE T1 / LUGSDALE T2 | 15 | 67 | 120 | 198 | 314 | 496 | 765 | 1159 | 1716 | 2161 | 2679 | 3299 | 4008 | 4802 | 5657 | 6677 | 7752 | 8852 | 9927 | 11010 | 12011 | 12890 | 13665 | 14321 | 14862 | 15057 | 15245 | 15418 | 15601 | 15775 | 15 | 146 | 318 | 620 | 1121 | 1938 | 2667 | 3572 | 4643 | 5858 | 7315 | 8848 | 10360 | 11724 | 12880 | 13786 | 14437 | 14893 | 15182 | 15366 | 15382 | 15329 | 15248 | 15135 | 14999 | 14830 | 14624 | 14398 | 14142 | 13841 | 15 | 92 | 180 | 309 | 492 | 769 | 1171 | 1752 | 2574 | 3287 | 4160 | 5199 | 6390 | 7695 | 8994 | 10299 | 11531 | 12635 | 13557 | 14293 | 14865 | 15264 | 15360 | 15285 | 15150 | 14948 | 14700 | 14485 | 14253 | 13992 | 15 | 159 | 359 | 685 | 1215 | 2077 | 2873 | 3918 | 5185 | 6654 | 8251 | 9852 | 11362 | 12659 | 13666 | 14387 | 14850 | 15127 | 15232 | 15114 | 14954 | 14754 | 14504 | 14189 | 13813 | 13369 | 12854 | 12263 | 11578 | 10794 | 15 | 282 | 437 | 650 | 934 | 1339 | 1863 | 2521 | 3366 | 4452 | 5553 | 6600 | 7633 | 8655 | 9661 | 10641 | 11602 | 12534 | 13448 | 14301 | 15081 | 15782 | 16400 | 16929 | 17361 | 17732 | 18060 | 18362 | 18660 | 18816
PSS | ARROWE PK HOSP T1 / CHAMPION PLUGS T1 / CHAMPION PLUGS T2 / WOODCHURCH T1 | 28 | 24 | 26 | 32 | 38 | 51 | 69 | 92 | 126 | 149 | 178 | 212 | 248 | 290 | 336 | 391 | 449 | 506 | 562 | 617 | 669 | 712 | 751 | 784 | 809 | 818 | 826 | 834 | 843 | 852 | 28 | 29 | 38 | 57 | 87 | 138 | 177 | 228 | 284 | 351 | 433 | 514 | 595 | 665 | 722 | 767 | 798 | 818 | 830 | 834 | 833 | 827 | 822 | 814 | 806 | 794 | 782 | 771 | 753 | 734 | 28 | 27 | 31 | 37 | 49 | 66 | 90 | 124 | 171 | 209 | 256 | 311 | 375 | 441 | 511 | 575 | 639 | 695 | 742 | 777 | 807 | 825 | 830 | 824 | 816 | 807 | 793 | 781 | 768 | 752 | 28 | 30 | 41 | 60 | 92 | 142 | 186 | 242 | 311 | 388 | 474 | 559 | 636 | 703 | 753 | 788 | 809 | 824 | 828 | 820 | 810 | 799 | 785 | 768 | 746 | 721 | 692 | 657 | 616 | 571 | 28 | 21 | 28 | 40 | 56 | 78 | 107 | 143 | 188 | 248 | 307 | 363 | 418 | 472 | 523 | 574 | 622 | 667 | 713 | 756 | 798 | 833 | 866 | 892 | 915 | 935 | 952 | 967 | 983 | 988
PSS | ARUNDEL T1 / GROVE PK T1 / WAVERTREE VALE T1 | 32 | 32 | 37 | 47 | 64 | 88 | 130 | 184 | 263 | 320 | 390 | 475 | 570 | 680 | 802 | 946 | 1101 | 1266 | 1434 | 1599 | 1758 | 1908 | 2041 | 2159 | 2255 | 2307 | 2352 | 2391 | 2418 | 2444 | 32 | 37 | 57 | 95 | 158 | 259 | 344 | 452 | 585 | 737 | 924 | 1124 | 1336 | 1540 | 1731 | 1903 | 2041 | 2160 | 2245 | 2303 | 2337 | 2353 | 2356 | 2354 | 2342 | 2328 | 2306 | 2283 | 2255 | 2223 | 32 | 33 | 43 | 60 | 84 | 118 | 171 | 248 | 354 | 449 | 567 | 711 | 875 | 1061 | 1260 | 1467 | 1668 | 1856 | 2016 | 2147 | 2252 | 2323 | 2359 | 2364 | 2353 | 2322 | 2291 | 2256 | 2219 | 2178 | 32 | 41 | 68 | 112 | 183 | 296 | 401 | 538 | 708 | 909 | 1138 | 1381 | 1619 | 1838 | 2023 | 2160 | 2260 | 2326 | 2358 | 2359 | 2353 | 2336 | 2311 | 2282 | 2242 | 2197 | 2139 | 2075 | 2002 | 1922 | 32 | 35 | 47 | 69 | 95 | 136 | 188 | 253 | 341 | 456 | 576 | 697 | 822 | 956 | 1098 | 1244 | 1395 | 1538 | 1673 | 1794 | 1904 | 2001 | 2086 | 2165 | 2226 | 2277 | 2323 | 2371 | 2419 | 2451
PSS | ASH RD T1 / KELLOGGS (WREXHAM) T1 / KELLOGGS (WREXHAM) T2 | 28 | 29 | 35 | 44 | 59 | 82 | 118 | 165 | 236 | 287 | 347 | 419 | 500 | 592 | 691 | 809 | 931 | 1054 | 1175 | 1294 | 1402 | 1496 | 1576 | 1645 | 1699 | 1715 | 1732 | 1748 | 1765 | 1783 | 28 | 37 | 57 | 95 | 157 | 259 | 343 | 451 | 575 | 716 | 885 | 1062 | 1233 | 1385 | 1509 | 1601 | 1664 | 1703 | 1726 | 1737 | 1731 | 1718 | 1702 | 1687 | 1668 | 1645 | 1618 | 1590 | 1555 | 1516 | 28 | 33 | 42 | 59 | 80 | 114 | 162 | 231 | 328 | 409 | 509 | 627 | 762 | 911 | 1054 | 1196 | 1329 | 1446 | 1545 | 1622 | 1681 | 1723 | 1728 | 1716 | 1698 | 1674 | 1644 | 1618 | 1593 | 1566 | 28 | 39 | 63 | 102 | 169 | 271 | 363 | 483 | 628 | 798 | 977 | 1156 | 1324 | 1464 | 1569 | 1645 | 1690 | 1716 | 1721 | 1705 | 1682 | 1655 | 1624 | 1584 | 1538 | 1482 | 1421 | 1347 | 1259 | 1163 | 28 | 34 | 52 | 74 | 104 | 148 | 204 | 272 | 362 | 477 | 590 | 700 | 804 | 908 | 1008 | 1101 | 1195 | 1284 | 1373 | 1457 | 1534 | 1602 | 1664 | 1713 | 1754 | 1792 | 1824 | 1849 | 1876 | 1890
PSS | ASSOCIATED LEAD T1 / GREAT BOUGHTON T1 / PIPERS ASH T1 | 12 | 74 | 137 | 232 | 376 | 597 | 926 | 1406 | 2088 | 2633 | 3267 | 4030 | 4902 | 5879 | 6933 | 8191 | 9522 | 10886 | 12224 | 13569 | 14822 | 15924 | 16900 | 17729 | 18412 | 18673 | 18920 | 19146 | 19373 | 19589 | 12 | 166 | 372 | 733 | 1336 | 2321 | 3206 | 4302 | 5597 | 7076 | 8850 | 10723 | 12577 | 14261 | 15704 | 16848 | 17681 | 18277 | 18659 | 18905 | 18931 | 18872 | 18770 | 18629 | 18452 | 18232 | 17966 | 17682 | 17352 | 16974 | 12 | 102 | 207 | 363 | 586 | 921 | 1408 | 2112 | 3115 | 3987 | 5055 | 6332 | 7795 | 9404 | 11016 | 12638 | 14177 | 15560 | 16718 | 17644 | 18361 | 18859 | 18987 | 18897 | 18727 | 18471 | 18153 | 17876 | 17583 | 17251 | 12 | 184 | 426 | 823 | 1469 | 2515 | 3490 | 4771 | 6322 | 8126 | 10093 | 12081 | 13963 | 15590 | 16859 | 17776 | 18370 | 18732 | 18869 | 18729 | 18535 | 18290 | 17982 | 17596 | 17130 | 16587 | 15953 | 15227 | 14398 | 13449 | 12 | 331 | 512 | 764 | 1100 | 1584 | 2207 | 2996 | 4009 | 5311 | 6642 | 7912 | 9166 | 10415 | 11660 | 12874 | 14064 | 15222 | 16346 | 17392 | 18349 | 19199 | 19946 | 20587 | 21105 | 21541 | 21925 | 22280 | 22635 | 22814
PSS | ASTMOOR IND EST T1 / MACKAMAX T1 / MERSEY RD T1 / PICOW FARM RD T1 | 7 | 15 | 22 | 32 | 49 | 73 | 109 | 162 | 239 | 296 | 366 | 445 | 537 | 640 | 748 | 881 | 1016 | 1155 | 1290 | 1424 | 1546 | 1654 | 1747 | 1824 | 1886 | 1910 | 1930 | 1951 | 1974 | 1995 | 7 | 29 | 53 | 95 | 166 | 283 | 382 | 506 | 650 | 814 | 1010 | 1216 | 1414 | 1593 | 1740 | 1854 | 1934 | 1989 | 2028 | 2055 | 2061 | 2063 | 2061 | 2059 | 2053 | 2045 | 2032 | 2013 | 1991 | 1965 | 7 | 20 | 30 | 49 | 76 | 114 | 166 | 250 | 358 | 454 | 567 | 703 | 858 | 1027 | 1191 | 1356 | 1510 | 1649 | 1766 | 1859 | 1934 | 1991 | 2005 | 2000 | 1994 | 1975 | 1954 | 1936 | 1910 | 1877 | 7 | 27 | 55 | 99 | 170 | 288 | 393 | 529 | 695 | 887 | 1091 | 1294 | 1486 | 1647 | 1771 | 1858 | 1916 | 1953 | 1969 | 1959 | 1944 | 1927 | 1899 | 1868 | 1825 | 1777 | 1719 | 1647 | 1559 | 1454 | 7 | 50 | 71 | 103 | 143 | 200 | 274 | 364 | 479 | 629 | 775 | 913 | 1049 | 1180 | 1307 | 1429 | 1551 | 1669 | 1788 | 1903 | 2010 | 2110 | 2201 | 2282 | 2354 | 2419 | 2480 | 2538 | 2592 | 2629
PSS | ATHOL ST T1 / CHISENHALE ST T1 / SANDHILLS LA T1 | 51 | 41 | 44 | 50 | 56 | 71 | 91 | 121 | 159 | 183 | 213 | 251 | 292 | 341 | 398 | 463 | 535 | 610 | 687 | 768 | 842 | 917 | 980 | 1038 | 1087 | 1111 | 1136 | 1157 | 1172 | 1187 | 51 | 44 | 55 | 74 | 110 | 161 | 201 | 252 | 312 | 384 | 467 | 563 | 663 | 759 | 849 | 931 | 999 | 1054 | 1097 | 1127 | 1142 | 1150 | 1154 | 1153 | 1151 | 1143 | 1134 | 1124 | 1111 | 1096 | 51 | 45 | 48 | 57 | 68 | 87 | 114 | 156 | 207 | 251 | 304 | 370 | 447 | 535 | 629 | 726 | 821 | 913 | 987 | 1050 | 1100 | 1135 | 1151 | 1157 | 1151 | 1138 | 1122 | 1106 | 1088 | 1067 | 51 | 48 | 60 | 82 | 121 | 179 | 228 | 289 | 372 | 466 | 575 | 689 | 803 | 908 | 997 | 1066 | 1114 | 1146 | 1161 | 1163 | 1161 | 1152 | 1144 | 1131 | 1112 | 1089 | 1064 | 1036 | 1002 | 963 | 51 | 24 | 32 | 44 | 59 | 83 | 112 | 148 | 196 | 264 | 328 | 394 | 464 | 536 | 615 | 692 | 772 | 850 | 923 | 991 | 1048 | 1102 | 1149 | 1194 | 1225 | 1254 | 1279 | 1305 | 1333 | 1348
PSS | AUDLEM T1 | 27 | 31 | 42 | 59 | 83 | 121 | 179 | 261 | 378 | 465 | 570 | 697 | 838 | 998 | 1167 | 1370 | 1579 | 1797 | 2004 | 2209 | 2397 | 2560 | 2701 | 2819 | 2915 | 2942 | 2970 | 2998 | 3029 | 3059 | 27 | 48 | 82 | 145 | 251 | 420 | 569 | 754 | 972 | 1215 | 1508 | 1815 | 2111 | 2372 | 2587 | 2747 | 2853 | 2921 | 2959 | 2979 | 2969 | 2945 | 2920 | 2889 | 2855 | 2815 | 2768 | 2717 | 2657 | 2592 | 27 | 39 | 55 | 83 | 119 | 176 | 260 | 378 | 545 | 686 | 858 | 1064 | 1298 | 1552 | 1801 | 2049 | 2278 | 2482 | 2651 | 2784 | 2887 | 2957 | 2966 | 2943 | 2911 | 2867 | 2818 | 2775 | 2728 | 2679 | 27 | 50 | 91 | 157 | 267 | 443 | 602 | 811 | 1062 | 1354 | 1666 | 1974 | 2262 | 2501 | 2683 | 2809 | 2887 | 2929 | 2942 | 2910 | 2871 | 2824 | 2768 | 2699 | 2617 | 2522 | 2411 | 2286 | 2139 | 1973 | 27 | 58 | 88 | 130 | 187 | 267 | 370 | 498 | 665 | 877 | 1091 | 1293 | 1488 | 1678 | 1862 | 2039 | 2210 | 2374 | 2538 | 2692 | 2832 | 2960 | 3072 | 3165 | 3239 | 3305 | 3361 | 3408 | 3457 | 3478
PSS | BALA T1 | 7 | 21 | 38 | 61 | 90 | 141 | 212 | 317 | 468 | 585 | 721 | 887 | 1073 | 1278 | 1507 | 1772 | 2055 | 2344 | 2629 | 2908 | 3163 | 3391 | 3590 | 3760 | 3895 | 3944 | 3991 | 4033 | 4073 | 4112 | 7 | 43 | 85 | 162 | 289 | 496 | 680 | 911 | 1182 | 1492 | 1862 | 2253 | 2641 | 2993 | 3293 | 3533 | 3707 | 3826 | 3908 | 3960 | 3966 | 3955 | 3932 | 3903 | 3867 | 3819 | 3766 | 3705 | 3637 | 3554 | 7 | 27 | 51 | 83 | 130 | 201 | 303 | 452 | 659 | 841 | 1064 | 1332 | 1638 | 1972 | 2311 | 2650 | 2971 | 3257 | 3499 | 3691 | 3843 | 3946 | 3974 | 3958 | 3921 | 3870 | 3803 | 3742 | 3682 | 3614 | 7 | 46 | 97 | 179 | 316 | 534 | 738 | 1008 | 1332 | 1707 | 2121 | 2536 | 2925 | 3266 | 3533 | 3725 | 3849 | 3922 | 3952 | 3925 | 3884 | 3832 | 3770 | 3688 | 3591 | 3478 | 3347 | 3195 | 3018 | 2821 | 7 | 60 | 91 | 135 | 191 | 274 | 382 | 516 | 689 | 913 | 1141 | 1361 | 1576 | 1793 | 2010 | 2222 | 2431 | 2633 | 2831 | 3012 | 3179 | 3329 | 3461 | 3574 | 3667 | 3744 | 3815 | 3878 | 3941 | 3975
PSS | BANASTRE RD T1 / DOVER RD T1 / GRANTHAM CL T1 | 17 | 62 | 108 | 179 | 286 | 451 | 699 | 1059 | 1575 | 1984 | 2465 | 3038 | 3697 | 4441 | 5247 | 6211 | 7233 | 8291 | 9334 | 10391 | 11384 | 12270 | 13057 | 13735 | 14296 | 14536 | 14755 | 14951 | 15140 | 15315 | 17 | 127 | 282 | 553 | 1002 | 1735 | 2393 | 3209 | 4183 | 5292 | 6633 | 8057 | 9481 | 10793 | 11944 | 12882 | 13591 | 14119 | 14474 | 14714 | 14776 | 14763 | 14708 | 14618 | 14496 | 14341 | 14150 | 13945 | 13710 | 13432 | 17 | 83 | 160 | 277 | 445 | 697 | 1063 | 1597 | 2354 | 3017 | 3834 | 4808 | 5933 | 7177 | 8434 | 9713 | 10935 | 12043 | 12976 | 13728 | 14309 | 14716 | 14846 | 14800 | 14678 | 14483 | 14241 | 14024 | 13793 | 13534 | 17 | 146 | 330 | 628 | 1117 | 1909 | 2646 | 3618 | 4800 | 6186 | 7699 | 9250 | 10733 | 12035 | 13069 | 13826 | 14331 | 14644 | 14773 | 14692 | 14564 | 14393 | 14175 | 13893 | 13556 | 13158 | 12697 | 12165 | 11562 | 10872 | 17 | 269 | 407 | 600 | 858 | 1227 | 1706 | 2311 | 3092 | 4100 | 5133 | 6126 | 7120 | 8113 | 9120 | 10115 | 11094 | 12047 | 12965 | 13813 | 14585 | 15275 | 15877 | 16403 | 16823 | 17174 | 17488 | 17784 | 18080 | 18240
PSS | BANGOR HOSP T1 / EITHINOG T1 / BANGOR UNIVERSITY T1 / HIRAEL T1 | 7 | 26 | 44 | 69 | 110 | 175 | 270 | 408 | 605 | 762 | 943 | 1170 | 1420 | 1710 | 2026 | 2404 | 2810 | 3233 | 3659 | 4087 | 4500 | 4872 | 5209 | 5502 | 5745 | 5867 | 5975 | 6066 | 6148 | 6220 | 7 | 50 | 107 | 206 | 370 | 641 | 882 | 1183 | 1544 | 1963 | 2468 | 3014 | 3572 | 4102 | 4586 | 5002 | 5337 | 5596 | 5786 | 5923 | 5982 | 6006 | 6006 | 5987 | 5953 | 5906 | 5841 | 5774 | 5691 | 5595 | 7 | 33 | 62 | 105 | 168 | 261 | 401 | 603 | 889 | 1141 | 1458 | 1839 | 2278 | 2770 | 3281 | 3808 | 4315 | 4787 | 5186 | 5514 | 5771 | 5952 | 6027 | 6030 | 5993 | 5922 | 5829 | 5740 | 5648 | 5536 | 7 | 58 | 128 | 240 | 427 | 726 | 1007 | 1381 | 1836 | 2375 | 2975 | 3598 | 4213 | 4762 | 5215 | 5557 | 5793 | 5948 | 6018 | 6010 | 5978 | 5927 | 5857 | 5764 | 5650 | 5512 | 5351 | 5166 | 4955 | 4714 | 7 | 90 | 137 | 203 | 290 | 417 | 582 | 792 | 1065 | 1422 | 1793 | 2154 | 2524 | 2903 | 3300 | 3703 | 4101 | 4490 | 4860 | 5201 | 5503 | 5776 | 6015 | 6231 | 6401 | 6543 | 6673 | 6800 | 6930 | 7010
PSS | BARBAULD ST T1 / HORROCKS LA T1 / WARRINGTON CENTRAL T1 | 106 | 85 | 85 | 90 | 101 | 119 | 144 | 178 | 221 | 244 | 269 | 304 | 340 | 381 | 428 | 480 | 536 | 593 | 651 | 701 | 747 | 790 | 823 | 855 | 877 | 882 | 889 | 898 | 903 | 911 | 106 | 84 | 96 | 121 | 160 | 220 | 261 | 307 | 363 | 428 | 504 | 583 | 661 | 730 | 785 | 829 | 855 | 875 | 887 | 893 | 889 | 885 | 880 | 875 | 869 | 859 | 846 | 836 | 820 | 802 | 106 | 90 | 90 | 98 | 114 | 135 | 164 | 200 | 255 | 291 | 333 | 383 | 444 | 509 | 573 | 638 | 699 | 752 | 797 | 832 | 860 | 881 | 884 | 881 | 875 | 865 | 852 | 840 | 827 | 816 | 106 | 89 | 101 | 126 | 166 | 226 | 267 | 321 | 388 | 466 | 547 | 630 | 710 | 776 | 826 | 862 | 885 | 899 | 902 | 895 | 888 | 878 | 863 | 848 | 826 | 803 | 774 | 742 | 700 | 654 | 106 | 21 | 23 | 27 | 31 | 37 | 47 | 57 | 70 | 89 | 107 | 123 | 140 | 154 | 168 | 182 | 196 | 210 | 225 | 240 | 253 | 266 | 278 | 288 | 297 | 305 | 314 | 323 | 328 | 333
PSS | BARMOUTH T1 | 27 | 27 | 34 | 44 | 58 | 83 | 118 | 169 | 241 | 298 | 357 | 436 | 522 | 620 | 726 | 856 | 993 | 1136 | 1276 | 1416 | 1546 | 1665 | 1771 | 1859 | 1939 | 1972 | 2004 | 2030 | 2054 | 2077 | 27 | 36 | 55 | 91 | 152 | 252 | 333 | 440 | 564 | 707 | 882 | 1066 | 1252 | 1427 | 1583 | 1713 | 1816 | 1895 | 1953 | 1992 | 2007 | 2013 | 2012 | 2003 | 1992 | 1976 | 1955 | 1930 | 1900 | 1864 | 27 | 32 | 42 | 56 | 77 | 111 | 162 | 236 | 332 | 418 | 523 | 651 | 798 | 961 | 1129 | 1301 | 1465 | 1617 | 1746 | 1850 | 1931 | 1992 | 2015 | 2015 | 2004 | 1981 | 1950 | 1922 | 1889 | 1853 | 27 | 39 | 64 | 101 | 171 | 274 | 371 | 494 | 650 | 828 | 1028 | 1238 | 1437 | 1611 | 1753 | 1864 | 1935 | 1983 | 2005 | 2002 | 1993 | 1973 | 1950 | 1920 | 1883 | 1834 | 1780 | 1716 | 1636 | 1549 | 27 | 30 | 45 | 65 | 90 | 132 | 184 | 248 | 329 | 440 | 549 | 658 | 771 | 882 | 998 | 1116 | 1234 | 1347 | 1457 | 1557 | 1649 | 1733 | 1805 | 1872 | 1925 | 1973 | 2014 | 2055 | 2097 | 2123
PSS | BARNSTON T1 / GAYTON T1 / IRBY T1 / THINGWALL T1 | 70 | 156 | 252 | 399 | 621 | 966 | 1478 | 2224 | 3284 | 4122 | 5101 | 6271 | 7607 | 9105 | 10717 | 12644 | 14673 | 16752 | 18784 | 20823 | 22711 | 24366 | 25824 | 27063 | 28081 | 28450 | 28804 | 29130 | 29466 | 29790 | 70 | 293 | 614 | 1180 | 2118 | 3649 | 5015 | 6704 | 8711 | 10985 | 13715 | 16590 | 19423 | 21983 | 24155 | 25854 | 27073 | 27930 | 28462 | 28803 | 28814 | 28696 | 28523 | 28293 | 28012 | 27665 | 27252 | 26803 | 26288 | 25696 | 70 | 200 | 364 | 603 | 950 | 1467 | 2220 | 3311 | 4858 | 6191 | 7830 | 9780 | 12018 | 14471 | 16916 | 19373 | 21689 | 23768 | 25503 | 26889 | 27958 | 28702 | 28872 | 28721 | 28454 | 28061 | 27575 | 27151 | 26704 | 26208 | 70 | 325 | 703 | 1311 | 2313 | 3929 | 5425 | 7390 | 9768 | 12532 | 15533 | 18550 | 21398 | 23846 | 25744 | 27102 | 27976 | 28497 | 28688 | 28457 | 28146 | 27759 | 27279 | 26672 | 25947 | 25095 | 24109 | 22978 | 21686 | 20210 | 70 | 533 | 808 | 1194 | 1711 | 2446 | 3398 | 4602 | 6144 | 8123 | 10140 | 12059 | 13949 | 15821 | 17675 | 19480 | 21242 | 22960 | 24631 | 26188 | 27616 | 28888 | 30006 | 30958 | 31731 | 32382 | 32957 | 33484 | 34005 | 34266
PSS | BASCHURCH T1 | 107 | 99 | 111 | 138 | 181 | 249 | 352 | 497 | 700 | 848 | 1022 | 1235 | 1482 | 1755 | 2050 | 2406 | 2783 | 3171 | 3555 | 3942 | 4306 | 4630 | 4917 | 5162 | 5365 | 5451 | 5527 | 5599 | 5666 | 5730 | 107 | 117 | 176 | 284 | 464 | 754 | 998 | 1302 | 1665 | 2077 | 2575 | 3101 | 3625 | 4108 | 4530 | 4869 | 5122 | 5308 | 5434 | 5515 | 5536 | 5527 | 5503 | 5468 | 5422 | 5362 | 5290 | 5212 | 5124 | 5020 | 107 | 109 | 136 | 180 | 245 | 341 | 487 | 694 | 985 | 1227 | 1527 | 1888 | 2305 | 2760 | 3222 | 3690 | 4135 | 4540 | 4880 | 5151 | 5364 | 5511 | 5558 | 5539 | 5493 | 5418 | 5330 | 5249 | 5164 | 5070 | 107 | 129 | 197 | 314 | 506 | 812 | 1087 | 1447 | 1883 | 2394 | 2954 | 3524 | 4068 | 4541 | 4917 | 5190 | 5371 | 5483 | 5527 | 5493 | 5445 | 5380 | 5297 | 5192 | 5067 | 4918 | 4743 | 4545 | 4319 | 4063 | 107 | 104 | 155 | 230 | 326 | 463 | 643 | 869 | 1162 | 1540 | 1927 | 2297 | 2665 | 3035 | 3405 | 3771 | 4131 | 4479 | 4817 | 5130 | 5415 | 5669 | 5890 | 6084 | 6238 | 6369 | 6484 | 6593 | 6701 | 6756
PSS | BASS CHARRINGTON T1 / BASS CHARRINGTON T2 / CLIFTON T1 / YKK T1 | 21 | 40 | 62 | 98 | 152 | 233 | 357 | 535 | 792 | 990 | 1228 | 1507 | 1830 | 2193 | 2583 | 3050 | 3544 | 4052 | 4551 | 5052 | 5519 | 5933 | 6299 | 6610 | 6867 | 6966 | 7060 | 7147 | 7234 | 7315 | 21 | 75 | 152 | 286 | 510 | 879 | 1206 | 1608 | 2091 | 2640 | 3297 | 3992 | 4682 | 5308 | 5849 | 6278 | 6592 | 6818 | 6965 | 7058 | 7072 | 7051 | 7016 | 6963 | 6899 | 6819 | 6721 | 6614 | 6493 | 6352 | 21 | 51 | 91 | 148 | 230 | 356 | 538 | 801 | 1172 | 1497 | 1894 | 2367 | 2913 | 3511 | 4111 | 4716 | 5292 | 5808 | 6242 | 6586 | 6857 | 7045 | 7092 | 7063 | 7002 | 6904 | 6787 | 6683 | 6571 | 6450 | 21 | 81 | 172 | 319 | 560 | 952 | 1313 | 1788 | 2363 | 3034 | 3768 | 4508 | 5209 | 5817 | 6295 | 6638 | 6863 | 7001 | 7052 | 7001 | 6931 | 6840 | 6728 | 6584 | 6414 | 6212 | 5978 | 5711 | 5402 | 5055 | 21 | 129 | 196 | 292 | 419 | 602 | 838 | 1135 | 1520 | 2014 | 2519 | 2999 | 3475 | 3951 | 4423 | 4887 | 5341 | 5782 | 6211 | 6609 | 6971 | 7296 | 7581 | 7823 | 8022 | 8187 | 8335 | 8471 | 8605 | 8675
PSS | BATTERSBY LA T1 / RYLANDS ELDON ST T2 | 15 | 12 | 12 | 13 | 15 | 18 | 22 | 27 | 37 | 40 | 47 | 54 | 61 | 70 | 78 | 89 | 102 | 113 | 126 | 136 | 148 | 157 | 164 | 172 | 177 | 177 | 180 | 180 | 183 | 185 | 15 | 12 | 14 | 19 | 26 | 38 | 45 | 56 | 68 | 81 | 99 | 115 | 133 | 146 | 159 | 168 | 174 | 177 | 180 | 181 | 180 | 178 | 177 | 175 | 173 | 172 | 168 | 166 | 162 | 158 | 15 | 14 | 13 | 15 | 17 | 21 | 26 | 34 | 45 | 52 | 62 | 73 | 87 | 99 | 113 | 128 | 141 | 153 | 163 | 170 | 175 | 178 | 180 | 179 | 176 | 174 | 171 | 168 | 166 | 164 | 15 | 13 | 15 | 19 | 28 | 39 | 48 | 59 | 74 | 89 | 106 | 125 | 140 | 153 | 164 | 171 | 174 | 178 | 179 | 177 | 173 | 172 | 168 | 165 | 159 | 154 | 148 | 141 | 134 | 125 | 15 | 7 | 10 | 13 | 18 | 24 | 33 | 42 | 55 | 73 | 92 | 106 | 123 | 138 | 153 | 167 | 180 | 194 | 207 | 219 | 230 | 241 | 251 | 258 | 264 | 271 | 274 | 278 | 282 | 284
PSS | BEAUMARIS T1 | 28 | 32 | 42 | 57 | 79 | 115 | 168 | 243 | 350 | 430 | 525 | 637 | 763 | 906 | 1059 | 1240 | 1429 | 1625 | 1810 | 1994 | 2160 | 2305 | 2430 | 2534 | 2619 | 2642 | 2665 | 2688 | 2715 | 2740 | 28 | 45 | 78 | 133 | 227 | 380 | 514 | 676 | 869 | 1089 | 1350 | 1620 | 1884 | 2120 | 2311 | 2455 | 2550 | 2612 | 2646 | 2666 | 2654 | 2635 | 2613 | 2587 | 2558 | 2522 | 2479 | 2435 | 2382 | 2325 | 28 | 37 | 54 | 76 | 111 | 162 | 236 | 341 | 490 | 618 | 771 | 954 | 1164 | 1387 | 1611 | 1831 | 2035 | 2220 | 2370 | 2487 | 2581 | 2644 | 2653 | 2634 | 2606 | 2568 | 2524 | 2483 | 2444 | 2398 | 28 | 50 | 85 | 144 | 242 | 401 | 540 | 726 | 952 | 1211 | 1489 | 1765 | 2020 | 2234 | 2398 | 2512 | 2581 | 2619 | 2631 | 2604 | 2570 | 2529 | 2481 | 2419 | 2347 | 2263 | 2166 | 2051 | 1922 | 1773 | 28 | 46 | 71 | 104 | 151 | 217 | 300 | 408 | 545 | 719 | 895 | 1062 | 1223 | 1381 | 1533 | 1679 | 1820 | 1957 | 2092 | 2222 | 2339 | 2445 | 2537 | 2614 | 2675 | 2730 | 2778 | 2818 | 2861 | 2878
PSS | BEAUMONT ST T1 / DINGLE VALE T1 / LARK LA T1 / MDHB BRUNSWICK DOCK T1 | 13 | 15 | 23 | 33 | 46 | 68 | 100 | 144 | 209 | 262 | 319 | 391 | 469 | 562 | 664 | 782 | 912 | 1043 | 1175 | 1312 | 1437 | 1551 | 1651 | 1739 | 1812 | 1844 | 1875 | 1902 | 1927 | 1949 | 13 | 25 | 44 | 79 | 135 | 225 | 303 | 404 | 519 | 654 | 819 | 993 | 1172 | 1335 | 1484 | 1606 | 1704 | 1776 | 1827 | 1865 | 1877 | 1881 | 1875 | 1866 | 1856 | 1839 | 1814 | 1792 | 1765 | 1731 | 13 | 19 | 29 | 43 | 66 | 96 | 142 | 209 | 301 | 383 | 484 | 604 | 744 | 898 | 1057 | 1219 | 1377 | 1519 | 1640 | 1736 | 1812 | 1868 | 1887 | 1885 | 1870 | 1846 | 1818 | 1789 | 1760 | 1727 | 13 | 26 | 51 | 88 | 149 | 248 | 339 | 458 | 605 | 779 | 968 | 1163 | 1354 | 1524 | 1662 | 1764 | 1832 | 1875 | 1895 | 1888 | 1875 | 1852 | 1827 | 1797 | 1756 | 1708 | 1654 | 1592 | 1519 | 1435 | 13 | 37 | 51 | 72 | 99 | 139 | 191 | 256 | 338 | 449 | 560 | 670 | 780 | 893 | 1008 | 1125 | 1242 | 1352 | 1460 | 1560 | 1648 | 1727 | 1797 | 1860 | 1908 | 1952 | 1987 | 2024 | 2060 | 2081
PSS | BEDBURN DV T1 / BLUEBELL LA T1 / BROOKBRIDGE T1 / ECCLESTON T1 | 13 | 65 | 118 | 202 | 329 | 526 | 817 | 1245 | 1851 | 2337 | 2907 | 3594 | 4379 | 5271 | 6247 | 7414 | 8662 | 9963 | 11261 | 12585 | 13843 | 14982 | 16003 | 16892 | 17630 | 17990 | 18310 | 18581 | 18837 | 19061 | 13 | 142 | 326 | 641 | 1161 | 2017 | 2784 | 3738 | 4879 | 6193 | 7782 | 9496 | 11228 | 12862 | 14337 | 15592 | 16585 | 17360 | 17909 | 18301 | 18461 | 18517 | 18508 | 18444 | 18342 | 18194 | 18001 | 17795 | 17547 | 17257 | 13 | 87 | 181 | 318 | 516 | 813 | 1247 | 1880 | 2783 | 3576 | 4561 | 5739 | 7111 | 8634 | 10204 | 11813 | 13372 | 14803 | 16022 | 17007 | 17779 | 18320 | 18541 | 18535 | 18413 | 18189 | 17910 | 17653 | 17369 | 17041 | 13 | 167 | 383 | 738 | 1318 | 2258 | 3140 | 4302 | 5723 | 7396 | 9248 | 11171 | 13041 | 14710 | 16073 | 17092 | 17790 | 18242 | 18451 | 18404 | 18294 | 18130 | 17905 | 17609 | 17239 | 16808 | 16302 | 15722 | 15050 | 14281 | 13 | 302 | 466 | 693 | 995 | 1431 | 1995 | 2710 | 3637 | 4840 | 6084 | 7291 | 8515 | 9757 | 11044 | 12333 | 13609 | 14850 | 16043 | 17136 | 18126 | 19012 | 19787 | 20488 | 21042 | 21507 | 21930 | 22344 | 22755 | 23002
PSS | BEECH ST T1 / LISTER DV A T2 | 37 | 32 | 35 | 42 | 50 | 67 | 89 | 120 | 166 | 196 | 232 | 277 | 328 | 385 | 451 | 530 | 614 | 703 | 791 | 886 | 973 | 1054 | 1128 | 1192 | 1244 | 1272 | 1300 | 1322 | 1340 | 1358 | 37 | 38 | 51 | 72 | 110 | 172 | 221 | 281 | 353 | 441 | 544 | 658 | 774 | 890 | 991 | 1081 | 1157 | 1216 | 1260 | 1294 | 1308 | 1314 | 1315 | 1313 | 1309 | 1300 | 1287 | 1274 | 1259 | 1239 | 37 | 37 | 43 | 51 | 65 | 87 | 117 | 164 | 226 | 278 | 342 | 420 | 512 | 615 | 722 | 834 | 946 | 1048 | 1134 | 1205 | 1261 | 1300 | 1318 | 1323 | 1314 | 1297 | 1280 | 1261 | 1241 | 1216 | 37 | 41 | 56 | 81 | 125 | 190 | 247 | 326 | 420 | 532 | 659 | 790 | 923 | 1040 | 1141 | 1217 | 1268 | 1304 | 1320 | 1320 | 1315 | 1304 | 1293 | 1276 | 1251 | 1223 | 1194 | 1157 | 1116 | 1063 | 37 | 27 | 39 | 53 | 74 | 102 | 141 | 189 | 249 | 333 | 418 | 500 | 583 | 672 | 766 | 858 | 954 | 1043 | 1131 | 1209 | 1279 | 1344 | 1398 | 1449 | 1488 | 1522 | 1552 | 1583 | 1612 | 1632
PSS | BEMROSE T1 / CARR LA EAST T1 / LUCAS (FAZAKERLEY) T1 / NORRIS GREEN T1 / WEST DERBY T1 | 144 | 184 | 250 | 359 | 525 | 782 | 1166 | 1720 | 2505 | 3107 | 3819 | 4668 | 5635 | 6720 | 7879 | 9271 | 10726 | 12209 | 13653 | 15100 | 16426 | 17582 | 18594 | 19444 | 20140 | 20369 | 20591 | 20806 | 21037 | 21261 | 144 | 280 | 520 | 943 | 1646 | 2792 | 3797 | 5042 | 6514 | 8178 | 10169 | 12258 | 14299 | 16124 | 17641 | 18798 | 19600 | 20138 | 20452 | 20637 | 20600 | 20478 | 20324 | 20135 | 19916 | 19651 | 19336 | 18996 | 18609 | 18166 | 144 | 220 | 338 | 514 | 768 | 1154 | 1713 | 2519 | 3655 | 4622 | 5807 | 7217 | 8825 | 10583 | 12321 | 14057 | 15682 | 17130 | 18328 | 19283 | 20017 | 20525 | 20615 | 20475 | 20272 | 19985 | 19631 | 19331 | 19014 | 18663 | 144 | 307 | 581 | 1034 | 1773 | 2968 | 4054 | 5482 | 7211 | 9202 | 11361 | 13512 | 15520 | 17230 | 18533 | 19448 | 20024 | 20360 | 20468 | 20270 | 20023 | 19720 | 19351 | 18893 | 18347 | 17710 | 16970 | 16124 | 15157 | 14056 | 144 | 397 | 601 | 887 | 1272 | 1818 | 2523 | 3413 | 4552 | 6009 | 7487 | 8887 | 10252 | 11597 | 12907 | 14170 | 15402 | 16598 | 17771 | 18870 | 19878 | 20778 | 21569 | 22233 | 22775 | 23234 | 23637 | 23998 | 24352 | 24517
PSS | BENTINCK ST T1 / BENTINCK ST T2 / CHESTER ST (BIRKENHEAD) T1 | 43 | 42 | 50 | 63 | 87 | 124 | 176 | 254 | 357 | 438 | 533 | 649 | 784 | 941 | 1121 | 1334 | 1570 | 1823 | 2090 | 2367 | 2637 | 2902 | 3148 | 3365 | 3551 | 3671 | 3778 | 3862 | 3931 | 3989 | 43 | 55 | 89 | 139 | 226 | 362 | 477 | 625 | 804 | 1019 | 1285 | 1589 | 1916 | 2252 | 2596 | 2924 | 3221 | 3478 | 3685 | 3847 | 3952 | 4031 | 4084 | 4119 | 4142 | 4155 | 4160 | 4154 | 4139 | 4117 | 43 | 46 | 62 | 85 | 120 | 170 | 247 | 357 | 512 | 648 | 826 | 1041 | 1298 | 1592 | 1915 | 2261 | 2612 | 2949 | 3248 | 3498 | 3697 | 3847 | 3951 | 4000 | 4008 | 3986 | 3950 | 3904 | 3845 | 3770 | 43 | 62 | 101 | 164 | 268 | 430 | 580 | 783 | 1036 | 1344 | 1702 | 2095 | 2504 | 2894 | 3241 | 3518 | 3729 | 3878 | 3970 | 4012 | 4040 | 4053 | 4053 | 4039 | 4019 | 3982 | 3939 | 3879 | 3803 | 3709 | 43 | 64 | 84 | 110 | 144 | 195 | 266 | 354 | 471 | 631 | 801 | 978 | 1171 | 1384 | 1631 | 1894 | 2168 | 2431 | 2681 | 2907 | 3108 | 3295 | 3462 | 3632 | 3770 | 3887 | 4001 | 4127 | 4252 | 4351
PSS | BERSHAM COLLIERY T1 | 28 | 27 | 35 | 45 | 61 | 88 | 127 | 181 | 257 | 315 | 385 | 466 | 562 | 667 | 785 | 924 | 1075 | 1227 | 1380 | 1538 | 1683 | 1813 | 1929 | 2031 | 2114 | 2151 | 2185 | 2218 | 2246 | 2272 | 28 | 37 | 60 | 100 | 169 | 277 | 371 | 489 | 629 | 790 | 983 | 1188 | 1395 | 1588 | 1757 | 1897 | 2006 | 2086 | 2143 | 2182 | 2193 | 2195 | 2190 | 2179 | 2163 | 2142 | 2116 | 2087 | 2053 | 2012 | 28 | 32 | 42 | 59 | 84 | 122 | 178 | 259 | 366 | 463 | 581 | 722 | 885 | 1067 | 1251 | 1439 | 1622 | 1785 | 1923 | 2035 | 2121 | 2184 | 2204 | 2200 | 2184 | 2157 | 2123 | 2089 | 2057 | 2017 | 28 | 40 | 69 | 112 | 187 | 304 | 410 | 549 | 723 | 924 | 1145 | 1371 | 1588 | 1781 | 1936 | 2051 | 2127 | 2175 | 2198 | 2186 | 2174 | 2148 | 2119 | 2081 | 2034 | 1977 | 1914 | 1840 | 1751 | 1653 | 28 | 43 | 64 | 92 | 130 | 184 | 254 | 342 | 457 | 608 | 760 | 906 | 1053 | 1201 | 1353 | 1502 | 1650 | 1794 | 1935 | 2061 | 2178 | 2282 | 2372 | 2454 | 2517 | 2572 | 2622 | 2668 | 2713 | 2739
PSS | BERSHAM RD T1 / IND COOPE T1 / RHYD BROUGHTON LA T1 / TUTTLE ST T1 | 2 | 32 | 61 | 105 | 169 | 269 | 414 | 627 | 932 | 1176 | 1460 | 1803 | 2189 | 2629 | 3102 | 3667 | 4268 | 4887 | 5494 | 6109 | 6679 | 7188 | 7641 | 8028 | 8347 | 8475 | 8597 | 8707 | 8812 | 8913 | 2 | 75 | 169 | 328 | 597 | 1028 | 1420 | 1903 | 2480 | 3135 | 3924 | 4763 | 5595 | 6361 | 7025 | 7561 | 7962 | 8258 | 8453 | 8587 | 8616 | 8603 | 8569 | 8516 | 8443 | 8351 | 8240 | 8114 | 7972 | 7808 | 2 | 46 | 93 | 162 | 264 | 411 | 629 | 940 | 1388 | 1777 | 2255 | 2827 | 3485 | 4214 | 4944 | 5686 | 6395 | 7032 | 7572 | 8003 | 8336 | 8574 | 8645 | 8617 | 8545 | 8434 | 8293 | 8168 | 8031 | 7878 | 2 | 83 | 194 | 370 | 660 | 1126 | 1559 | 2133 | 2830 | 3643 | 4530 | 5433 | 6298 | 7050 | 7648 | 8083 | 8371 | 8549 | 8623 | 8572 | 8496 | 8393 | 8264 | 8099 | 7898 | 7660 | 7386 | 7069 | 6706 | 6289 | 2 | 145 | 222 | 326 | 466 | 669 | 931 | 1262 | 1688 | 2237 | 2801 | 3344 | 3882 | 4422 | 4967 | 5502 | 6030 | 6546 | 7045 | 7504 | 7923 | 8299 | 8627 | 8915 | 9147 | 9342 | 9517 | 9682 | 9844 | 9935
PSS | BETHESDA T1 | 12 | 27 | 42 | 66 | 101 | 153 | 235 | 351 | 517 | 647 | 799 | 980 | 1185 | 1417 | 1661 | 1955 | 2261 | 2573 | 2873 | 3172 | 3444 | 3679 | 3884 | 4055 | 4192 | 4232 | 4272 | 4313 | 4359 | 4403 | 12 | 49 | 98 | 187 | 337 | 577 | 793 | 1060 | 1373 | 1728 | 2150 | 2591 | 3020 | 3401 | 3711 | 3945 | 4099 | 4199 | 4257 | 4286 | 4272 | 4239 | 4204 | 4163 | 4114 | 4057 | 3986 | 3914 | 3829 | 3733 | 12 | 33 | 58 | 96 | 150 | 231 | 349 | 519 | 756 | 961 | 1211 | 1507 | 1846 | 2215 | 2576 | 2934 | 3267 | 3563 | 3808 | 4000 | 4149 | 4252 | 4268 | 4235 | 4191 | 4131 | 4058 | 3996 | 3928 | 3855 | 12 | 51 | 110 | 205 | 360 | 610 | 838 | 1142 | 1506 | 1927 | 2377 | 2826 | 3241 | 3590 | 3852 | 4035 | 4149 | 4214 | 4233 | 4189 | 4133 | 4066 | 3986 | 3887 | 3770 | 3632 | 3474 | 3291 | 3081 | 2842 | 12 | 76 | 120 | 178 | 257 | 369 | 516 | 698 | 933 | 1231 | 1533 | 1820 | 2097 | 2368 | 2626 | 2877 | 3120 | 3355 | 3587 | 3806 | 4007 | 4186 | 4347 | 4478 | 4587 | 4681 | 4761 | 4832 | 4903 | 4934
PSS | BETWS-Y-COED T1 | 7 | 20 | 33 | 56 | 87 | 134 | 207 | 310 | 459 | 574 | 710 | 874 | 1060 | 1270 | 1499 | 1768 | 2058 | 2360 | 2658 | 2951 | 3226 | 3474 | 3696 | 3884 | 4040 | 4109 | 4170 | 4220 | 4266 | 4310 | 7 | 40 | 81 | 155 | 279 | 478 | 657 | 880 | 1147 | 1449 | 1819 | 2210 | 2605 | 2971 | 3299 | 3570 | 3776 | 3934 | 4046 | 4119 | 4144 | 4145 | 4134 | 4113 | 4083 | 4041 | 3993 | 3937 | 3873 | 3797 | 7 | 27 | 50 | 81 | 125 | 195 | 297 | 443 | 651 | 832 | 1059 | 1330 | 1644 | 1986 | 2341 | 2699 | 3045 | 3359 | 3625 | 3839 | 4009 | 4124 | 4166 | 4158 | 4128 | 4073 | 4005 | 3944 | 3881 | 3808 | 7 | 45 | 94 | 177 | 312 | 530 | 733 | 1002 | 1325 | 1709 | 2131 | 2565 | 2980 | 3351 | 3646 | 3865 | 4013 | 4108 | 4149 | 4127 | 4097 | 4053 | 3996 | 3922 | 3833 | 3728 | 3603 | 3461 | 3298 | 3114 | 7 | 58 | 89 | 132 | 188 | 271 | 379 | 512 | 690 | 919 | 1154 | 1383 | 1614 | 1851 | 2093 | 2336 | 2578 | 2809 | 3034 | 3238 | 3424 | 3590 | 3735 | 3866 | 3969 | 4054 | 4131 | 4204 | 4279 | 4324
PSS | BEWSEY T1 / OWEN ST T1 / RODNEY ST T1 / RYLANDS ELDON ST T1 | 159 | 143 | 152 | 183 | 233 | 314 | 431 | 599 | 832 | 998 | 1197 | 1436 | 1708 | 2023 | 2364 | 2775 | 3212 | 3669 | 4128 | 4590 | 5030 | 5432 | 5794 | 6104 | 6367 | 6491 | 6605 | 6703 | 6789 | 6870 | 159 | 157 | 227 | 348 | 544 | 866 | 1132 | 1466 | 1862 | 2320 | 2873 | 3470 | 4079 | 4648 | 5167 | 5610 | 5958 | 6231 | 6428 | 6563 | 6621 | 6640 | 6636 | 6614 | 6574 | 6519 | 6449 | 6372 | 6281 | 6174 | 159 | 154 | 181 | 229 | 304 | 414 | 578 | 812 | 1140 | 1414 | 1755 | 2167 | 2645 | 3178 | 3727 | 4295 | 4840 | 5344 | 5772 | 6120 | 6394 | 6584 | 6665 | 6661 | 6620 | 6541 | 6441 | 6347 | 6244 | 6125 | 159 | 175 | 251 | 386 | 605 | 958 | 1261 | 1668 | 2166 | 2753 | 3406 | 4084 | 4744 | 5334 | 5816 | 6178 | 6431 | 6592 | 6664 | 6648 | 6611 | 6553 | 6474 | 6369 | 6243 | 6088 | 5910 | 5703 | 5466 | 5196 | 159 | 117 | 167 | 240 | 334 | 472 | 655 | 882 | 1180 | 1565 | 1966 | 2356 | 2752 | 3158 | 3580 | 4007 | 4430 | 4840 | 5233 | 5594 | 5919 | 6210 | 6464 | 6695 | 6878 | 7030 | 7167 | 7304 | 7438 | 7521
PSS | BIBBYS T1 / INLAND REVENUE OFFICES T1 / REGENT RD T1 | 4 | 14 | 23 | 40 | 66 | 105 | 164 | 252 | 372 | 475 | 592 | 735 | 902 | 1094 | 1312 | 1571 | 1853 | 2155 | 2465 | 2790 | 3106 | 3404 | 3677 | 3922 | 4128 | 4253 | 4361 | 4447 | 4520 | 4581 | 4 | 28 | 61 | 121 | 220 | 381 | 527 | 713 | 936 | 1200 | 1526 | 1890 | 2277 | 2662 | 3043 | 3393 | 3698 | 3955 | 4153 | 4298 | 4383 | 4437 | 4461 | 4468 | 4463 | 4445 | 4417 | 4382 | 4341 | 4292 | 4 | 18 | 35 | 64 | 101 | 160 | 248 | 378 | 564 | 733 | 948 | 1202 | 1511 | 1859 | 2234 | 2631 | 3030 | 3403 | 3726 | 3994 | 4206 | 4357 | 4443 | 4471 | 4455 | 4406 | 4347 | 4284 | 4212 | 4128 | 4 | 35 | 79 | 152 | 272 | 466 | 650 | 896 | 1204 | 1571 | 1993 | 2450 | 2914 | 3350 | 3722 | 4017 | 4228 | 4374 | 4455 | 4472 | 4475 | 4460 | 4431 | 4388 | 4329 | 4257 | 4174 | 4076 | 3962 | 3833 | 4 | 66 | 98 | 141 | 201 | 287 | 399 | 543 | 735 | 987 | 1255 | 1526 | 1808 | 2108 | 2438 | 2778 | 3123 | 3454 | 3770 | 4051 | 4302 | 4529 | 4723 | 4909 | 5055 | 5174 | 5279 | 5394 | 5512 | 5589
PSS | BICC HELSBY T2 / EVC T1 | 7 | 29 | 48 | 81 | 126 | 197 | 305 | 459 | 680 | 854 | 1061 | 1306 | 1589 | 1904 | 2245 | 2654 | 3084 | 3529 | 3965 | 4404 | 4817 | 5181 | 5500 | 5775 | 6001 | 6092 | 6177 | 6252 | 6328 | 6400 | 7 | 58 | 124 | 239 | 433 | 747 | 1032 | 1378 | 1795 | 2270 | 2842 | 3444 | 4045 | 4594 | 5068 | 5449 | 5729 | 5936 | 6073 | 6160 | 6176 | 6163 | 6135 | 6092 | 6039 | 5970 | 5886 | 5796 | 5691 | 5571 | 7 | 37 | 72 | 121 | 192 | 299 | 458 | 684 | 1006 | 1287 | 1632 | 2046 | 2521 | 3040 | 3567 | 4097 | 4602 | 5058 | 5441 | 5746 | 5986 | 6152 | 6197 | 6174 | 6122 | 6038 | 5937 | 5846 | 5748 | 5642 | 7 | 64 | 142 | 268 | 477 | 814 | 1128 | 1541 | 2041 | 2626 | 3265 | 3911 | 4527 | 5063 | 5485 | 5790 | 5991 | 6116 | 6163 | 6125 | 6063 | 5989 | 5891 | 5769 | 5625 | 5452 | 5251 | 5022 | 4757 | 4460 | 7 | 109 | 165 | 246 | 353 | 506 | 706 | 954 | 1276 | 1695 | 2119 | 2528 | 2931 | 3337 | 3740 | 4141 | 4532 | 4913 | 5281 | 5623 | 5934 | 6211 | 6455 | 6665 | 6836 | 6978 | 7106 | 7223 | 7341 | 7402
PSS | BICC HUYTON QUARRY T1 / TARBOCK T1 / WHISTON T1 | 130 | 120 | 135 | 167 | 221 | 307 | 434 | 617 | 867 | 1059 | 1277 | 1546 | 1858 | 2211 | 2598 | 3061 | 3560 | 4080 | 4603 | 5137 | 5647 | 6113 | 6533 | 6897 | 7202 | 7357 | 7493 | 7608 | 7712 | 7806 | 130 | 140 | 213 | 345 | 562 | 914 | 1213 | 1585 | 2031 | 2546 | 3174 | 3851 | 4540 | 5193 | 5792 | 6306 | 6717 | 7042 | 7277 | 7441 | 7514 | 7541 | 7539 | 7513 | 7471 | 7409 | 7331 | 7246 | 7145 | 7029 | 130 | 133 | 162 | 216 | 299 | 422 | 600 | 862 | 1230 | 1538 | 1927 | 2396 | 2938 | 3545 | 4177 | 4825 | 5459 | 6042 | 6537 | 6940 | 7255 | 7476 | 7570 | 7576 | 7526 | 7432 | 7318 | 7212 | 7093 | 6960 | 130 | 157 | 243 | 389 | 630 | 1020 | 1366 | 1828 | 2390 | 3055 | 3797 | 4567 | 5324 | 6002 | 6562 | 6982 | 7272 | 7462 | 7550 | 7534 | 7494 | 7432 | 7346 | 7230 | 7083 | 6914 | 6717 | 6491 | 6229 | 5932 | 130 | 122 | 188 | 278 | 398 | 571 | 798 | 1084 | 1456 | 1941 | 2445 | 2936 | 3435 | 3943 | 4475 | 5010 | 5540 | 6056 | 6548 | 6998 | 7405 | 7766 | 8082 | 8367 | 8593 | 8781 | 8947 | 9112 | 9279 | 9378
PSS | BICC WREXHAM T1 / MARCHWIEL T1 / WIE CENTRAL T1 | 0 | 1 | 3 | 3 | 4 | 5 | 6 | 8 | 12 | 14 | 17 | 22 | 25 | 31 | 37 | 41 | 48 | 56 | 63 | 68 | 74 | 80 | 83 | 86 | 90 | 90 | 91 | 92 | 94 | 94 | 0 | 4 | 4 | 6 | 9 | 14 | 17 | 23 | 31 | 39 | 48 | 57 | 67 | 74 | 80 | 85 | 87 | 92 | 93 | 93 | 93 | 93 | 92 | 92 | 92 | 89 | 88 | 87 | 84 | 83 | 0 | 2 | 3 | 4 | 5 | 6 | 9 | 12 | 16 | 21 | 26 | 32 | 40 | 47 | 56 | 64 | 72 | 77 | 82 | 87 | 90 | 92 | 93 | 92 | 91 | 90 | 89 | 85 | 84 | 83 | 0 | 3 | 4 | 6 | 9 | 13 | 20 | 25 | 33 | 43 | 52 | 63 | 73 | 81 | 87 | 91 | 96 | 97 | 98 | 97 | 96 | 95 | 92 | 90 | 88 | 84 | 80 | 77 | 71 | 65 | 0 | 5 | 6 | 8 | 9 | 12 | 15 | 19 | 24 | 31 | 39 | 45 | 51 | 56 | 61 | 68 | 74 | 76 | 83 | 87 | 93 | 96 | 101 | 105 | 106 | 108 | 110 | 113 | 114 | 116
PSS | BIRKENHEAD CENTRAL T1 / SINGLETON AVE T1 / TRANMERE T1 | 93 | 75 | 75 | 85 | 102 | 133 | 175 | 236 | 316 | 372 | 439 | 525 | 625 | 742 | 879 | 1043 | 1227 | 1431 | 1646 | 1872 | 2103 | 2327 | 2538 | 2726 | 2888 | 3002 | 3096 | 3170 | 3227 | 3273 | 93 | 75 | 96 | 133 | 197 | 294 | 371 | 473 | 596 | 745 | 940 | 1164 | 1412 | 1678 | 1957 | 2235 | 2488 | 2714 | 2893 | 3028 | 3115 | 3178 | 3212 | 3234 | 3244 | 3241 | 3235 | 3226 | 3212 | 3193 | 93 | 81 | 85 | 102 | 125 | 165 | 220 | 305 | 424 | 529 | 660 | 821 | 1017 | 1250 | 1509 | 1790 | 2079 | 2360 | 2606 | 2813 | 2977 | 3095 | 3176 | 3215 | 3212 | 3183 | 3145 | 3102 | 3051 | 2993 | 93 | 86 | 111 | 161 | 241 | 367 | 477 | 629 | 819 | 1052 | 1331 | 1644 | 1974 | 2296 | 2584 | 2819 | 2995 | 3120 | 3191 | 3223 | 3243 | 3250 | 3247 | 3233 | 3213 | 3184 | 3153 | 3111 | 3064 | 3014 | 93 | 43 | 62 | 91 | 127 | 180 | 251 | 344 | 468 | 635 | 816 | 1006 | 1212 | 1434 | 1690 | 1961 | 2235 | 2502 | 2749 | 2967 | 3161 | 3336 | 3485 | 3633 | 3745 | 3838 | 3922 | 4013 | 4110 | 4177
PSS | BIXTETH ST T1 / LITTLEWOODS T1 | 17 | 14 | 14 | 14 | 16 | 17 | 19 | 23 | 26 | 26 | 28 | 30 | 32 | 33 | 36 | 38 | 41 | 44 | 48 | 51 | 54 | 57 | 59 | 63 | 66 | 67 | 69 | 71 | 73 | 75 | 17 | 15 | 15 | 17 | 21 | 26 | 28 | 30 | 34 | 38 | 45 | 49 | 54 | 59 | 63 | 67 | 71 | 74 | 76 | 78 | 80 | 82 | 85 | 86 | 88 | 90 | 90 | 90 | 89 | 87 | 17 | 15 | 15 | 16 | 16 | 18 | 20 | 24 | 28 | 30 | 32 | 36 | 39 | 43 | 48 | 52 | 56 | 60 | 64 | 69 | 73 | 76 | 79 | 81 | 83 | 83 | 84 | 82 | 81 | 79 | 17 | 15 | 15 | 18 | 21 | 27 | 29 | 32 | 35 | 40 | 45 | 51 | 57 | 61 | 66 | 71 | 74 | 76 | 80 | 82 | 84 | 86 | 88 | 89 | 90 | 91 | 90 | 89 | 87 | 84 | 17 | 12 | 12 | 13 | 15 | 18 | 21 | 24 | 28 | 35 | 41 | 46 | 52 | 57 | 62 | 67 | 72 | 78 | 85 | 91 | 97 | 104 | 109 | 117 | 121 | 127 | 133 | 139 | 144 | 149
PSS | BLACON T1 / COCOA BARRY T1 / CRANE BANK T1 / KNUTSFORD WAY T1 / TOWER WHARF T1 | 137 | 142 | 170 | 223 | 309 | 443 | 640 | 922 | 1322 | 1624 | 1982 | 2409 | 2902 | 3458 | 4061 | 4784 | 5554 | 6350 | 7136 | 7934 | 8686 | 9361 | 9961 | 10477 | 10907 | 11096 | 11270 | 11423 | 11567 | 11705 | 137 | 183 | 301 | 513 | 864 | 1430 | 1918 | 2525 | 3250 | 4079 | 5079 | 6147 | 7216 | 8207 | 9080 | 9801 | 10351 | 10767 | 11051 | 11243 | 11304 | 11305 | 11274 | 11212 | 11127 | 11017 | 10880 | 10728 | 10553 | 10350 | 137 | 160 | 213 | 303 | 431 | 624 | 908 | 1316 | 1899 | 2388 | 2999 | 3729 | 4574 | 5506 | 6458 | 7424 | 8351 | 9195 | 9909 | 10485 | 10932 | 11244 | 11354 | 11330 | 11243 | 11099 | 10920 | 10757 | 10580 | 10382 | 137 | 203 | 340 | 571 | 953 | 1563 | 2110 | 2842 | 3728 | 4766 | 5910 | 7080 | 8205 | 9198 | 9990 | 10577 | 10968 | 11218 | 11324 | 11270 | 11183 | 11064 | 10906 | 10703 | 10457 | 10164 | 9828 | 9435 | 8987 | 8477 | 137 | 189 | 289 | 427 | 613 | 881 | 1225 | 1663 | 2228 | 2960 | 3712 | 4437 | 5164 | 5894 | 6640 | 7381 | 8112 | 8821 | 9503 | 10135 | 10710 | 11219 | 11668 | 12066 | 12382 | 12650 | 12885 | 13111 | 13339 | 13467
PSS | BLAENAU FFESTINIOG T1 | 4 | 4 | 6 | 11 | 13 | 20 | 27 | 41 | 59 | 73 | 91 | 112 | 135 | 163 | 197 | 235 | 278 | 324 | 374 | 426 | 475 | 523 | 567 | 609 | 642 | 664 | 685 | 700 | 713 | 721 | 4 | 7 | 11 | 18 | 33 | 54 | 74 | 101 | 130 | 166 | 211 | 263 | 322 | 383 | 444 | 500 | 558 | 603 | 642 | 672 | 687 | 700 | 708 | 712 | 714 | 715 | 711 | 707 | 701 | 697 | 4 | 5 | 7 | 12 | 17 | 25 | 39 | 58 | 84 | 108 | 139 | 178 | 221 | 274 | 335 | 397 | 462 | 522 | 577 | 621 | 656 | 682 | 699 | 708 | 704 | 700 | 692 | 681 | 671 | 657 | 4 | 7 | 15 | 23 | 43 | 72 | 95 | 131 | 176 | 231 | 294 | 365 | 442 | 510 | 572 | 624 | 661 | 687 | 703 | 711 | 714 | 715 | 714 | 709 | 703 | 695 | 686 | 676 | 661 | 647 | 4 | 12 | 16 | 23 | 29 | 41 | 56 | 76 | 101 | 137 | 173 | 212 | 254 | 300 | 352 | 405 | 465 | 517 | 569 | 614 | 652 | 690 | 720 | 753 | 777 | 796 | 813 | 834 | 854 | 870
PSS | BLUNDELL ST T1 / ST JAMES T1 / ROPEWALKS T1 | 59 | 48 | 47 | 48 | 53 | 59 | 68 | 82 | 97 | 103 | 109 | 120 | 130 | 142 | 154 | 170 | 186 | 201 | 219 | 235 | 247 | 262 | 272 | 282 | 290 | 290 | 292 | 295 | 298 | 300 | 59 | 47 | 50 | 61 | 74 | 98 | 109 | 125 | 142 | 160 | 184 | 207 | 232 | 251 | 269 | 281 | 288 | 294 | 296 | 296 | 296 | 295 | 293 | 292 | 289 | 286 | 283 | 279 | 275 | 269 | 59 | 50 | 50 | 53 | 58 | 65 | 75 | 91 | 108 | 119 | 131 | 146 | 166 | 184 | 202 | 222 | 240 | 256 | 268 | 278 | 287 | 292 | 294 | 293 | 291 | 287 | 284 | 279 | 276 | 272 | 59 | 49 | 53 | 63 | 77 | 99 | 111 | 129 | 148 | 174 | 198 | 225 | 249 | 272 | 286 | 297 | 305 | 309 | 309 | 307 | 304 | 300 | 297 | 290 | 284 | 276 | 266 | 256 | 243 | 229 | 59 | 11 | 12 | 13 | 14 | 16 | 19 | 24 | 28 | 34 | 40 | 46 | 50 | 56 | 61 | 65 | 71 | 75 | 81 | 85 | 89 | 93 | 96 | 101 | 102 | 106 | 109 | 110 | 113 | 115
PSS | BLUNDELLSANDS (NORTH) T1 / BLUNDELLSANDS (SOUTH) T1 / CROSBY T1 / KERSHAW AVE T1 / WATERLOO T2 | 34 | 124 | 214 | 348 | 555 | 873 | 1344 | 2030 | 3006 | 3780 | 4684 | 5767 | 7001 | 8382 | 9864 | 11639 | 13501 | 15401 | 17260 | 19120 | 20836 | 22331 | 23650 | 24763 | 25674 | 25985 | 26291 | 26579 | 26878 | 27173 | 34 | 255 | 554 | 1078 | 1948 | 3368 | 4638 | 6212 | 8074 | 10180 | 12706 | 15362 | 17968 | 20309 | 22276 | 23794 | 24864 | 25601 | 26047 | 26322 | 26302 | 26169 | 25989 | 25763 | 25492 | 25162 | 24772 | 24347 | 23864 | 23308 | 34 | 163 | 318 | 539 | 859 | 1338 | 2037 | 3043 | 4469 | 5704 | 7213 | 9012 | 11066 | 13319 | 15554 | 17793 | 19892 | 21771 | 23335 | 24581 | 25539 | 26206 | 26339 | 26178 | 25924 | 25563 | 25110 | 24729 | 24319 | 23864 | 34 | 278 | 626 | 1191 | 2116 | 3608 | 4990 | 6807 | 9004 | 11546 | 14302 | 17064 | 19658 | 21872 | 23579 | 24786 | 25558 | 26010 | 26166 | 25931 | 25628 | 25256 | 24795 | 24223 | 23541 | 22741 | 21816 | 20753 | 19539 | 18154 | 34 | 499 | 755 | 1117 | 1596 | 2281 | 3170 | 4287 | 5719 | 7555 | 9423 | 11192 | 12928 | 14641 | 16326 | 17957 | 19548 | 21097 | 22609 | 24023 | 25321 | 26474 | 27490 | 28349 | 29046 | 29636 | 30154 | 30626 | 31089 | 31312
PSS | BODFARI PRODUCERS T1 | 106 | 81 | 76 | 78 | 81 | 91 | 103 | 116 | 134 | 136 | 137 | 140 | 144 | 148 | 154 | 162 | 169 | 175 | 183 | 191 | 197 | 202 | 208 | 211 | 218 | 218 | 219 | 218 | 220 | 220 | 106 | 74 | 77 | 88 | 104 | 129 | 133 | 139 | 148 | 157 | 169 | 182 | 192 | 202 | 211 | 214 | 217 | 218 | 220 | 220 | 219 | 218 | 218 | 214 | 214 | 212 | 211 | 211 | 207 | 204 | 106 | 83 | 81 | 82 | 87 | 94 | 107 | 119 | 135 | 140 | 144 | 150 | 158 | 166 | 176 | 184 | 191 | 200 | 206 | 209 | 214 | 215 | 217 | 217 | 215 | 212 | 212 | 210 | 208 | 206 | 106 | 81 | 82 | 90 | 106 | 128 | 133 | 140 | 151 | 162 | 172 | 183 | 194 | 202 | 211 | 214 | 216 | 218 | 218 | 217 | 215 | 213 | 212 | 209 | 207 | 204 | 199 | 196 | 189 | 183 | 106 | 5 | 7 | 10 | 13 | 19 | 24 | 32 | 40 | 52 | 63 | 77 | 87 | 97 | 108 | 118 | 128 | 137 | 147 | 154 | 163 | 170 | 176 | 181 | 187 | 191 | 194 | 197 | 199 | 201
PSS | BOLTON ST T1 / GREEK ST T1 / HPO COPPERAS HILL T1 / OLDHAM PLACE T1 | 9 | 12 | 17 | 23 | 29 | 43 | 60 | 86 | 120 | 150 | 185 | 223 | 269 | 321 | 380 | 452 | 527 | 604 | 684 | 769 | 847 | 923 | 990 | 1047 | 1098 | 1125 | 1151 | 1174 | 1193 | 1213 | 9 | 19 | 29 | 48 | 78 | 126 | 169 | 223 | 284 | 361 | 449 | 548 | 652 | 753 | 850 | 938 | 1014 | 1074 | 1124 | 1160 | 1181 | 1198 | 1207 | 1212 | 1212 | 1210 | 1204 | 1195 | 1179 | 1161 | 9 | 14 | 20 | 28 | 40 | 58 | 82 | 123 | 170 | 217 | 273 | 344 | 425 | 517 | 613 | 718 | 817 | 910 | 994 | 1064 | 1119 | 1161 | 1185 | 1196 | 1196 | 1190 | 1176 | 1157 | 1136 | 1114 | 9 | 20 | 34 | 53 | 91 | 144 | 196 | 264 | 350 | 447 | 562 | 685 | 807 | 919 | 1017 | 1095 | 1149 | 1188 | 1213 | 1220 | 1224 | 1222 | 1219 | 1208 | 1195 | 1174 | 1154 | 1122 | 1083 | 1040 | 9 | 26 | 28 | 35 | 40 | 52 | 68 | 85 | 109 | 145 | 180 | 216 | 255 | 300 | 352 | 406 | 465 | 520 | 573 | 620 | 665 | 706 | 743 | 783 | 816 | 844 | 871 | 899 | 929 | 954
PSS | BOOTLE GRID T1 / KELLOGGS T1 / PACIFIC RD T1 / WASHINGTON ST T1 / WATERLOO T1 | 240 | 207 | 218 | 258 | 327 | 434 | 593 | 822 | 1137 | 1362 | 1626 | 1954 | 2335 | 2776 | 3267 | 3860 | 4506 | 5194 | 5903 | 6637 | 7355 | 8034 | 8653 | 9201 | 9667 | 9948 | 10185 | 10377 | 10543 | 10679 | 240 | 218 | 310 | 466 | 723 | 1136 | 1473 | 1903 | 2422 | 3035 | 3788 | 4626 | 5512 | 6390 | 7252 | 8042 | 8724 | 9292 | 9728 | 10055 | 10237 | 10350 | 10405 | 10414 | 10396 | 10351 | 10284 | 10202 | 10107 | 9987 | 240 | 224 | 254 | 320 | 418 | 568 | 788 | 1107 | 1561 | 1941 | 2426 | 3018 | 3717 | 4515 | 5366 | 6269 | 7169 | 8015 | 8749 | 9355 | 9832 | 10170 | 10366 | 10421 | 10385 | 10275 | 10133 | 9989 | 9826 | 9637 | 240 | 255 | 357 | 540 | 842 | 1324 | 1747 | 2311 | 3018 | 3865 | 4831 | 5875 | 6934 | 7920 | 8763 | 9427 | 9905 | 10231 | 10405 | 10444 | 10443 | 10408 | 10335 | 10228 | 10089 | 9918 | 9719 | 9486 | 9220 | 8916 | 240 | 154 | 222 | 319 | 449 | 638 | 886 | 1208 | 1625 | 2184 | 2773 | 3367 | 3992 | 4652 | 5378 | 6127 | 6885 | 7616 | 8309 | 8929 | 9482 | 9980 | 10408 | 10821 | 11138 | 11396 | 11636 | 11889 | 12143 | 12316
PSS | BOOTLE GRID T2 / ORRELL MOUNT T1 / SCARISBRICK AVE T1 / TATTON RD T1 | 110 | 130 | 172 | 242 | 352 | 521 | 772 | 1138 | 1653 | 2055 | 2522 | 3084 | 3732 | 4458 | 5243 | 6184 | 7178 | 8203 | 9215 | 10237 | 11194 | 12043 | 12798 | 13442 | 13976 | 14194 | 14399 | 14584 | 14761 | 14931 | 110 | 190 | 344 | 619 | 1074 | 1813 | 2465 | 3270 | 4229 | 5320 | 6638 | 8031 | 9421 | 10693 | 11799 | 12691 | 13356 | 13844 | 14165 | 14380 | 14425 | 14402 | 14340 | 14247 | 14124 | 13968 | 13778 | 13571 | 13333 | 13058 | 110 | 155 | 228 | 343 | 511 | 765 | 1131 | 1663 | 2418 | 3064 | 3860 | 4813 | 5910 | 7119 | 8337 | 9570 | 10747 | 11811 | 12703 | 13422 | 13977 | 14364 | 14480 | 14429 | 14306 | 14117 | 13882 | 13671 | 13448 | 13196 | 110 | 210 | 390 | 691 | 1181 | 1971 | 2695 | 3647 | 4805 | 6154 | 7632 | 9132 | 10565 | 11814 | 12800 | 13519 | 13991 | 14284 | 14403 | 14314 | 14183 | 14010 | 13791 | 13515 | 13178 | 12783 | 12322 | 11797 | 11194 | 10509 | 110 | 263 | 400 | 589 | 842 | 1206 | 1679 | 2272 | 3038 | 4025 | 5037 | 6007 | 6968 | 7931 | 8899 | 9851 | 10788 | 11697 | 12578 | 13393 | 14138 | 14802 | 15382 | 15889 | 16294 | 16636 | 16937 | 17220 | 17504 | 17653
PSS | BOTWNNOG T1 | 4 | 15 | 24 | 39 | 60 | 93 | 142 | 212 | 314 | 393 | 488 | 597 | 723 | 865 | 1014 | 1192 | 1382 | 1570 | 1754 | 1936 | 2104 | 2246 | 2369 | 2473 | 2557 | 2581 | 2605 | 2629 | 2656 | 2680 | 4 | 29 | 59 | 113 | 205 | 351 | 481 | 644 | 833 | 1050 | 1309 | 1578 | 1839 | 2070 | 2258 | 2401 | 2495 | 2557 | 2593 | 2610 | 2602 | 2584 | 2562 | 2535 | 2504 | 2471 | 2430 | 2386 | 2332 | 2275 | 4 | 19 | 34 | 57 | 90 | 139 | 211 | 314 | 458 | 583 | 735 | 919 | 1123 | 1349 | 1566 | 1786 | 1991 | 2170 | 2319 | 2436 | 2526 | 2588 | 2598 | 2578 | 2552 | 2516 | 2471 | 2432 | 2392 | 2347 | 4 | 30 | 66 | 124 | 219 | 370 | 509 | 694 | 916 | 1172 | 1448 | 1721 | 1973 | 2186 | 2346 | 2457 | 2529 | 2567 | 2578 | 2552 | 2518 | 2478 | 2430 | 2368 | 2298 | 2213 | 2119 | 2007 | 1878 | 1732 | 4 | 48 | 74 | 109 | 156 | 224 | 311 | 421 | 559 | 737 | 919 | 1086 | 1252 | 1415 | 1570 | 1719 | 1862 | 2003 | 2141 | 2271 | 2393 | 2500 | 2596 | 2675 | 2740 | 2795 | 2844 | 2887 | 2929 | 2946
PSS | BOULEVARD T1 / CHAPELFORD T1 / HAWLEYS LA T1 / WESTBROOK T1 / WINWICK QUAY T1 | 113 | 140 | 188 | 266 | 385 | 572 | 850 | 1252 | 1821 | 2258 | 2771 | 3386 | 4088 | 4875 | 5719 | 6726 | 7786 | 8867 | 9922 | 10978 | 11952 | 12802 | 13547 | 14178 | 14693 | 14866 | 15037 | 15199 | 15368 | 15537 | 113 | 210 | 382 | 689 | 1197 | 2027 | 2752 | 3649 | 4717 | 5919 | 7363 | 8876 | 10361 | 11692 | 12806 | 13664 | 14261 | 14671 | 14917 | 15065 | 15047 | 14965 | 14860 | 14727 | 14572 | 14380 | 14155 | 13912 | 13634 | 13315 | 113 | 166 | 251 | 378 | 563 | 844 | 1249 | 1833 | 2654 | 3356 | 4216 | 5240 | 6412 | 7691 | 8962 | 10231 | 11423 | 12488 | 13371 | 14073 | 14617 | 14991 | 15061 | 14968 | 14822 | 14613 | 14357 | 14135 | 13905 | 13650 | 113 | 230 | 427 | 758 | 1294 | 2159 | 2949 | 3984 | 5236 | 6687 | 8257 | 9827 | 11299 | 12556 | 13518 | 14198 | 14630 | 14883 | 14969 | 14829 | 14655 | 14436 | 14173 | 13846 | 13451 | 12993 | 12463 | 11851 | 11157 | 10365 | 113 | 297 | 444 | 654 | 930 | 1326 | 1840 | 2484 | 3309 | 4371 | 5445 | 6465 | 7461 | 8445 | 9409 | 10341 | 11251 | 12135 | 12998 | 13807 | 14549 | 15208 | 15791 | 16280 | 16678 | 17016 | 17313 | 17581 | 17843 | 17968
PSS | BOW ST T1 | 13 | 28 | 45 | 73 | 115 | 179 | 273 | 408 | 604 | 760 | 940 | 1161 | 1408 | 1694 | 2002 | 2372 | 2767 | 3174 | 3580 | 3994 | 4384 | 4734 | 5048 | 5319 | 5545 | 5650 | 5742 | 5822 | 5900 | 5967 | 13 | 53 | 112 | 211 | 381 | 655 | 899 | 1205 | 1569 | 1989 | 2491 | 3035 | 3581 | 4090 | 4544 | 4921 | 5217 | 5444 | 5600 | 5710 | 5748 | 5752 | 5739 | 5709 | 5671 | 5613 | 5547 | 5473 | 5385 | 5288 | 13 | 35 | 66 | 110 | 174 | 268 | 406 | 609 | 894 | 1146 | 1456 | 1830 | 2261 | 2739 | 3229 | 3730 | 4212 | 4651 | 5023 | 5325 | 5558 | 5723 | 5784 | 5774 | 5729 | 5655 | 5563 | 5479 | 5390 | 5286 | 13 | 60 | 130 | 242 | 428 | 729 | 1006 | 1375 | 1826 | 2356 | 2936 | 3539 | 4120 | 4635 | 5049 | 5359 | 5569 | 5699 | 5757 | 5734 | 5692 | 5632 | 5556 | 5454 | 5331 | 5187 | 5017 | 4825 | 4603 | 4350 | 13 | 95 | 148 | 222 | 317 | 457 | 636 | 865 | 1160 | 1544 | 1935 | 2319 | 2703 | 3092 | 3489 | 3885 | 4277 | 4657 | 5025 | 5362 | 5663 | 5935 | 6172 | 6383 | 6551 | 6689 | 6815 | 6934 | 7054 | 7121
PSS | BOWATER CONTAINERS T1 / ELLESMERE PORT LOCAL T1 / HH ROBERTSONS T1 / MOBIL OIL (E PORT) T1 / WHITBY MAIN T1 | 4 | 43 | 83 | 140 | 223 | 350 | 541 | 817 | 1209 | 1521 | 1885 | 2320 | 2819 | 3377 | 3978 | 4697 | 5457 | 6235 | 7005 | 7774 | 8490 | 9126 | 9691 | 10167 | 10566 | 10718 | 10865 | 10998 | 11134 | 11262 | 4 | 108 | 234 | 450 | 808 | 1387 | 1902 | 2540 | 3291 | 4151 | 5179 | 6267 | 7349 | 8335 | 9187 | 9870 | 10379 | 10757 | 11011 | 11192 | 11248 | 11255 | 11244 | 11208 | 11155 | 11079 | 10977 | 10860 | 10722 | 10555 | 4 | 65 | 128 | 221 | 353 | 548 | 834 | 1248 | 1827 | 2333 | 2953 | 3690 | 4532 | 5465 | 6395 | 7337 | 8234 | 9040 | 9723 | 10274 | 10706 | 11016 | 11118 | 11094 | 11026 | 10910 | 10760 | 10629 | 10475 | 10286 | 4 | 111 | 256 | 487 | 863 | 1469 | 2033 | 2770 | 3664 | 4706 | 5838 | 6987 | 8080 | 9027 | 9776 | 10321 | 10683 | 10911 | 11012 | 10958 | 10872 | 10761 | 10614 | 10423 | 10189 | 9910 | 9585 | 9204 | 8746 | 8211 | 4 | 210 | 319 | 467 | 659 | 936 | 1294 | 1740 | 2314 | 3053 | 3799 | 4510 | 5215 | 5918 | 6621 | 7309 | 7992 | 8657 | 9308 | 9918 | 10481 | 10994 | 11452 | 11860 | 12201 | 12502 | 12778 | 13044 | 13296 | 13461
PSS | BR STATION T1 / DUCHY RD T1 / ELECTRA WAY T1 / MIDLAND ROLLMAKERS T1A / NORTH WESTERN MILLS T1 | 81 | 84 | 103 | 135 | 189 | 271 | 391 | 565 | 814 | 996 | 1215 | 1483 | 1785 | 2130 | 2504 | 2958 | 3438 | 3937 | 4438 | 4948 | 5433 | 5873 | 6265 | 6607 | 6894 | 7028 | 7156 | 7264 | 7366 | 7458 | 81 | 116 | 189 | 321 | 535 | 885 | 1188 | 1563 | 2014 | 2525 | 3147 | 3817 | 4495 | 5132 | 5706 | 6193 | 6579 | 6878 | 7098 | 7257 | 7326 | 7355 | 7364 | 7351 | 7323 | 7278 | 7215 | 7143 | 7055 | 6948 | 81 | 96 | 132 | 188 | 270 | 390 | 565 | 820 | 1181 | 1489 | 1872 | 2329 | 2862 | 3454 | 4060 | 4685 | 5288 | 5840 | 6314 | 6699 | 7002 | 7218 | 7313 | 7319 | 7282 | 7203 | 7105 | 7009 | 6902 | 6775 | 81 | 124 | 212 | 354 | 590 | 970 | 1313 | 1767 | 2321 | 2973 | 3690 | 4439 | 5164 | 5811 | 6341 | 6737 | 7012 | 7190 | 7282 | 7267 | 7237 | 7178 | 7101 | 6996 | 6862 | 6702 | 6512 | 6291 | 6031 | 5724 | 81 | 135 | 198 | 286 | 403 | 567 | 786 | 1059 | 1414 | 1874 | 2347 | 2806 | 3269 | 3739 | 4225 | 4713 | 5197 | 5669 | 6126 | 6548 | 6930 | 7276 | 7586 | 7867 | 8095 | 8289 | 8470 | 8648 | 8824 | 8934
PSS | BRD T1 | 106 | 95 | 103 | 125 | 160 | 215 | 298 | 414 | 579 | 694 | 833 | 1001 | 1195 | 1415 | 1656 | 1944 | 2252 | 2577 | 2901 | 3234 | 3546 | 3836 | 4094 | 4318 | 4506 | 4602 | 4685 | 4756 | 4821 | 4878 | 106 | 110 | 158 | 244 | 388 | 622 | 807 | 1047 | 1331 | 1656 | 2054 | 2482 | 2916 | 3329 | 3704 | 4028 | 4291 | 4499 | 4650 | 4760 | 4815 | 4842 | 4853 | 4851 | 4839 | 4815 | 4782 | 4742 | 4694 | 4638 | 106 | 106 | 124 | 160 | 212 | 292 | 410 | 577 | 811 | 1007 | 1250 | 1544 | 1885 | 2266 | 2660 | 3065 | 3459 | 3823 | 4135 | 4389 | 4588 | 4731 | 4798 | 4806 | 4784 | 4733 | 4671 | 4613 | 4547 | 4467 | 106 | 119 | 172 | 269 | 424 | 673 | 890 | 1179 | 1531 | 1950 | 2411 | 2893 | 3362 | 3785 | 4131 | 4396 | 4577 | 4698 | 4758 | 4755 | 4735 | 4700 | 4656 | 4590 | 4511 | 4415 | 4302 | 4170 | 4010 | 3829 | 106 | 83 | 126 | 184 | 261 | 371 | 513 | 694 | 928 | 1233 | 1547 | 1849 | 2157 | 2475 | 2803 | 3133 | 3462 | 3782 | 4092 | 4375 | 4633 | 4866 | 5073 | 5261 | 5415 | 5547 | 5667 | 5787 | 5907 | 5984
PSS | BRITISH ALUMINIUM LATCHFORD T1 / GREENHALL WHITLEY T1 / LATCHFORD T1 / LATCHFORD T2 / THAMES BOARD MILL T1 | 115 | 119 | 143 | 187 | 257 | 369 | 529 | 762 | 1091 | 1336 | 1625 | 1977 | 2374 | 2829 | 3315 | 3899 | 4518 | 5152 | 5778 | 6412 | 7000 | 7525 | 7992 | 8389 | 8719 | 8848 | 8972 | 9084 | 9194 | 9297 | 115 | 153 | 253 | 426 | 717 | 1184 | 1586 | 2090 | 2685 | 3365 | 4180 | 5048 | 5909 | 6697 | 7381 | 7930 | 8337 | 8635 | 8830 | 8962 | 8987 | 8972 | 8932 | 8872 | 8797 | 8698 | 8580 | 8451 | 8303 | 8131 | 115 | 134 | 180 | 253 | 360 | 519 | 750 | 1086 | 1557 | 1957 | 2452 | 3040 | 3718 | 4470 | 5224 | 5988 | 6714 | 7370 | 7922 | 8364 | 8706 | 8947 | 9018 | 8983 | 8907 | 8789 | 8644 | 8516 | 8373 | 8220 | 115 | 170 | 283 | 475 | 785 | 1283 | 1730 | 2323 | 3045 | 3883 | 4800 | 5735 | 6626 | 7399 | 8011 | 8456 | 8749 | 8928 | 9000 | 8943 | 8861 | 8753 | 8616 | 8439 | 8229 | 7980 | 7693 | 7364 | 6989 | 6555 | 115 | 172 | 253 | 364 | 513 | 727 | 1004 | 1354 | 1804 | 2387 | 2980 | 3547 | 4115 | 4680 | 5250 | 5811 | 6363 | 6898 | 7418 | 7898 | 8337 | 8728 | 9070 | 9367 | 9606 | 9807 | 9989 | 10153 | 10323 | 10411
PSS | BRITISH OXYGEN T1 / WINDLEHURST T1 | 79 | 72 | 80 | 98 | 126 | 170 | 236 | 330 | 461 | 553 | 663 | 797 | 948 | 1117 | 1295 | 1512 | 1738 | 1968 | 2188 | 2410 | 2613 | 2788 | 2939 | 3068 | 3173 | 3200 | 3231 | 3261 | 3295 | 3330 | 79 | 86 | 123 | 196 | 314 | 504 | 663 | 861 | 1094 | 1356 | 1670 | 1999 | 2315 | 2598 | 2828 | 2997 | 3112 | 3184 | 3224 | 3245 | 3234 | 3210 | 3183 | 3151 | 3113 | 3070 | 3019 | 2965 | 2902 | 2831 | 79 | 81 | 97 | 126 | 167 | 231 | 323 | 456 | 639 | 791 | 974 | 1194 | 1443 | 1715 | 1982 | 2248 | 2495 | 2712 | 2894 | 3035 | 3147 | 3221 | 3231 | 3206 | 3174 | 3127 | 3071 | 3027 | 2978 | 2923 | 79 | 91 | 134 | 209 | 331 | 528 | 697 | 922 | 1193 | 1503 | 1837 | 2168 | 2476 | 2733 | 2929 | 3063 | 3146 | 3193 | 3206 | 3173 | 3131 | 3081 | 3022 | 2947 | 2860 | 2756 | 2639 | 2504 | 2347 | 2170 | 79 | 62 | 97 | 143 | 204 | 292 | 405 | 548 | 729 | 962 | 1199 | 1419 | 1635 | 1845 | 2048 | 2241 | 2430 | 2611 | 2792 | 2960 | 3118 | 3256 | 3379 | 3481 | 3563 | 3636 | 3698 | 3753 | 3806 | 3827
PSS | BRITISH PIPE ASSOCIATION T1 | 12 | 9 | 10 | 12 | 14 | 19 | 22 | 29 | 38 | 45 | 52 | 61 | 70 | 79 | 90 | 105 | 120 | 137 | 150 | 164 | 176 | 188 | 198 | 208 | 214 | 215 | 219 | 220 | 225 | 226 | 12 | 10 | 13 | 19 | 29 | 41 | 53 | 64 | 80 | 98 | 116 | 138 | 159 | 177 | 192 | 203 | 210 | 217 | 220 | 221 | 221 | 218 | 217 | 217 | 214 | 209 | 208 | 205 | 200 | 196 | 12 | 11 | 11 | 14 | 18 | 22 | 29 | 38 | 49 | 58 | 72 | 85 | 101 | 118 | 136 | 153 | 171 | 185 | 196 | 205 | 214 | 219 | 218 | 219 | 216 | 214 | 209 | 206 | 203 | 201 | 12 | 11 | 15 | 20 | 29 | 43 | 54 | 69 | 86 | 107 | 129 | 150 | 170 | 189 | 201 | 210 | 216 | 220 | 220 | 219 | 216 | 214 | 210 | 205 | 201 | 193 | 185 | 177 | 165 | 154 | 12 | 7 | 11 | 14 | 18 | 24 | 33 | 42 | 55 | 72 | 89 | 104 | 119 | 134 | 150 | 162 | 177 | 189 | 203 | 215 | 227 | 237 | 245 | 254 | 260 | 265 | 271 | 274 | 280 | 282
PSS | BRITISH SIDAC T1 / SHERDLEY RD T1 / ST HELENS LINKWAY T1 / WATERY LA T1 | 13 | 31 | 50 | 81 | 126 | 194 | 299 | 452 | 665 | 833 | 1033 | 1273 | 1548 | 1854 | 2185 | 2582 | 3004 | 3438 | 3864 | 4295 | 4696 | 5057 | 5371 | 5642 | 5866 | 5957 | 6042 | 6120 | 6196 | 6268 | 13 | 60 | 123 | 239 | 426 | 736 | 1012 | 1353 | 1761 | 2222 | 2780 | 3370 | 3957 | 4495 | 4961 | 5336 | 5614 | 5819 | 5953 | 6042 | 6060 | 6049 | 6023 | 5984 | 5934 | 5868 | 5787 | 5698 | 5597 | 5478 | 13 | 41 | 74 | 122 | 192 | 297 | 451 | 674 | 988 | 1263 | 1601 | 2004 | 2468 | 2979 | 3493 | 4014 | 4509 | 4956 | 5333 | 5634 | 5867 | 6033 | 6081 | 6059 | 6008 | 5929 | 5829 | 5741 | 5646 | 5540 | 13 | 68 | 143 | 268 | 472 | 801 | 1108 | 1512 | 2003 | 2573 | 3197 | 3832 | 4437 | 4963 | 5376 | 5678 | 5877 | 6000 | 6048 | 6012 | 5958 | 5883 | 5793 | 5675 | 5534 | 5368 | 5171 | 4946 | 4689 | 4399 | 13 | 111 | 168 | 247 | 354 | 509 | 708 | 957 | 1281 | 1699 | 2123 | 2532 | 2938 | 3342 | 3748 | 4147 | 4541 | 4923 | 5291 | 5635 | 5947 | 6226 | 6474 | 6687 | 6859 | 7003 | 7131 | 7253 | 7373 | 7435
PSS | BROADGREEN T1 / CROXTETH T1 / EAST PRESCOT RD (FINCH LA) T1 / KNOTTY ASH T1 / LEYFIELD RD T1 | 6 | 80 | 153 | 260 | 424 | 675 | 1050 | 1596 | 2374 | 2994 | 3720 | 4587 | 5580 | 6694 | 7893 | 9325 | 10834 | 12380 | 13898 | 15422 | 16838 | 18079 | 19179 | 20109 | 20878 | 21162 | 21434 | 21684 | 21938 | 22185 | 6 | 188 | 424 | 838 | 1528 | 2655 | 3667 | 4922 | 6405 | 8091 | 10119 | 12256 | 14363 | 16274 | 17899 | 19181 | 20103 | 20758 | 21170 | 21433 | 21449 | 21368 | 21242 | 21072 | 20866 | 20611 | 20305 | 19972 | 19592 | 19157 | 6 | 111 | 234 | 411 | 665 | 1048 | 1603 | 2408 | 3554 | 4546 | 5765 | 7217 | 8880 | 10712 | 12536 | 14372 | 16109 | 17668 | 18968 | 20010 | 20811 | 21367 | 21499 | 21389 | 21190 | 20896 | 20534 | 20222 | 19888 | 19515 | 6 | 207 | 485 | 934 | 1676 | 2867 | 3979 | 5442 | 7210 | 9263 | 11500 | 13753 | 15882 | 17715 | 19140 | 20162 | 20824 | 21220 | 21366 | 21197 | 20968 | 20681 | 20325 | 19875 | 19338 | 18706 | 17980 | 17144 | 16186 | 15098 | 6 | 382 | 591 | 881 | 1272 | 1828 | 2547 | 3456 | 4622 | 6119 | 7648 | 9104 | 10539 | 11964 | 13379 | 14755 | 16102 | 17412 | 18687 | 19872 | 20960 | 21924 | 22772 | 23497 | 24082 | 24573 | 25006 | 25406 | 25802 | 25998
PSS | BROMFIELD T1 / BROMFIELD T2 / PONTERWYL T1 / RHYD-Y-GOLEU T1 / SYNTHITE T1 | 45 | 92 | 147 | 232 | 362 | 561 | 856 | 1288 | 1903 | 2386 | 2955 | 3637 | 4419 | 5300 | 6258 | 7406 | 8624 | 9885 | 11133 | 12401 | 13588 | 14656 | 15608 | 16425 | 17104 | 17402 | 17678 | 17916 | 18149 | 18359 | 45 | 171 | 360 | 680 | 1217 | 2090 | 2866 | 3834 | 4980 | 6294 | 7882 | 9577 | 11274 | 12847 | 14242 | 15392 | 16273 | 16939 | 17398 | 17718 | 17822 | 17835 | 17796 | 17713 | 17592 | 17430 | 17229 | 17005 | 16744 | 16439 | 45 | 117 | 211 | 351 | 550 | 852 | 1288 | 1925 | 2824 | 3609 | 4577 | 5739 | 7078 | 8562 | 10069 | 11604 | 13077 | 14417 | 15551 | 16468 | 17182 | 17684 | 17860 | 17829 | 17698 | 17476 | 17200 | 16952 | 16682 | 16368 | 45 | 193 | 414 | 770 | 1353 | 2298 | 3171 | 4324 | 5730 | 7372 | 9179 | 11034 | 12822 | 14391 | 15652 | 16582 | 17207 | 17603 | 17776 | 17697 | 17564 | 17378 | 17136 | 16822 | 16443 | 15987 | 15462 | 14854 | 14154 | 13353 | 45 | 291 | 450 | 671 | 965 | 1385 | 1933 | 2625 | 3515 | 4668 | 5856 | 6998 | 8143 | 9299 | 10478 | 11647 | 12803 | 13925 | 15008 | 16009 | 16917 | 17732 | 18449 | 19085 | 19597 | 20024 | 20412 | 20785 | 21155 | 21370
PSS | BROOK LA T1 / MANNINGS LA T1 / NEWTOWN CHESTER T1 / UPTON HEATH T1 | 81 | 117 | 165 | 244 | 367 | 557 | 838 | 1249 | 1827 | 2283 | 2816 | 3453 | 4185 | 5006 | 5894 | 6956 | 8079 | 9232 | 10368 | 11514 | 12583 | 13527 | 14366 | 15082 | 15673 | 15909 | 16131 | 16329 | 16526 | 16716 | 81 | 185 | 361 | 669 | 1181 | 2016 | 2753 | 3672 | 4756 | 5998 | 7487 | 9066 | 10632 | 12062 | 13295 | 14282 | 15013 | 15539 | 15887 | 16112 | 16152 | 16116 | 16038 | 15927 | 15786 | 15604 | 15388 | 15149 | 14878 | 14563 | 81 | 140 | 226 | 357 | 546 | 832 | 1244 | 1843 | 2693 | 3424 | 4325 | 5401 | 6635 | 7997 | 9365 | 10747 | 12061 | 13246 | 14241 | 15039 | 15656 | 16086 | 16206 | 16140 | 16001 | 15785 | 15521 | 15285 | 15033 | 14751 | 81 | 207 | 411 | 746 | 1299 | 2189 | 3004 | 4084 | 5390 | 6913 | 8577 | 10263 | 11866 | 13261 | 14354 | 15148 | 15667 | 15988 | 16113 | 16005 | 15850 | 15652 | 15400 | 15080 | 14698 | 14244 | 13721 | 13119 | 12428 | 11643 | 81 | 280 | 433 | 646 | 930 | 1340 | 1869 | 2538 | 3397 | 4506 | 5638 | 6723 | 7799 | 8871 | 9945 | 10999 | 12031 | 13037 | 14010 | 14916 | 15742 | 16478 | 17123 | 17681 | 18130 | 18506 | 18842 | 19152 | 19463 | 19625
PSS | BROOK ST T1 / KINGSWAY TUNNEL T1 / NWWA SANDON DOCK T1 / NWWA SANDON DOCK T2 | 40 | 35 | 37 | 44 | 52 | 66 | 87 | 115 | 156 | 182 | 216 | 257 | 305 | 361 | 426 | 502 | 588 | 680 | 778 | 881 | 981 | 1082 | 1174 | 1255 | 1328 | 1373 | 1412 | 1447 | 1472 | 1494 | 40 | 37 | 50 | 71 | 102 | 153 | 192 | 242 | 305 | 379 | 472 | 576 | 695 | 815 | 941 | 1061 | 1171 | 1266 | 1342 | 1398 | 1435 | 1460 | 1475 | 1484 | 1487 | 1486 | 1481 | 1474 | 1465 | 1452 | 40 | 37 | 42 | 50 | 62 | 81 | 110 | 150 | 206 | 256 | 318 | 395 | 488 | 592 | 711 | 837 | 967 | 1092 | 1200 | 1290 | 1364 | 1416 | 1451 | 1467 | 1466 | 1454 | 1438 | 1416 | 1392 | 1365 | 40 | 42 | 55 | 82 | 118 | 182 | 235 | 307 | 399 | 513 | 644 | 790 | 941 | 1090 | 1220 | 1324 | 1400 | 1455 | 1488 | 1500 | 1507 | 1508 | 1504 | 1495 | 1485 | 1467 | 1446 | 1423 | 1393 | 1361 | 40 | 30 | 36 | 45 | 56 | 72 | 94 | 123 | 162 | 219 | 276 | 337 | 405 | 484 | 573 | 669 | 770 | 866 | 955 | 1035 | 1105 | 1168 | 1223 | 1280 | 1322 | 1360 | 1392 | 1430 | 1470 | 1496
PSS | BRYN STANLEY T1 | 0 | 9 | 18 | 30 | 45 | 74 | 114 | 174 | 259 | 325 | 404 | 499 | 607 | 728 | 860 | 1018 | 1187 | 1361 | 1531 | 1708 | 1869 | 2015 | 2146 | 2256 | 2349 | 2388 | 2426 | 2457 | 2490 | 2519 | 0 | 22 | 46 | 89 | 164 | 281 | 393 | 526 | 685 | 867 | 1087 | 1322 | 1556 | 1772 | 1959 | 2115 | 2233 | 2321 | 2382 | 2421 | 2432 | 2431 | 2422 | 2407 | 2388 | 2362 | 2330 | 2298 | 2260 | 2212 | 0 | 13 | 27 | 45 | 73 | 114 | 173 | 262 | 384 | 494 | 628 | 789 | 972 | 1176 | 1385 | 1595 | 1797 | 1980 | 2133 | 2256 | 2353 | 2420 | 2441 | 2435 | 2416 | 2383 | 2345 | 2308 | 2271 | 2229 | 0 | 23 | 53 | 101 | 184 | 314 | 433 | 593 | 788 | 1015 | 1264 | 1518 | 1763 | 1976 | 2150 | 2275 | 2357 | 2409 | 2431 | 2418 | 2398 | 2369 | 2336 | 2289 | 2235 | 2170 | 2094 | 2007 | 1908 | 1794 | 0 | 45 | 68 | 100 | 144 | 206 | 287 | 388 | 517 | 688 | 859 | 1028 | 1194 | 1362 | 1530 | 1697 | 1863 | 2021 | 2176 | 2320 | 2448 | 2564 | 2666 | 2756 | 2825 | 2887 | 2940 | 2991 | 3040 | 3068
PSS | BUCKINGHAM ST T1 / EVERTON RD T1 / SUBURBAN RD T1 | 2 | 2 | 3 | 5 | 7 | 11 | 16 | 26 | 39 | 47 | 58 | 74 | 91 | 111 | 135 | 164 | 200 | 237 | 275 | 317 | 360 | 400 | 441 | 474 | 507 | 528 | 546 | 562 | 572 | 580 | 2 | 3 | 6 | 10 | 20 | 33 | 47 | 63 | 84 | 110 | 144 | 181 | 227 | 274 | 326 | 378 | 428 | 469 | 507 | 534 | 550 | 564 | 572 | 573 | 577 | 575 | 576 | 575 | 573 | 569 | 2 | 2 | 4 | 7 | 9 | 15 | 24 | 40 | 55 | 75 | 97 | 125 | 161 | 204 | 251 | 302 | 359 | 408 | 456 | 492 | 524 | 547 | 562 | 571 | 571 | 563 | 558 | 547 | 541 | 530 | 2 | 5 | 9 | 16 | 28 | 47 | 66 | 92 | 126 | 167 | 218 | 274 | 336 | 394 | 449 | 496 | 528 | 553 | 567 | 574 | 578 | 578 | 580 | 577 | 575 | 569 | 566 | 559 | 552 | 544 | 2 | 12 | 16 | 21 | 29 | 40 | 55 | 75 | 98 | 134 | 171 | 209 | 250 | 296 | 348 | 401 | 457 | 509 | 560 | 604 | 642 | 678 | 707 | 737 | 759 | 777 | 794 | 814 | 834 | 845
PSS | BUCKLEY T1 / BUCKLEY T2 / BUCKLEY CROSS T1 | 4 | 60 | 112 | 195 | 317 | 506 | 790 | 1200 | 1789 | 2260 | 2810 | 3470 | 4226 | 5080 | 6007 | 7114 | 8288 | 9499 | 10699 | 11914 | 13056 | 14073 | 14978 | 15757 | 16403 | 16679 | 16935 | 17159 | 17379 | 17579 | 4 | 134 | 312 | 621 | 1132 | 1972 | 2727 | 3663 | 4777 | 6050 | 7585 | 9221 | 10853 | 12360 | 13682 | 14764 | 15586 | 16197 | 16608 | 16886 | 16963 | 16950 | 16892 | 16792 | 16652 | 16477 | 16262 | 16025 | 15751 | 15439 | 4 | 81 | 172 | 306 | 495 | 784 | 1204 | 1812 | 2681 | 3438 | 4378 | 5498 | 6786 | 8212 | 9660 | 11130 | 12534 | 13809 | 14885 | 15749 | 16422 | 16889 | 17038 | 16991 | 16854 | 16630 | 16354 | 16107 | 15841 | 15543 | 4 | 154 | 365 | 706 | 1268 | 2172 | 3020 | 4134 | 5492 | 7075 | 8815 | 10595 | 12303 | 13799 | 14987 | 15863 | 16444 | 16808 | 16960 | 16870 | 16728 | 16533 | 16287 | 15967 | 15579 | 15128 | 14599 | 13994 | 13302 | 12514 | 4 | 281 | 437 | 656 | 950 | 1369 | 1914 | 2603 | 3488 | 4636 | 5814 | 6947 | 8076 | 9215 | 10367 | 11503 | 12626 | 13714 | 14766 | 15736 | 16618 | 17407 | 18094 | 18700 | 19184 | 19585 | 19945 | 20284 | 20627 | 20809
PSS | BUILDWAS ROAD T1 / MORGAN REFRACTORIES T1 / NESTON MAIN T1 | 6 | 52 | 96 | 163 | 264 | 419 | 650 | 986 | 1461 | 1845 | 2289 | 2821 | 3425 | 4107 | 4840 | 5718 | 6644 | 7588 | 8515 | 9446 | 10308 | 11066 | 11734 | 12301 | 12768 | 12941 | 13103 | 13254 | 13408 | 13556 | 6 | 117 | 262 | 516 | 940 | 1628 | 2248 | 3013 | 3920 | 4953 | 6188 | 7496 | 8784 | 9950 | 10941 | 11725 | 12285 | 12685 | 12935 | 13096 | 13106 | 13055 | 12979 | 12878 | 12752 | 12593 | 12406 | 12204 | 11972 | 11706 | 6 | 70 | 147 | 253 | 411 | 645 | 984 | 1477 | 2175 | 2781 | 3526 | 4413 | 5430 | 6547 | 7662 | 8783 | 9842 | 10795 | 11589 | 12223 | 12711 | 13053 | 13134 | 13068 | 12946 | 12768 | 12546 | 12354 | 12152 | 11922 | 6 | 131 | 300 | 577 | 1027 | 1758 | 2437 | 3328 | 4413 | 5668 | 7032 | 8409 | 9709 | 10828 | 11699 | 12324 | 12729 | 12969 | 13060 | 12957 | 12818 | 12639 | 12424 | 12149 | 11820 | 11435 | 10990 | 10478 | 9896 | 9226 | 6 | 244 | 370 | 544 | 777 | 1111 | 1541 | 2082 | 2781 | 3679 | 4591 | 5459 | 6318 | 7171 | 8014 | 8837 | 9644 | 10427 | 11190 | 11899 | 12550 | 13127 | 13638 | 14070 | 14422 | 14718 | 14981 | 15218 | 15458 | 15578
PSS | BURLINGTON AVE T1 / FRESHFIELD T1 / MARSH BROWS T1 / SOUTHPORT RD T1 | 63 | 125 | 197 | 311 | 483 | 749 | 1145 | 1722 | 2540 | 3188 | 3943 | 4851 | 5885 | 7051 | 8305 | 9807 | 11390 | 13018 | 14612 | 16221 | 17717 | 19036 | 20201 | 21193 | 22013 | 22326 | 22625 | 22894 | 23170 | 23432 | 63 | 231 | 480 | 917 | 1640 | 2823 | 3879 | 5184 | 6735 | 8501 | 10615 | 12852 | 15067 | 17078 | 18801 | 20166 | 21160 | 21872 | 22328 | 22623 | 22655 | 22586 | 22465 | 22295 | 22083 | 21822 | 21508 | 21164 | 20773 | 20321 | 63 | 159 | 285 | 468 | 737 | 1140 | 1722 | 2572 | 3772 | 4811 | 6088 | 7608 | 9354 | 11278 | 13201 | 15137 | 16973 | 18624 | 20007 | 21115 | 21969 | 22564 | 22719 | 22612 | 22408 | 22103 | 21724 | 21392 | 21039 | 20647 | 63 | 257 | 549 | 1022 | 1799 | 3057 | 4221 | 5746 | 7601 | 9756 | 12106 | 14478 | 16725 | 18669 | 20189 | 21281 | 21993 | 22425 | 22588 | 22420 | 22193 | 21899 | 21535 | 21069 | 20515 | 19862 | 19107 | 18239 | 17250 | 16121 | 63 | 422 | 639 | 943 | 1351 | 1933 | 2687 | 3635 | 4858 | 6431 | 8033 | 9562 | 11074 | 12579 | 14075 | 15540 | 16973 | 18367 | 19722 | 20982 | 22133 | 23160 | 24061 | 24833 | 25458 | 25984 | 26448 | 26877 | 27304 | 27521
PSS | BURMAH OIL T1 / VAN LEER NO 1 T1 | 21 | 16 | 16 | 16 | 18 | 19 | 21 | 23 | 26 | 26 | 26 | 26 | 25 | 26 | 26 | 26 | 27 | 27 | 28 | 28 | 28 | 29 | 29 | 30 | 32 | 32 | 32 | 32 | 33 | 33 | 21 | 18 | 17 | 19 | 21 | 25 | 26 | 26 | 26 | 27 | 28 | 28 | 29 | 30 | 31 | 31 | 31 | 32 | 33 | 33 | 34 | 34 | 34 | 34 | 34 | 34 | 34 | 34 | 34 | 34 | 21 | 19 | 18 | 18 | 19 | 20 | 21 | 23 | 26 | 26 | 25 | 26 | 26 | 27 | 27 | 27 | 28 | 29 | 29 | 29 | 31 | 31 | 33 | 34 | 34 | 32 | 32 | 31 | 31 | 31 | 21 | 18 | 18 | 19 | 21 | 23 | 25 | 24 | 27 | 26 | 28 | 29 | 29 | 31 | 31 | 32 | 33 | 33 | 33 | 34 | 34 | 34 | 35 | 34 | 34 | 34 | 35 | 34 | 33 | 33 | 21 | 3 | 4 | 4 | 8 | 9 | 12 | 14 | 19 | 24 | 29 | 35 | 39 | 43 | 48 | 53 | 57 | 61 | 66 | 70 | 73 | 77 | 80 | 83 | 85 | 87 | 90 | 91 | 93 | 94
PSS | BUTLINS T1 | 4 | 4 | 6 | 8 | 13 | 20 | 29 | 44 | 61 | 77 | 94 | 114 | 137 | 164 | 191 | 226 | 260 | 296 | 331 | 364 | 396 | 422 | 446 | 467 | 482 | 486 | 491 | 497 | 502 | 505 | 4 | 7 | 14 | 23 | 41 | 68 | 95 | 125 | 161 | 201 | 249 | 300 | 349 | 393 | 428 | 454 | 473 | 484 | 489 | 493 | 491 | 486 | 483 | 478 | 473 | 465 | 457 | 450 | 439 | 428 | 4 | 6 | 8 | 13 | 19 | 28 | 42 | 62 | 89 | 112 | 141 | 176 | 213 | 256 | 298 | 339 | 378 | 411 | 439 | 461 | 477 | 489 | 490 | 487 | 481 | 475 | 465 | 459 | 451 | 443 | 4 | 8 | 14 | 25 | 45 | 72 | 99 | 133 | 176 | 223 | 275 | 326 | 374 | 414 | 443 | 464 | 478 | 484 | 487 | 481 | 475 | 467 | 458 | 446 | 433 | 417 | 398 | 377 | 353 | 326 | 4 | 12 | 17 | 26 | 36 | 52 | 72 | 97 | 127 | 168 | 210 | 249 | 286 | 323 | 358 | 392 | 424 | 455 | 487 | 516 | 544 | 568 | 590 | 608 | 621 | 634 | 645 | 654 | 662 | 666
PSS | BUTTINGTON CROSS T1 | 13 | 13 | 17 | 22 | 29 | 43 | 61 | 86 | 124 | 153 | 187 | 228 | 276 | 331 | 391 | 464 | 543 | 625 | 708 | 795 | 876 | 953 | 1022 | 1083 | 1136 | 1164 | 1187 | 1208 | 1227 | 1242 | 13 | 21 | 30 | 49 | 81 | 131 | 177 | 234 | 300 | 378 | 473 | 578 | 686 | 790 | 889 | 974 | 1047 | 1105 | 1147 | 1180 | 1194 | 1204 | 1205 | 1202 | 1199 | 1191 | 1179 | 1166 | 1155 | 1137 | 13 | 17 | 23 | 31 | 43 | 61 | 86 | 128 | 183 | 231 | 289 | 364 | 448 | 543 | 644 | 750 | 855 | 948 | 1030 | 1097 | 1152 | 1189 | 1206 | 1210 | 1203 | 1188 | 1172 | 1153 | 1135 | 1114 | 13 | 22 | 36 | 56 | 93 | 150 | 203 | 274 | 362 | 466 | 582 | 705 | 827 | 939 | 1033 | 1105 | 1155 | 1188 | 1204 | 1206 | 1201 | 1192 | 1181 | 1166 | 1146 | 1120 | 1094 | 1060 | 1022 | 978 | 13 | 24 | 33 | 49 | 68 | 96 | 135 | 179 | 240 | 321 | 403 | 484 | 566 | 653 | 745 | 837 | 929 | 1017 | 1104 | 1180 | 1249 | 1312 | 1367 | 1416 | 1455 | 1488 | 1518 | 1547 | 1577 | 1594
PSS | BXL BROMBOROUGH T1 / TULIP T1 | 43 | 35 | 36 | 43 | 51 | 65 | 88 | 119 | 164 | 192 | 231 | 275 | 327 | 390 | 458 | 539 | 633 | 733 | 837 | 947 | 1053 | 1158 | 1253 | 1337 | 1411 | 1459 | 1498 | 1531 | 1557 | 1579 | 43 | 36 | 48 | 70 | 102 | 158 | 201 | 258 | 327 | 410 | 512 | 627 | 752 | 879 | 1010 | 1136 | 1246 | 1344 | 1416 | 1473 | 1506 | 1529 | 1539 | 1547 | 1547 | 1543 | 1534 | 1526 | 1516 | 1503 | 43 | 36 | 42 | 50 | 63 | 82 | 115 | 160 | 220 | 274 | 341 | 425 | 524 | 637 | 764 | 899 | 1035 | 1164 | 1276 | 1369 | 1446 | 1498 | 1530 | 1543 | 1538 | 1523 | 1504 | 1483 | 1458 | 1430 | 43 | 41 | 54 | 81 | 122 | 189 | 249 | 326 | 425 | 545 | 681 | 838 | 992 | 1141 | 1275 | 1380 | 1457 | 1511 | 1538 | 1548 | 1553 | 1550 | 1544 | 1532 | 1516 | 1497 | 1471 | 1445 | 1414 | 1380 | 43 | 29 | 38 | 53 | 71 | 99 | 137 | 184 | 248 | 333 | 424 | 515 | 612 | 719 | 835 | 958 | 1082 | 1200 | 1313 | 1413 | 1502 | 1581 | 1650 | 1718 | 1767 | 1810 | 1847 | 1888 | 1930 | 1957
PSS | CABLE ST T1 / GRADWELL ST T2 / OLDHAM PLACE T2 | 15 | 15 | 17 | 21 | 26 | 32 | 42 | 54 | 73 | 84 | 98 | 115 | 133 | 156 | 179 | 206 | 235 | 264 | 292 | 319 | 342 | 365 | 383 | 399 | 411 | 414 | 419 | 423 | 427 | 432 | 15 | 18 | 25 | 36 | 51 | 78 | 97 | 121 | 150 | 183 | 222 | 262 | 301 | 338 | 367 | 389 | 405 | 413 | 421 | 424 | 425 | 424 | 421 | 418 | 415 | 411 | 405 | 399 | 391 | 381 | 15 | 17 | 21 | 25 | 31 | 39 | 51 | 69 | 91 | 111 | 134 | 161 | 192 | 224 | 259 | 292 | 324 | 350 | 374 | 391 | 407 | 416 | 421 | 419 | 416 | 413 | 407 | 400 | 393 | 386 | 15 | 19 | 27 | 37 | 54 | 80 | 101 | 130 | 165 | 205 | 248 | 292 | 333 | 370 | 395 | 415 | 429 | 436 | 440 | 437 | 433 | 427 | 420 | 412 | 401 | 389 | 374 | 356 | 335 | 311 | 15 | 11 | 14 | 13 | 16 | 18 | 21 | 24 | 29 | 36 | 41 | 45 | 51 | 56 | 60 | 65 | 71 | 75 | 81 | 86 | 91 | 95 | 101 | 106 | 111 | 115 | 119 | 122 | 126 | 129
PSS | CABLE ST T2 / CROWN COURTS T1 / GRADWELL ST T1 | 12 | 14 | 18 | 23 | 30 | 42 | 58 | 78 | 109 | 132 | 160 | 193 | 229 | 272 | 316 | 368 | 422 | 475 | 532 | 582 | 627 | 675 | 708 | 740 | 768 | 771 | 779 | 787 | 798 | 807 | 12 | 21 | 33 | 50 | 78 | 122 | 161 | 209 | 267 | 328 | 403 | 483 | 559 | 628 | 684 | 726 | 755 | 777 | 789 | 796 | 797 | 794 | 792 | 787 | 780 | 772 | 763 | 749 | 733 | 716 | 12 | 18 | 21 | 30 | 41 | 56 | 77 | 110 | 150 | 188 | 232 | 284 | 346 | 411 | 476 | 539 | 600 | 654 | 698 | 733 | 763 | 782 | 789 | 786 | 782 | 776 | 761 | 749 | 737 | 723 | 12 | 21 | 34 | 54 | 83 | 129 | 169 | 226 | 294 | 371 | 457 | 542 | 622 | 692 | 743 | 782 | 809 | 823 | 831 | 824 | 819 | 806 | 794 | 776 | 757 | 733 | 704 | 670 | 628 | 581 | 12 | 23 | 25 | 27 | 28 | 33 | 38 | 43 | 50 | 59 | 69 | 76 | 81 | 92 | 98 | 106 | 114 | 121 | 131 | 139 | 148 | 157 | 166 | 174 | 183 | 191 | 199 | 205 | 212 | 219
PSS | CADBURYS KRONOSPAN T1 / CADBURYS KRONOSPAN T2 | 9 | 19 | 31 | 49 | 72 | 112 | 169 | 253 | 371 | 466 | 575 | 708 | 857 | 1026 | 1210 | 1429 | 1660 | 1897 | 2129 | 2366 | 2584 | 2777 | 2947 | 3093 | 3212 | 3260 | 3306 | 3344 | 3383 | 3423 | 9 | 35 | 72 | 132 | 238 | 410 | 562 | 749 | 973 | 1228 | 1532 | 1855 | 2178 | 2471 | 2723 | 2926 | 3075 | 3182 | 3252 | 3299 | 3306 | 3298 | 3283 | 3258 | 3229 | 3191 | 3147 | 3100 | 3042 | 2978 | 9 | 24 | 42 | 69 | 108 | 167 | 250 | 374 | 546 | 697 | 882 | 1102 | 1356 | 1635 | 1917 | 2199 | 2470 | 2710 | 2915 | 3077 | 3204 | 3292 | 3316 | 3302 | 3274 | 3229 | 3176 | 3126 | 3077 | 3018 | 9 | 38 | 81 | 147 | 262 | 444 | 611 | 833 | 1102 | 1414 | 1756 | 2102 | 2431 | 2717 | 2942 | 3104 | 3209 | 3274 | 3303 | 3277 | 3245 | 3202 | 3152 | 3087 | 3006 | 2914 | 2806 | 2682 | 2540 | 2376 | 9 | 59 | 90 | 134 | 191 | 275 | 381 | 516 | 690 | 913 | 1141 | 1360 | 1577 | 1791 | 2008 | 2221 | 2429 | 2631 | 2828 | 3010 | 3177 | 3325 | 3456 | 3567 | 3657 | 3736 | 3801 | 3866 | 3928 | 3962
PSS | CADBURYS T1 / CADBURYS T2 / HOPFIELD RD T1 | 151 | 125 | 127 | 145 | 177 | 224 | 297 | 397 | 537 | 626 | 736 | 869 | 1023 | 1196 | 1385 | 1614 | 1858 | 2112 | 2365 | 2623 | 2864 | 3086 | 3280 | 3450 | 3594 | 3664 | 3721 | 3776 | 3823 | 3866 | 151 | 131 | 169 | 242 | 362 | 554 | 705 | 893 | 1118 | 1374 | 1687 | 2022 | 2361 | 2679 | 2961 | 3200 | 3388 | 3531 | 3632 | 3704 | 3730 | 3739 | 3733 | 3716 | 3694 | 3663 | 3620 | 3574 | 3524 | 3461 | 151 | 135 | 148 | 175 | 217 | 285 | 382 | 518 | 709 | 860 | 1051 | 1281 | 1548 | 1843 | 2146 | 2459 | 2761 | 3037 | 3267 | 3459 | 3608 | 3711 | 3753 | 3750 | 3725 | 3677 | 3624 | 3570 | 3513 | 3448 | 151 | 144 | 184 | 265 | 394 | 598 | 770 | 999 | 1278 | 1606 | 1967 | 2343 | 2704 | 3027 | 3288 | 3483 | 3615 | 3702 | 3739 | 3728 | 3707 | 3670 | 3625 | 3564 | 3493 | 3405 | 3301 | 3184 | 3050 | 2897 | 151 | 64 | 97 | 141 | 200 | 285 | 395 | 534 | 715 | 950 | 1191 | 1427 | 1661 | 1904 | 2152 | 2399 | 2646 | 2882 | 3110 | 3320 | 3510 | 3682 | 3830 | 3964 | 4067 | 4157 | 4238 | 4313 | 4392 | 4436
PSS | CAERGEILIOG T1 | 34 | 43 | 58 | 83 | 122 | 184 | 274 | 409 | 595 | 742 | 912 | 1117 | 1351 | 1616 | 1901 | 2243 | 2606 | 2979 | 3350 | 3723 | 4071 | 4381 | 4657 | 4892 | 5088 | 5169 | 5244 | 5310 | 5375 | 5434 | 34 | 64 | 119 | 219 | 380 | 647 | 880 | 1169 | 1517 | 1910 | 2385 | 2890 | 3394 | 3855 | 4259 | 4589 | 4836 | 5019 | 5141 | 5221 | 5242 | 5234 | 5214 | 5181 | 5137 | 5082 | 5013 | 4939 | 4853 | 4756 | 34 | 50 | 78 | 118 | 179 | 270 | 403 | 595 | 864 | 1099 | 1388 | 1735 | 2132 | 2571 | 3014 | 3465 | 3894 | 4284 | 4611 | 4873 | 5079 | 5221 | 5263 | 5248 | 5203 | 5134 | 5049 | 4972 | 4890 | 4798 | 34 | 72 | 137 | 245 | 421 | 706 | 968 | 1311 | 1729 | 2220 | 2757 | 3303 | 3826 | 4282 | 4643 | 4908 | 5084 | 5192 | 5235 | 5205 | 5159 | 5096 | 5017 | 4918 | 4799 | 4657 | 4490 | 4303 | 4086 | 3841 | 34 | 89 | 137 | 204 | 292 | 421 | 586 | 795 | 1066 | 1414 | 1772 | 2116 | 2458 | 2803 | 3149 | 3490 | 3828 | 4155 | 4470 | 4762 | 5027 | 5264 | 5471 | 5653 | 5796 | 5918 | 6026 | 6127 | 6228 | 6282
PSS | CAERGWRLE T1 | 22 | 48 | 73 | 113 | 176 | 270 | 412 | 618 | 913 | 1142 | 1413 | 1736 | 2107 | 2523 | 2971 | 3508 | 4070 | 4651 | 5218 | 5788 | 6318 | 6786 | 7197 | 7548 | 7834 | 7944 | 8047 | 8142 | 8237 | 8329 | 22 | 83 | 172 | 327 | 586 | 1009 | 1385 | 1854 | 2406 | 3036 | 3791 | 4588 | 5374 | 6090 | 6702 | 7184 | 7533 | 7782 | 7943 | 8043 | 8052 | 8023 | 7979 | 7917 | 7841 | 7747 | 7635 | 7512 | 7369 | 7206 | 22 | 58 | 102 | 168 | 264 | 407 | 617 | 918 | 1345 | 1717 | 2172 | 2714 | 3335 | 4020 | 4703 | 5393 | 6043 | 6627 | 7116 | 7508 | 7811 | 8021 | 8071 | 8033 | 7960 | 7851 | 7717 | 7600 | 7473 | 7335 | 22 | 92 | 196 | 365 | 642 | 1089 | 1503 | 2051 | 2710 | 3479 | 4315 | 5156 | 5955 | 6644 | 7179 | 7565 | 7815 | 7967 | 8023 | 7961 | 7879 | 7773 | 7642 | 7474 | 7276 | 7044 | 6772 | 6464 | 6105 | 5704 | 22 | 141 | 217 | 325 | 471 | 676 | 946 | 1281 | 1716 | 2274 | 2841 | 3386 | 3922 | 4455 | 4984 | 5500 | 6007 | 6498 | 6977 | 7421 | 7827 | 8190 | 8508 | 8779 | 8999 | 9186 | 9349 | 9500 | 9650 | 9725
PSS | CAERNARFON T1 | 9 | 20 | 31 | 53 | 81 | 128 | 199 | 299 | 442 | 554 | 687 | 847 | 1032 | 1238 | 1462 | 1730 | 2016 | 2313 | 2610 | 2909 | 3190 | 3445 | 3670 | 3863 | 4027 | 4098 | 4166 | 4225 | 4280 | 4330 | 9 | 38 | 81 | 155 | 278 | 484 | 664 | 889 | 1156 | 1464 | 1833 | 2229 | 2628 | 2996 | 3326 | 3598 | 3807 | 3968 | 4076 | 4152 | 4177 | 4176 | 4167 | 4146 | 4115 | 4073 | 4024 | 3967 | 3902 | 3828 | 9 | 25 | 49 | 80 | 126 | 197 | 298 | 448 | 658 | 841 | 1068 | 1341 | 1657 | 2004 | 2360 | 2721 | 3070 | 3387 | 3655 | 3870 | 4041 | 4159 | 4198 | 4191 | 4158 | 4104 | 4037 | 3975 | 3910 | 3838 | 9 | 44 | 94 | 178 | 313 | 535 | 740 | 1010 | 1339 | 1725 | 2152 | 2589 | 3009 | 3381 | 3680 | 3899 | 4047 | 4141 | 4184 | 4163 | 4132 | 4088 | 4029 | 3954 | 3865 | 3758 | 3632 | 3488 | 3322 | 3137 | 9 | 73 | 110 | 165 | 236 | 338 | 471 | 639 | 858 | 1141 | 1431 | 1711 | 1992 | 2278 | 2566 | 2854 | 3137 | 3413 | 3678 | 3923 | 4145 | 4342 | 4515 | 4668 | 4791 | 4893 | 4983 | 5072 | 5156 | 5207
PSS | CAERSWS T1 | 68 | 66 | 75 | 95 | 124 | 173 | 242 | 344 | 483 | 588 | 708 | 856 | 1024 | 1210 | 1414 | 1656 | 1915 | 2175 | 2434 | 2696 | 2936 | 3148 | 3335 | 3494 | 3625 | 3676 | 3723 | 3765 | 3809 | 3849 | 68 | 79 | 120 | 194 | 319 | 517 | 686 | 900 | 1147 | 1432 | 1774 | 2133 | 2491 | 2816 | 3095 | 3314 | 3475 | 3590 | 3666 | 3714 | 3718 | 3710 | 3691 | 3663 | 3629 | 3586 | 3535 | 3484 | 3419 | 3345 | 68 | 72 | 91 | 122 | 167 | 233 | 332 | 476 | 674 | 840 | 1044 | 1290 | 1567 | 1879 | 2189 | 2503 | 2800 | 3065 | 3288 | 3468 | 3607 | 3702 | 3728 | 3713 | 3680 | 3630 | 3570 | 3514 | 3460 | 3394 | 68 | 86 | 134 | 211 | 346 | 556 | 741 | 989 | 1286 | 1633 | 2013 | 2396 | 2760 | 3073 | 3319 | 3496 | 3611 | 3679 | 3708 | 3680 | 3643 | 3598 | 3541 | 3465 | 3376 | 3271 | 3151 | 3013 | 2854 | 2670 | 68 | 66 | 100 | 147 | 210 | 301 | 419 | 567 | 756 | 1003 | 1253 | 1492 | 1729 | 1965 | 2201 | 2431 | 2658 | 2876 | 3091 | 3288 | 3468 | 3630 | 3769 | 3894 | 3990 | 4073 | 4149 | 4214 | 4284 | 4318
PSS | CALDY T1 / HOYLAKE T1 / MEOLS T1 / WEST KIRBY SOUTH T1 | 32 | 100 | 173 | 281 | 443 | 695 | 1063 | 1600 | 2373 | 2973 | 3682 | 4527 | 5489 | 6569 | 7729 | 9114 | 10573 | 12063 | 13523 | 14974 | 16315 | 17489 | 18524 | 19402 | 20117 | 20370 | 20611 | 20836 | 21067 | 21288 | 32 | 205 | 438 | 846 | 1519 | 2621 | 3605 | 4823 | 6265 | 7899 | 9861 | 11925 | 13957 | 15794 | 17349 | 18566 | 19436 | 20050 | 20434 | 20683 | 20698 | 20622 | 20509 | 20354 | 20166 | 19933 | 19650 | 19342 | 18988 | 18580 | 32 | 130 | 252 | 426 | 674 | 1046 | 1589 | 2372 | 3477 | 4438 | 5613 | 7012 | 8613 | 10371 | 12122 | 13877 | 15535 | 17019 | 18261 | 19252 | 20019 | 20553 | 20682 | 20578 | 20393 | 20123 | 19785 | 19492 | 19180 | 18824 | 32 | 223 | 495 | 935 | 1649 | 2811 | 3883 | 5292 | 6998 | 8977 | 11124 | 13285 | 15319 | 17065 | 18423 | 19390 | 20014 | 20392 | 20529 | 20367 | 20149 | 19877 | 19538 | 19113 | 18602 | 18002 | 17301 | 16499 | 15577 | 14521 | 32 | 373 | 564 | 830 | 1180 | 1682 | 2332 | 3151 | 4201 | 5551 | 6920 | 8223 | 9507 | 10778 | 12033 | 13260 | 14458 | 15625 | 16765 | 17830 | 18805 | 19677 | 20447 | 21109 | 21649 | 22110 | 22518 | 22895 | 23267 | 23461
PSS | CARBORUNDUM T1 / HOUGHTONS LA T1 / RAINFORD T1 / WINDLEHURST T2 | 12 | 83 | 153 | 258 | 420 | 667 | 1035 | 1571 | 2335 | 2940 | 3652 | 4502 | 5477 | 6568 | 7745 | 9158 | 10646 | 12174 | 13678 | 15192 | 16603 | 17848 | 18948 | 19889 | 20662 | 20966 | 21249 | 21506 | 21769 | 22013 | 12 | 187 | 421 | 829 | 1507 | 2611 | 3603 | 4829 | 6286 | 7943 | 9932 | 12038 | 14121 | 16021 | 17654 | 18952 | 19909 | 20597 | 21047 | 21344 | 21391 | 21342 | 21245 | 21102 | 20921 | 20693 | 20415 | 20112 | 19759 | 19357 | 12 | 114 | 235 | 408 | 660 | 1037 | 1584 | 2377 | 3500 | 4478 | 5679 | 7111 | 8755 | 10564 | 12378 | 14205 | 15940 | 17507 | 18817 | 19867 | 20682 | 21251 | 21406 | 21317 | 21136 | 20855 | 20511 | 20210 | 19884 | 19515 | 12 | 209 | 484 | 927 | 1652 | 2826 | 3918 | 5354 | 7096 | 9122 | 11332 | 13566 | 15688 | 17524 | 18965 | 20006 | 20686 | 21102 | 21264 | 21119 | 20913 | 20647 | 20313 | 19892 | 19381 | 18781 | 18088 | 17289 | 16370 | 15318 | 12 | 384 | 591 | 881 | 1265 | 1813 | 2525 | 3420 | 4573 | 6056 | 7569 | 9013 | 10441 | 11865 | 13283 | 14673 | 16036 | 17362 | 18651 | 19851 | 20947 | 21928 | 22790 | 23535 | 24140 | 24653 | 25109 | 25534 | 25954 | 26180
PSS | CARLTON ST T1 / CARLTON ST T2 / CHALON WAY T2 | 12 | 24 | 35 | 57 | 88 | 134 | 204 | 305 | 449 | 561 | 692 | 851 | 1037 | 1243 | 1467 | 1732 | 2018 | 2313 | 2608 | 2900 | 3177 | 3430 | 3651 | 3844 | 4002 | 4073 | 4139 | 4197 | 4249 | 4301 | 12 | 43 | 84 | 157 | 280 | 482 | 660 | 880 | 1147 | 1449 | 1815 | 2207 | 2599 | 2966 | 3292 | 3564 | 3773 | 3934 | 4047 | 4124 | 4149 | 4155 | 4147 | 4126 | 4100 | 4061 | 4013 | 3957 | 3893 | 3820 | 12 | 28 | 50 | 82 | 126 | 197 | 298 | 444 | 649 | 834 | 1059 | 1327 | 1641 | 1983 | 2336 | 2693 | 3040 | 3355 | 3621 | 3835 | 4007 | 4123 | 4169 | 4164 | 4134 | 4085 | 4019 | 3957 | 3891 | 3819 | 12 | 46 | 96 | 180 | 315 | 534 | 735 | 1002 | 1328 | 1710 | 2132 | 2567 | 2986 | 3357 | 3653 | 3875 | 4026 | 4124 | 4168 | 4150 | 4124 | 4080 | 4025 | 3954 | 3868 | 3763 | 3639 | 3498 | 3335 | 3150 | 12 | 69 | 101 | 148 | 210 | 297 | 415 | 559 | 749 | 996 | 1248 | 1492 | 1740 | 1990 | 2248 | 2505 | 2762 | 3008 | 3246 | 3468 | 3666 | 3847 | 4003 | 4143 | 4255 | 4351 | 4436 | 4520 | 4601 | 4652
PSS | CARMEL T1 | 2 | 11 | 21 | 33 | 53 | 82 | 127 | 191 | 285 | 355 | 441 | 542 | 658 | 788 | 925 | 1090 | 1262 | 1437 | 1607 | 1775 | 1931 | 2064 | 2180 | 2276 | 2356 | 2377 | 2401 | 2424 | 2452 | 2478 | 2 | 26 | 54 | 105 | 186 | 323 | 445 | 594 | 771 | 972 | 1209 | 1460 | 1703 | 1916 | 2092 | 2222 | 2309 | 2367 | 2396 | 2415 | 2406 | 2387 | 2367 | 2343 | 2315 | 2282 | 2242 | 2202 | 2153 | 2100 | 2 | 17 | 30 | 52 | 83 | 128 | 194 | 289 | 422 | 538 | 681 | 848 | 1039 | 1246 | 1451 | 1652 | 1841 | 2008 | 2146 | 2255 | 2339 | 2396 | 2404 | 2385 | 2361 | 2325 | 2283 | 2249 | 2210 | 2171 | 2 | 28 | 60 | 113 | 201 | 340 | 471 | 643 | 846 | 1084 | 1339 | 1592 | 1827 | 2023 | 2170 | 2275 | 2338 | 2374 | 2385 | 2358 | 2327 | 2288 | 2245 | 2187 | 2119 | 2042 | 1953 | 1848 | 1731 | 1596 | 2 | 47 | 74 | 109 | 158 | 226 | 313 | 422 | 563 | 742 | 923 | 1094 | 1261 | 1422 | 1578 | 1728 | 1873 | 2013 | 2153 | 2285 | 2405 | 2513 | 2607 | 2687 | 2750 | 2806 | 2855 | 2896 | 2938 | 2955
PSS | CASTLE BEESTON ST T1 / HARTFORD T2 / LEICESTER STREET T1 / NORTHWICH TOWN T1 / WINNINGTON T1 | 79 | 129 | 190 | 285 | 433 | 661 | 999 | 1488 | 2182 | 2726 | 3362 | 4126 | 4998 | 5977 | 7031 | 8292 | 9626 | 10988 | 12330 | 13670 | 14918 | 16020 | 16995 | 17822 | 18504 | 18763 | 19009 | 19236 | 19462 | 19678 | 79 | 215 | 424 | 793 | 1404 | 2398 | 3280 | 4376 | 5674 | 7149 | 8922 | 10797 | 12651 | 14334 | 15777 | 16924 | 17761 | 18362 | 18749 | 19001 | 19035 | 18981 | 18886 | 18749 | 18580 | 18364 | 18106 | 17817 | 17487 | 17108 | 79 | 156 | 261 | 417 | 643 | 981 | 1472 | 2183 | 3193 | 4059 | 5128 | 6402 | 7864 | 9471 | 11084 | 12704 | 14242 | 15630 | 16790 | 17722 | 18442 | 18945 | 19078 | 18999 | 18832 | 18583 | 18271 | 17992 | 17693 | 17361 | 79 | 238 | 483 | 882 | 1535 | 2591 | 3564 | 4844 | 6397 | 8200 | 10168 | 12158 | 14043 | 15674 | 16947 | 17871 | 18469 | 18839 | 18984 | 18850 | 18665 | 18425 | 18124 | 17744 | 17285 | 16744 | 16118 | 15392 | 14559 | 13612 | 79 | 346 | 520 | 762 | 1082 | 1545 | 2141 | 2896 | 3864 | 5111 | 6385 | 7600 | 8800 | 9996 | 11191 | 12359 | 13505 | 14620 | 15706 | 16715 | 17639 | 18465 | 19190 | 19815 | 20325 | 20753 | 21134 | 21486 | 21840 | 22026
PSS | CEFN MAWR T1 | 2 | 22 | 43 | 76 | 120 | 191 | 293 | 446 | 661 | 835 | 1035 | 1275 | 1551 | 1862 | 2201 | 2608 | 3039 | 3487 | 3928 | 4381 | 4805 | 5186 | 5525 | 5819 | 6063 | 6175 | 6277 | 6363 | 6449 | 6525 | 2 | 59 | 128 | 244 | 438 | 750 | 1030 | 1379 | 1790 | 2263 | 2830 | 3440 | 4052 | 4621 | 5130 | 5554 | 5890 | 6146 | 6333 | 6468 | 6526 | 6554 | 6566 | 6558 | 6542 | 6511 | 6466 | 6412 | 6350 | 6270 | 2 | 33 | 69 | 120 | 191 | 298 | 457 | 685 | 1007 | 1289 | 1636 | 2050 | 2530 | 3062 | 3602 | 4154 | 4686 | 5172 | 5587 | 5921 | 6187 | 6379 | 6455 | 6459 | 6427 | 6363 | 6283 | 6211 | 6123 | 6014 | 2 | 61 | 139 | 267 | 475 | 814 | 1122 | 1530 | 2030 | 2617 | 3259 | 3918 | 4559 | 5122 | 5577 | 5918 | 6149 | 6299 | 6374 | 6360 | 6329 | 6276 | 6208 | 6113 | 5998 | 5855 | 5691 | 5500 | 5265 | 4985 | 2 | 117 | 179 | 262 | 374 | 533 | 738 | 993 | 1323 | 1751 | 2186 | 2606 | 3028 | 3453 | 3887 | 4319 | 4749 | 5169 | 5576 | 5955 | 6299 | 6617 | 6898 | 7156 | 7366 | 7552 | 7726 | 7894 | 8059 | 8167
PSS | CEMAES BAY T1 | 32 | 32 | 40 | 52 | 67 | 95 | 136 | 193 | 277 | 337 | 408 | 495 | 592 | 704 | 826 | 974 | 1130 | 1290 | 1447 | 1609 | 1759 | 1894 | 2012 | 2115 | 2202 | 2239 | 2273 | 2305 | 2334 | 2359 | 32 | 42 | 65 | 107 | 179 | 293 | 392 | 515 | 658 | 826 | 1027 | 1242 | 1456 | 1656 | 1830 | 1972 | 2084 | 2167 | 2224 | 2262 | 2274 | 2275 | 2268 | 2253 | 2237 | 2214 | 2186 | 2155 | 2122 | 2080 | 32 | 37 | 48 | 66 | 93 | 130 | 187 | 273 | 388 | 487 | 609 | 755 | 923 | 1112 | 1302 | 1499 | 1687 | 1853 | 1996 | 2110 | 2201 | 2264 | 2286 | 2282 | 2261 | 2232 | 2197 | 2162 | 2126 | 2088 | 32 | 45 | 73 | 118 | 198 | 321 | 429 | 575 | 754 | 962 | 1193 | 1425 | 1652 | 1850 | 2010 | 2126 | 2206 | 2253 | 2276 | 2264 | 2245 | 2220 | 2188 | 2146 | 2097 | 2038 | 1971 | 1895 | 1802 | 1699 | 32 | 41 | 62 | 92 | 130 | 182 | 256 | 344 | 459 | 612 | 765 | 912 | 1060 | 1213 | 1366 | 1515 | 1665 | 1808 | 1949 | 2076 | 2193 | 2299 | 2389 | 2469 | 2533 | 2589 | 2636 | 2682 | 2728 | 2752
PSS | CEMMAES RD T1 | 27 | 32 | 45 | 67 | 100 | 150 | 226 | 335 | 489 | 606 | 746 | 918 | 1116 | 1342 | 1593 | 1895 | 2223 | 2571 | 2928 | 3295 | 3650 | 3985 | 4289 | 4558 | 4787 | 4920 | 5036 | 5130 | 5210 | 5279 | 27 | 60 | 109 | 191 | 326 | 545 | 732 | 970 | 1252 | 1582 | 1990 | 2434 | 2903 | 3369 | 3816 | 4223 | 4578 | 4877 | 5111 | 5291 | 5408 | 5491 | 5549 | 5591 | 5622 | 5638 | 5642 | 5647 | 5644 | 5631 | 27 | 43 | 66 | 101 | 155 | 233 | 346 | 512 | 744 | 950 | 1208 | 1515 | 1882 | 2292 | 2730 | 3190 | 3648 | 4078 | 4453 | 4765 | 5017 | 5200 | 5310 | 5356 | 5356 | 5325 | 5281 | 5237 | 5174 | 5086 | 27 | 60 | 116 | 211 | 361 | 604 | 826 | 1124 | 1486 | 1923 | 2417 | 2943 | 3475 | 3969 | 4390 | 4721 | 4964 | 5134 | 5227 | 5261 | 5276 | 5275 | 5261 | 5226 | 5180 | 5119 | 5043 | 4953 | 4828 | 4672 | 27 | 94 | 139 | 198 | 279 | 390 | 536 | 721 | 959 | 1273 | 1598 | 1916 | 2252 | 2599 | 2977 | 3368 | 3763 | 4146 | 4515 | 4854 | 5163 | 5449 | 5705 | 5952 | 6159 | 6340 | 6515 | 6698 | 6874 | 7010
PSS | CEREAL PARTNERS T1 / LEVER GEORGIA AVE T1 / POOL LA T1 / UML LEVER BROMBOROUGH T2 | 43 | 38 | 42 | 49 | 60 | 80 | 108 | 147 | 201 | 239 | 284 | 337 | 396 | 466 | 537 | 626 | 715 | 809 | 899 | 988 | 1072 | 1143 | 1202 | 1255 | 1296 | 1310 | 1321 | 1333 | 1350 | 1363 | 43 | 43 | 59 | 89 | 138 | 218 | 283 | 361 | 457 | 562 | 690 | 823 | 950 | 1066 | 1158 | 1227 | 1274 | 1305 | 1321 | 1329 | 1325 | 1315 | 1306 | 1292 | 1278 | 1262 | 1241 | 1218 | 1193 | 1165 | 43 | 42 | 48 | 59 | 77 | 104 | 142 | 198 | 272 | 332 | 407 | 494 | 596 | 708 | 814 | 921 | 1021 | 1110 | 1184 | 1241 | 1287 | 1318 | 1322 | 1314 | 1301 | 1283 | 1261 | 1243 | 1220 | 1200 | 43 | 47 | 63 | 95 | 146 | 226 | 294 | 385 | 495 | 621 | 758 | 891 | 1015 | 1121 | 1199 | 1255 | 1288 | 1308 | 1314 | 1301 | 1284 | 1266 | 1243 | 1211 | 1177 | 1136 | 1090 | 1034 | 971 | 900 | 43 | 30 | 44 | 63 | 89 | 124 | 170 | 229 | 305 | 400 | 498 | 589 | 679 | 764 | 847 | 929 | 1007 | 1081 | 1157 | 1227 | 1292 | 1350 | 1402 | 1443 | 1478 | 1510 | 1536 | 1559 | 1582 | 1593
PSS | CHALON WAY T1 / TECHNOLOGY CAMPUS T1 / WOODVILLE ST T1 | 51 | 60 | 78 | 112 | 159 | 237 | 348 | 509 | 744 | 918 | 1128 | 1382 | 1670 | 1997 | 2357 | 2790 | 3247 | 3726 | 4204 | 4693 | 5157 | 5579 | 5956 | 6286 | 6561 | 6693 | 6814 | 6919 | 7015 | 7102 | 51 | 91 | 160 | 283 | 487 | 812 | 1101 | 1458 | 1884 | 2371 | 2962 | 3599 | 4248 | 4853 | 5405 | 5873 | 6247 | 6539 | 6748 | 6905 | 6973 | 7003 | 7012 | 7001 | 6975 | 6929 | 6873 | 6805 | 6723 | 6625 | 51 | 71 | 105 | 158 | 235 | 350 | 514 | 754 | 1095 | 1390 | 1753 | 2188 | 2698 | 3263 | 3845 | 4442 | 5018 | 5552 | 6005 | 6374 | 6664 | 6872 | 6964 | 6972 | 6934 | 6859 | 6764 | 6673 | 6572 | 6449 | 51 | 99 | 182 | 317 | 540 | 895 | 1223 | 1654 | 2183 | 2801 | 3490 | 4205 | 4899 | 5519 | 6030 | 6409 | 6673 | 6847 | 6932 | 6920 | 6890 | 6837 | 6762 | 6659 | 6533 | 6381 | 6203 | 5996 | 5747 | 5464 | 51 | 123 | 183 | 267 | 379 | 538 | 744 | 1004 | 1344 | 1782 | 2232 | 2669 | 3113 | 3567 | 4034 | 4504 | 4971 | 5427 | 5864 | 6268 | 6636 | 6968 | 7261 | 7528 | 7745 | 7931 | 8103 | 8274 | 8438 | 8544
PSS | CHESTER GATES T1 / UNILEVER DUNKIRK T1 | 40 | 34 | 37 | 42 | 51 | 66 | 85 | 116 | 154 | 183 | 214 | 254 | 300 | 350 | 408 | 478 | 555 | 633 | 710 | 795 | 872 | 943 | 1009 | 1065 | 1112 | 1138 | 1161 | 1180 | 1196 | 1211 | 40 | 38 | 46 | 67 | 102 | 152 | 195 | 247 | 309 | 383 | 472 | 568 | 671 | 770 | 861 | 946 | 1013 | 1070 | 1111 | 1142 | 1158 | 1166 | 1169 | 1169 | 1163 | 1158 | 1148 | 1136 | 1125 | 1108 | 40 | 37 | 41 | 50 | 60 | 79 | 107 | 147 | 199 | 246 | 300 | 370 | 449 | 539 | 634 | 734 | 833 | 921 | 1000 | 1064 | 1115 | 1151 | 1168 | 1172 | 1165 | 1153 | 1137 | 1120 | 1103 | 1082 | 40 | 41 | 54 | 73 | 114 | 170 | 221 | 287 | 369 | 467 | 577 | 694 | 811 | 917 | 1008 | 1077 | 1125 | 1158 | 1175 | 1175 | 1171 | 1162 | 1152 | 1138 | 1121 | 1097 | 1072 | 1040 | 1007 | 966 | 40 | 18 | 26 | 36 | 49 | 68 | 94 | 125 | 167 | 226 | 283 | 344 | 402 | 470 | 539 | 611 | 685 | 756 | 824 | 884 | 935 | 984 | 1027 | 1068 | 1095 | 1122 | 1146 | 1169 | 1193 | 1208
PSS | CHESTER ST (WREXHAM) T1 / EAGLES MEADOW T1 / RHOSNESNI T1 / WHITEGATE T1 | 70 | 91 | 124 | 178 | 262 | 394 | 588 | 871 | 1270 | 1581 | 1947 | 2383 | 2888 | 3457 | 4073 | 4811 | 5595 | 6406 | 7210 | 8023 | 8788 | 9473 | 10083 | 10608 | 11046 | 11237 | 11412 | 11567 | 11714 | 11853 | 70 | 137 | 256 | 464 | 815 | 1379 | 1877 | 2499 | 3238 | 4086 | 5106 | 6194 | 7285 | 8294 | 9184 | 9916 | 10479 | 10896 | 11186 | 11383 | 11443 | 11444 | 11412 | 11350 | 11263 | 11151 | 11011 | 10856 | 10678 | 10470 | 70 | 108 | 165 | 254 | 382 | 578 | 862 | 1273 | 1856 | 2361 | 2983 | 3730 | 4588 | 5543 | 6510 | 7496 | 8441 | 9300 | 10025 | 10613 | 11068 | 11386 | 11496 | 11473 | 11383 | 11239 | 11057 | 10889 | 10709 | 10506 | 70 | 154 | 294 | 524 | 905 | 1517 | 2078 | 2821 | 3724 | 4781 | 5946 | 7135 | 8281 | 9287 | 10092 | 10688 | 11085 | 11339 | 11449 | 11395 | 11306 | 11182 | 11025 | 10817 | 10566 | 10272 | 9927 | 9528 | 9071 | 8549 | 70 | 188 | 292 | 433 | 626 | 902 | 1257 | 1707 | 2287 | 3039 | 3814 | 4561 | 5306 | 6056 | 6821 | 7580 | 8327 | 9053 | 9756 | 10402 | 10991 | 11519 | 11977 | 12385 | 12710 | 12984 | 13228 | 13461 | 13696 | 13824
PSS | CHILDWALL T1 / CHILDWALL FIVEWAYS T1 / LYNDENE RD T1 / MIDDLEMASS HEY T1 / NAYLORS RD T1 | 78 | 120 | 175 | 264 | 398 | 605 | 913 | 1360 | 1993 | 2485 | 3064 | 3757 | 4543 | 5426 | 6373 | 7502 | 8691 | 9903 | 11083 | 12261 | 13346 | 14292 | 15120 | 15817 | 16389 | 16578 | 16763 | 16942 | 17129 | 17313 | 78 | 203 | 393 | 733 | 1297 | 2219 | 3036 | 4043 | 5235 | 6588 | 8203 | 9899 | 11561 | 13049 | 14290 | 15242 | 15908 | 16357 | 16626 | 16787 | 16763 | 16668 | 16548 | 16398 | 16222 | 16010 | 15753 | 15482 | 15168 | 14811 | 78 | 148 | 245 | 387 | 593 | 903 | 1355 | 2004 | 2920 | 3711 | 4671 | 5819 | 7130 | 8562 | 9980 | 11397 | 12728 | 13913 | 14898 | 15681 | 16285 | 16701 | 16780 | 16672 | 16506 | 16274 | 15987 | 15742 | 15483 | 15197 | 78 | 219 | 441 | 807 | 1404 | 2366 | 3248 | 4407 | 5814 | 7435 | 9188 | 10945 | 12586 | 13983 | 15058 | 15811 | 16289 | 16568 | 16660 | 16503 | 16307 | 16064 | 15766 | 15398 | 14958 | 14440 | 13845 | 13160 | 12379 | 11490 | 78 | 304 | 468 | 699 | 1005 | 1445 | 2010 | 2724 | 3640 | 4809 | 5999 | 7127 | 8230 | 9317 | 10381 | 11406 | 12408 | 13381 | 14332 | 15224 | 16044 | 16771 | 17412 | 17952 | 18391 | 18763 | 19088 | 19381 | 19671 | 19806
PSS | CHOWLEY T1 | 22 | 43 | 67 | 104 | 162 | 251 | 381 | 571 | 844 | 1058 | 1308 | 1609 | 1951 | 2342 | 2764 | 3266 | 3802 | 4354 | 4895 | 5447 | 5962 | 6420 | 6831 | 7179 | 7470 | 7592 | 7704 | 7805 | 7901 | 7991 | 22 | 79 | 161 | 302 | 540 | 927 | 1271 | 1701 | 2206 | 2791 | 3487 | 4232 | 4976 | 5660 | 6258 | 6742 | 7109 | 7380 | 7561 | 7686 | 7715 | 7707 | 7678 | 7631 | 7567 | 7487 | 7388 | 7278 | 7154 | 7009 | 22 | 55 | 98 | 159 | 246 | 379 | 573 | 851 | 1249 | 1593 | 2022 | 2530 | 3115 | 3764 | 4419 | 5085 | 5719 | 6297 | 6781 | 7169 | 7472 | 7684 | 7749 | 7727 | 7661 | 7560 | 7434 | 7322 | 7201 | 7065 | 22 | 87 | 184 | 341 | 599 | 1017 | 1401 | 1908 | 2527 | 3250 | 4038 | 4846 | 5621 | 6294 | 6834 | 7227 | 7489 | 7648 | 7715 | 7671 | 7604 | 7513 | 7399 | 7252 | 7076 | 6868 | 6624 | 6347 | 6029 | 5667 | 22 | 132 | 203 | 303 | 434 | 624 | 871 | 1181 | 1583 | 2099 | 2632 | 3139 | 3648 | 4161 | 4675 | 5185 | 5686 | 6172 | 6645 | 7078 | 7474 | 7828 | 8136 | 8406 | 8620 | 8802 | 8963 | 9116 | 9265 | 9349
PSS | CHURCH LANE T1 / NANT HALL T1 / PRESTATYN T1 | 37 | 73 | 116 | 179 | 274 | 425 | 643 | 965 | 1423 | 1779 | 2199 | 2700 | 3274 | 3915 | 4609 | 5437 | 6311 | 7204 | 8080 | 8959 | 9774 | 10492 | 11125 | 11665 | 12108 | 12270 | 12429 | 12573 | 12718 | 12859 | 37 | 133 | 270 | 511 | 912 | 1564 | 2146 | 2869 | 3722 | 4695 | 5861 | 7093 | 8309 | 9412 | 10352 | 11097 | 11634 | 12017 | 12263 | 12421 | 12436 | 12395 | 12327 | 12234 | 12120 | 11973 | 11799 | 11611 | 11394 | 11142 | 37 | 91 | 162 | 264 | 413 | 633 | 957 | 1425 | 2085 | 2656 | 3358 | 4194 | 5155 | 6207 | 7261 | 8322 | 9326 | 10229 | 10983 | 11586 | 12053 | 12383 | 12463 | 12406 | 12295 | 12130 | 11920 | 11740 | 11548 | 11329 | 37 | 146 | 307 | 568 | 997 | 1691 | 2327 | 3170 | 4190 | 5373 | 6664 | 7965 | 9194 | 10258 | 11085 | 11682 | 12068 | 12301 | 12391 | 12301 | 12176 | 12014 | 11812 | 11559 | 11252 | 10895 | 10476 | 9997 | 9450 | 8820 | 37 | 208 | 324 | 483 | 700 | 1005 | 1401 | 1905 | 2548 | 3376 | 4220 | 5026 | 5823 | 6616 | 7403 | 8171 | 8922 | 9655 | 10369 | 11031 | 11637 | 12179 | 12655 | 13064 | 13396 | 13674 | 13922 | 14151 | 14377 | 14494
PSS | CHURCH LAWTON T1 | 0 | 19 | 40 | 67 | 108 | 174 | 270 | 411 | 612 | 770 | 957 | 1181 | 1438 | 1724 | 2036 | 2409 | 2803 | 3210 | 3610 | 4021 | 4397 | 4735 | 5034 | 5293 | 5505 | 5594 | 5675 | 5750 | 5822 | 5890 | 0 | 52 | 114 | 221 | 400 | 691 | 954 | 1278 | 1662 | 2100 | 2628 | 3185 | 3745 | 4256 | 4703 | 5065 | 5337 | 5542 | 5682 | 5779 | 5807 | 5810 | 5800 | 5775 | 5741 | 5693 | 5633 | 5567 | 5491 | 5399 | 0 | 30 | 61 | 109 | 175 | 274 | 419 | 632 | 926 | 1186 | 1506 | 1886 | 2323 | 2808 | 3296 | 3787 | 4261 | 4687 | 5046 | 5335 | 5565 | 5724 | 5776 | 5766 | 5725 | 5657 | 5573 | 5498 | 5417 | 5319 | 0 | 54 | 128 | 243 | 437 | 745 | 1035 | 1414 | 1877 | 2412 | 3001 | 3598 | 4169 | 4668 | 5063 | 5353 | 5544 | 5666 | 5720 | 5690 | 5647 | 5585 | 5508 | 5406 | 5283 | 5134 | 4965 | 4770 | 4535 | 4266 | 0 | 115 | 174 | 252 | 357 | 504 | 699 | 944 | 1255 | 1658 | 2068 | 2461 | 2851 | 3241 | 3633 | 4019 | 4400 | 4772 | 5132 | 5470 | 5776 | 6055 | 6301 | 6519 | 6698 | 6854 | 6994 | 7126 | 7256 | 7335
PSS | CHURCH ST WINSFORD T1 / OVER T1 / WHARTON PK T1 / WOODFORD PK T1 | 145 | 173 | 224 | 314 | 454 | 670 | 991 | 1457 | 2118 | 2622 | 3215 | 3931 | 4745 | 5663 | 6661 | 7848 | 9104 | 10399 | 11672 | 12955 | 14151 | 15211 | 16154 | 16957 | 17623 | 17891 | 18140 | 18362 | 18586 | 18792 | 145 | 246 | 443 | 791 | 1367 | 2302 | 3122 | 4142 | 5352 | 6732 | 8393 | 10150 | 11900 | 13501 | 14888 | 16004 | 16833 | 17439 | 17838 | 18104 | 18158 | 18124 | 18045 | 17925 | 17771 | 17575 | 17334 | 17075 | 16772 | 16423 | 145 | 201 | 295 | 440 | 654 | 974 | 1436 | 2110 | 3059 | 3874 | 4879 | 6076 | 7457 | 8979 | 10511 | 12062 | 13536 | 14870 | 15992 | 16891 | 17588 | 18075 | 18219 | 18153 | 18003 | 17765 | 17467 | 17203 | 16919 | 16604 | 145 | 274 | 502 | 882 | 1500 | 2498 | 3411 | 4611 | 6070 | 7773 | 9629 | 11520 | 13322 | 14889 | 16125 | 17024 | 17616 | 17982 | 18130 | 18017 | 17851 | 17634 | 17362 | 17008 | 16584 | 16082 | 15504 | 14835 | 14072 | 13202 | 145 | 329 | 490 | 720 | 1027 | 1465 | 2034 | 2752 | 3676 | 4867 | 6086 | 7254 | 8416 | 9576 | 10743 | 11892 | 13021 | 14118 | 15181 | 16167 | 17063 | 17869 | 18573 | 19187 | 19677 | 20093 | 20462 | 20808 | 21150 | 21337
PSS | CIVIC CENTRE T1 / CLAUGHTON AVE T1 / ELECTRICITY ST T1 | 52 | 70 | 95 | 138 | 202 | 303 | 454 | 668 | 975 | 1211 | 1489 | 1823 | 2203 | 2633 | 3099 | 3656 | 4243 | 4852 | 5451 | 6052 | 6613 | 7117 | 7561 | 7944 | 8258 | 8387 | 8510 | 8617 | 8721 | 8823 | 52 | 106 | 198 | 360 | 627 | 1061 | 1444 | 1920 | 2485 | 3128 | 3903 | 4726 | 5546 | 6300 | 6954 | 7484 | 7881 | 8173 | 8368 | 8500 | 8531 | 8521 | 8490 | 8438 | 8372 | 8279 | 8173 | 8050 | 7909 | 7746 | 52 | 82 | 129 | 197 | 297 | 445 | 661 | 974 | 1416 | 1798 | 2267 | 2829 | 3475 | 4190 | 4910 | 5640 | 6335 | 6964 | 7495 | 7922 | 8253 | 8487 | 8562 | 8534 | 8465 | 8359 | 8221 | 8096 | 7962 | 7813 | 52 | 120 | 224 | 403 | 691 | 1156 | 1581 | 2142 | 2826 | 3626 | 4497 | 5385 | 6235 | 6973 | 7563 | 7992 | 8278 | 8454 | 8528 | 8481 | 8408 | 8309 | 8185 | 8024 | 7830 | 7602 | 7332 | 7022 | 6668 | 6259 | 52 | 149 | 225 | 331 | 471 | 674 | 936 | 1266 | 1692 | 2243 | 2802 | 3342 | 3881 | 4421 | 4964 | 5500 | 6031 | 6543 | 7041 | 7502 | 7922 | 8298 | 8631 | 8919 | 9153 | 9351 | 9528 | 9691 | 9858 | 9949
PSS | CLEDFORD T1 | 70 | 77 | 98 | 133 | 188 | 273 | 399 | 580 | 837 | 1034 | 1262 | 1536 | 1850 | 2196 | 2569 | 3015 | 3478 | 3951 | 4408 | 4864 | 5280 | 5638 | 5950 | 6213 | 6426 | 6486 | 6550 | 6611 | 6683 | 6753 | 70 | 110 | 188 | 327 | 560 | 937 | 1267 | 1673 | 2152 | 2691 | 3338 | 4010 | 4664 | 5243 | 5717 | 6070 | 6302 | 6454 | 6536 | 6580 | 6556 | 6506 | 6450 | 6385 | 6309 | 6220 | 6116 | 6004 | 5873 | 5726 | 70 | 93 | 129 | 186 | 271 | 397 | 580 | 843 | 1212 | 1525 | 1904 | 2357 | 2871 | 3431 | 3982 | 4526 | 5037 | 5486 | 5859 | 6151 | 6377 | 6532 | 6551 | 6501 | 6432 | 6340 | 6226 | 6132 | 6031 | 5922 | 70 | 118 | 207 | 353 | 597 | 986 | 1337 | 1798 | 2353 | 2992 | 3682 | 4365 | 4997 | 5528 | 5928 | 6206 | 6378 | 6474 | 6500 | 6429 | 6344 | 6242 | 6118 | 5966 | 5784 | 5575 | 5333 | 5054 | 4733 | 4369 | 70 | 134 | 200 | 294 | 420 | 599 | 831 | 1119 | 1492 | 1966 | 2445 | 2897 | 3336 | 3761 | 4174 | 4569 | 4952 | 5323 | 5689 | 6034 | 6353 | 6636 | 6887 | 7094 | 7264 | 7409 | 7535 | 7644 | 7754 | 7802
PSS | CLOCKFACE T1 / GEC ST HELENS T1 / HILLS MOSS T1 / NCB SUTTON MANOR T2 | 59 | 81 | 115 | 165 | 240 | 361 | 538 | 797 | 1160 | 1444 | 1776 | 2173 | 2624 | 3129 | 3674 | 4323 | 5006 | 5698 | 6372 | 7051 | 7671 | 8214 | 8688 | 9087 | 9414 | 9520 | 9628 | 9730 | 9838 | 9944 | 59 | 129 | 239 | 437 | 765 | 1297 | 1767 | 2348 | 3037 | 3814 | 4745 | 5721 | 6676 | 7530 | 8238 | 8783 | 9162 | 9414 | 9565 | 9652 | 9637 | 9583 | 9512 | 9423 | 9321 | 9198 | 9052 | 8894 | 8714 | 8506 | 59 | 97 | 153 | 235 | 355 | 534 | 794 | 1173 | 1700 | 2153 | 2706 | 3366 | 4117 | 4940 | 5755 | 6567 | 7329 | 8009 | 8571 | 9016 | 9362 | 9600 | 9642 | 9579 | 9484 | 9353 | 9185 | 9045 | 8898 | 8734 | 59 | 139 | 267 | 477 | 824 | 1378 | 1888 | 2555 | 3365 | 4296 | 5306 | 6313 | 7255 | 8056 | 8669 | 9103 | 9372 | 9532 | 9582 | 9491 | 9377 | 9235 | 9065 | 8850 | 8594 | 8298 | 7955 | 7558 | 7105 | 6591 | 59 | 182 | 276 | 410 | 587 | 843 | 1173 | 1588 | 2118 | 2798 | 3487 | 4139 | 4779 | 5406 | 6020 | 6611 | 7188 | 7747 | 8297 | 8812 | 9284 | 9704 | 10074 | 10386 | 10639 | 10855 | 11044 | 11212 | 11379 | 11458
PSS | CLUBMOOR T1 / DUNLOPS WALTON T1 / WALTON T2 | 0 | 0 | 0 | 0 | 0 | 0 | 0 | 0 | 0 | 0 | 0 | 0 | 0 | 0 | 0 | 0 | 0 | 1 | 1 | 1 | 1 | 1 | 1 | 1 | 1 | 1 | 1 | 1 | 1 | 1 | 0 | 0 | 0 | 0 | 0 | 0 | 0 | 0 | 0 | 0 | 0 | 1 | 1 | 1 | 1 | 1 | 1 | 1 | 1 | 1 | 1 | 1 | 1 | 1 | 1 | 1 | 1 | 1 | 1 | 1 | 0 | 0 | 0 | 0 | 0 | 0 | 0 | 0 | 0 | 0 | 0 | 0 | 0 | 0 | 1 | 1 | 1 | 1 | 1 | 1 | 1 | 1 | 1 | 1 | 1 | 1 | 1 | 1 | 1 | 1 | 0 | 0 | 0 | 0 | 0 | 0 | 0 | 0 | 0 | 0 | 0 | 1 | 1 | 1 | 1 | 1 | 1 | 1 | 1 | 1 | 1 | 1 | 1 | 1 | 1 | 1 | 1 | 1 | 1 | 1 | 0 | 4 | 6 | 6 | 8 | 10 | 13 | 15 | 20 | 25 | 30 | 35 | 41 | 46 | 50 | 54 | 60 | 63 | 68 | 71 | 75 | 78 | 81 | 83 | 85 | 87 | 89 | 90 | 91 | 92
PSS | COEDPOETH T1 | 0 | 9 | 14 | 27 | 45 | 71 | 113 | 172 | 258 | 325 | 406 | 502 | 613 | 738 | 877 | 1044 | 1224 | 1411 | 1601 | 1796 | 1978 | 2149 | 2301 | 2434 | 2549 | 2609 | 2659 | 2705 | 2742 | 2776 | 0 | 19 | 42 | 85 | 155 | 271 | 377 | 506 | 666 | 846 | 1067 | 1307 | 1553 | 1789 | 2009 | 2202 | 2355 | 2481 | 2574 | 2638 | 2671 | 2687 | 2691 | 2683 | 2673 | 2654 | 2628 | 2598 | 2563 | 2521 | 0 | 11 | 23 | 42 | 69 | 110 | 170 | 256 | 384 | 495 | 633 | 802 | 997 | 1213 | 1441 | 1680 | 1909 | 2124 | 2305 | 2455 | 2573 | 2655 | 2694 | 2697 | 2684 | 2651 | 2615 | 2574 | 2530 | 2482 | 0 | 22 | 51 | 101 | 182 | 313 | 437 | 598 | 800 | 1039 | 1303 | 1582 | 1855 | 2106 | 2312 | 2468 | 2580 | 2652 | 2689 | 2687 | 2678 | 2656 | 2630 | 2591 | 2546 | 2490 | 2420 | 2344 | 2253 | 2151 | 0 | 55 | 75 | 107 | 147 | 207 | 287 | 384 | 512 | 682 | 854 | 1024 | 1198 | 1378 | 1567 | 1761 | 1953 | 2138 | 2315 | 2476 | 2623 | 2755 | 2868 | 2975 | 3058 | 3128 | 3191 | 3254 | 3318 | 3358
PSS | COLWYN BAY T1 / COLWYN BAY T2 / RHOS-ON-SEA T1 | 43 | 58 | 79 | 112 | 165 | 245 | 364 | 534 | 778 | 966 | 1184 | 1447 | 1746 | 2081 | 2438 | 2862 | 3307 | 3758 | 4196 | 4631 | 5030 | 5372 | 5668 | 5917 | 6121 | 6179 | 6238 | 6297 | 6363 | 6429 | 43 | 90 | 164 | 295 | 515 | 870 | 1185 | 1573 | 2031 | 2545 | 3160 | 3807 | 4431 | 4982 | 5434 | 5772 | 5995 | 6141 | 6220 | 6262 | 6238 | 6191 | 6136 | 6073 | 6002 | 5918 | 5817 | 5710 | 5585 | 5446 | 43 | 70 | 106 | 160 | 241 | 360 | 532 | 780 | 1131 | 1430 | 1793 | 2226 | 2719 | 3254 | 3779 | 4302 | 4787 | 5217 | 5572 | 5850 | 6067 | 6214 | 6234 | 6185 | 6119 | 6030 | 5922 | 5832 | 5735 | 5631 | 43 | 94 | 180 | 319 | 550 | 918 | 1253 | 1696 | 2223 | 2836 | 3496 | 4147 | 4754 | 5261 | 5644 | 5909 | 6073 | 6164 | 6191 | 6124 | 6043 | 5943 | 5826 | 5679 | 5506 | 5306 | 5071 | 4804 | 4498 | 4150 | 43 | 112 | 173 | 262 | 379 | 546 | 760 | 1029 | 1372 | 1813 | 2258 | 2677 | 3085 | 3483 | 3866 | 4232 | 4586 | 4931 | 5273 | 5593 | 5889 | 6152 | 6383 | 6575 | 6733 | 6868 | 6984 | 7085 | 7186 | 7231
PSS | CONEY GREEN T1 / OSWESTRY T2 / OSWESTRY T1 | 12 | 45 | 82 | 133 | 207 | 325 | 499 | 753 | 1112 | 1398 | 1732 | 2131 | 2582 | 3091 | 3635 | 4288 | 4968 | 5660 | 6339 | 7015 | 7637 | 8178 | 8650 | 9051 | 9375 | 9481 | 9584 | 9688 | 9796 | 9901 | 12 | 98 | 207 | 401 | 723 | 1247 | 1720 | 2302 | 2986 | 3764 | 4692 | 5668 | 6624 | 7478 | 8187 | 8733 | 9112 | 9367 | 9517 | 9608 | 9593 | 9537 | 9471 | 9384 | 9284 | 9162 | 9015 | 8856 | 8676 | 8467 | 12 | 59 | 118 | 199 | 317 | 495 | 751 | 1123 | 1647 | 2099 | 2654 | 3314 | 4067 | 4889 | 5703 | 6516 | 7277 | 7957 | 8522 | 8969 | 9312 | 9553 | 9595 | 9535 | 9440 | 9308 | 9145 | 9003 | 8853 | 8690 | 12 | 104 | 234 | 440 | 782 | 1331 | 1840 | 2507 | 3314 | 4245 | 5256 | 6264 | 7206 | 8005 | 8621 | 9054 | 9327 | 9486 | 9540 | 9450 | 9337 | 9195 | 9025 | 8813 | 8558 | 8262 | 7920 | 7525 | 7071 | 6556 | 12 | 174 | 265 | 397 | 571 | 820 | 1141 | 1545 | 2061 | 2728 | 3402 | 4040 | 4662 | 5277 | 5877 | 6456 | 7022 | 7568 | 8106 | 8609 | 9074 | 9485 | 9849 | 10154 | 10406 | 10617 | 10804 | 10971 | 11136 | 11213
PSS | CONIX T1 / CONIX T2 / MEDEVA T1 | 4 | 2 | 2 | 2 | 3 | 4 | 4 | 4 | 5 | 5 | 4 | 4 | 4 | 4 | 4 | 4 | 4 | 4 | 4 | 4 | 4 | 4 | 4 | 4 | 4 | 4 | 4 | 4 | 4 | 4 | 4 | 3 | 3 | 3 | 4 | 4 | 4 | 4 | 4 | 4 | 4 | 4 | 5 | 5 | 4 | 4 | 4 | 4 | 4 | 4 | 4 | 4 | 4 | 4 | 4 | 4 | 4 | 4 | 4 | 4 | 4 | 3 | 3 | 3 | 3 | 4 | 4 | 4 | 5 | 4 | 4 | 4 | 4 | 4 | 4 | 4 | 4 | 4 | 4 | 4 | 4 | 4 | 4 | 4 | 4 | 4 | 4 | 4 | 4 | 4 | 4 | 3 | 3 | 3 | 4 | 4 | 4 | 4 | 4 | 4 | 4 | 4 | 4 | 4 | 4 | 4 | 4 | 4 | 4 | 4 | 4 | 4 | 4 | 4 | 4 | 4 | 4 | 4 | 4 | 4 | 4 | 2 | 2 | 4 | 5 | 7 | 10 | 12 | 16 | 22 | 27 | 32 | 36 | 41 | 46 | 50 | 55 | 58 | 63 | 66 | 69 | 73 | 75 | 78 | 79 | 81 | 83 | 84 | 85 | 85
PSS | CONNAHS QUAY LOCAL T1 / CONNAHS QUAY LOCAL T2 / HAWARDEN T1 / KING GEORGE ST T1 | 9 | 93 | 176 | 296 | 473 | 750 | 1162 | 1761 | 2619 | 3297 | 4087 | 5033 | 6112 | 7316 | 8607 | 10149 | 11768 | 13413 | 15014 | 16615 | 18082 | 19360 | 20474 | 21416 | 22185 | 22429 | 22676 | 22912 | 23165 | 23413 | 9 | 211 | 473 | 932 | 1696 | 2943 | 4063 | 5445 | 7080 | 8925 | 11137 | 13452 | 15718 | 17739 | 19420 | 20700 | 21582 | 22179 | 22522 | 22731 | 22686 | 22549 | 22379 | 22171 | 21929 | 21637 | 21286 | 20908 | 20476 | 19982 | 9 | 13 | 338 | 533 | 816 | 1245 | 1860 | 2750 | 4006 | 5080 | 6396 | 7962 | 9745 | 11698 | 13622 | 15543 | 17343 | 18945 | 20273 | 21329 | 22144 | 22706 | 22804 | 22652 | 22427 | 22111 | 21719 | 21387 | 21035 | 20645 | 9 | 230 | 535 | 1027 | 1834 | 3136 | 4344 | 5931 | 7846 | 10056 | 12448 | 14832 | 17058 | 18949 | 20393 | 21406 | 22045 | 22418 | 22536 | 22320 | 22046 | 21711 | 21302 | 20795 | 20192 | 19483 | 18662 | 17721 | 16643 | 15415 | 9 | 297 | 621 | 935 | 1353 | 1949 | 2719 | 3687 | 4927 | 6516 | 8129 | 9654 | 11143 | 12607 | 14035 | 15410 | 16751 | 18053 | 19329 | 20525 | 21628 | 22608 | 23470 | 24196 | 24789 | 25291 | 25731 | 26127 | 26515 | 26695
PSS | CONWY T1 / DEGANWY T1 / LLANDUDNO JUNCTION T1 | 7 | 57 | 111 | 187 | 304 | 481 | 743 | 1126 | 1671 | 2103 | 2609 | 3216 | 3912 | 4694 | 5544 | 6562 | 7649 | 8765 | 9872 | 10994 | 12048 | 12992 | 13837 | 14560 | 15162 | 15427 | 15669 | 15883 | 16089 | 16273 | 7 | 144 | 315 | 607 | 1090 | 1876 | 2580 | 3449 | 4484 | 5666 | 7092 | 8614 | 10141 | 11559 | 12816 | 13858 | 14665 | 15284 | 15720 | 16036 | 16160 | 16211 | 16219 | 16185 | 16128 | 16025 | 15894 | 15747 | 15567 | 15345 | 7 | 83 | 170 | 296 | 478 | 748 | 1143 | 1712 | 2519 | 3225 | 4093 | 5128 | 6326 | 7649 | 8996 | 10369 | 11688 | 12890 | 13908 | 14736 | 15386 | 15852 | 16031 | 16025 | 15937 | 15765 | 15553 | 15364 | 15142 | 14868 | 7 | 153 | 349 | 667 | 1188 | 2029 | 2808 | 3837 | 5093 | 6553 | 8162 | 9812 | 11398 | 12799 | 13923 | 14758 | 15326 | 15691 | 15863 | 15813 | 15720 | 15578 | 15391 | 15140 | 14832 | 14465 | 14030 | 13529 | 12927 | 12223 | 7 | 276 | 423 | 624 | 892 | 1275 | 1769 | 2388 | 3188 | 4220 | 5275 | 6290 | 7308 | 8333 | 9379 | 10421 | 11450 | 12455 | 13433 | 14337 | 15169 | 15923 | 16590 | 17198 | 17697 | 18127 | 18530 | 18921 | 19301 | 19545
PSS | CORWEN T1 | 0 | 14 | 27 | 49 | 79 | 128 | 199 | 302 | 454 | 573 | 715 | 887 | 1082 | 1303 | 1551 | 1848 | 2169 | 2504 | 2844 | 3192 | 3530 | 3840 | 4120 | 4368 | 4574 | 4689 | 4786 | 4866 | 4940 | 4998 | 0 | 36 | 80 | 158 | 284 | 491 | 680 | 910 | 1190 | 1514 | 1906 | 2338 | 2785 | 3215 | 3621 | 3979 | 4278 | 4523 | 4705 | 4845 | 4919 | 4960 | 4985 | 4990 | 4984 | 4967 | 4936 | 4903 | 4861 | 4810 | 0 | 19 | 43 | 79 | 126 | 200 | 307 | 467 | 687 | 887 | 1135 | 1438 | 1789 | 2182 | 2596 | 3025 | 3446 | 3841 | 4178 | 4456 | 4676 | 4833 | 4914 | 4933 | 4915 | 4867 | 4804 | 4744 | 4675 | 4588 | 0 | 40 | 95 | 183 | 326 | 559 | 778 | 1068 | 1427 | 1849 | 2325 | 2828 | 3328 | 3781 | 4165 | 4457 | 4665 | 4806 | 4879 | 4889 | 4879 | 4852 | 4814 | 4756 | 4683 | 4594 | 4490 | 4369 | 4220 | 4047 | 0 | 82 | 122 | 180 | 254 | 362 | 501 | 678 | 907 | 1211 | 1522 | 1831 | 2148 | 2477 | 2824 | 3180 | 3535 | 3881 | 4211 | 4513 | 4787 | 5034 | 5251 | 5455 | 5620 | 5758 | 5890 | 6021 | 6150 | 6239
PSS | CREWE T1 | 43 | 41 | 47 | 59 | 79 | 108 | 152 | 217 | 306 | 371 | 449 | 541 | 648 | 766 | 892 | 1043 | 1202 | 1360 | 1514 | 1672 | 1811 | 1932 | 2038 | 2127 | 2201 | 2221 | 2243 | 2264 | 2288 | 2310 | 43 | 49 | 75 | 126 | 205 | 336 | 449 | 587 | 750 | 931 | 1151 | 1381 | 1601 | 1798 | 1958 | 2077 | 2155 | 2208 | 2236 | 2251 | 2243 | 2226 | 2205 | 2182 | 2157 | 2127 | 2091 | 2052 | 2009 | 1960 | 43 | 44 | 57 | 76 | 105 | 150 | 212 | 303 | 430 | 536 | 665 | 819 | 991 | 1182 | 1370 | 1555 | 1727 | 1879 | 2004 | 2105 | 2180 | 2234 | 2241 | 2223 | 2201 | 2168 | 2129 | 2095 | 2063 | 2025 | 43 | 53 | 82 | 135 | 217 | 353 | 473 | 629 | 817 | 1034 | 1269 | 1499 | 1715 | 1895 | 2029 | 2125 | 2181 | 2214 | 2223 | 2200 | 2170 | 2135 | 2093 | 2040 | 1978 | 1907 | 1826 | 1730 | 1622 | 1498 | 43 | 40 | 64 | 98 | 141 | 203 | 283 | 382 | 512 | 676 | 843 | 1000 | 1151 | 1301 | 1444 | 1581 | 1714 | 1842 | 1971 | 2089 | 2200 | 2298 | 2384 | 2456 | 2513 | 2564 | 2607 | 2646 | 2683 | 2698
PSS | CRIGGION RADIO STATION T1 | 7 | 10 | 12 | 16 | 23 | 34 | 49 | 71 | 104 | 126 | 154 | 186 | 224 | 267 | 311 | 366 | 423 | 479 | 534 | 590 | 639 | 683 | 720 | 752 | 780 | 787 | 795 | 802 | 811 | 820 | 7 | 13 | 23 | 40 | 68 | 113 | 154 | 202 | 260 | 325 | 404 | 487 | 566 | 635 | 691 | 735 | 762 | 781 | 791 | 797 | 794 | 788 | 780 | 771 | 763 | 752 | 738 | 726 | 710 | 692 | 7 | 11 | 16 | 22 | 33 | 47 | 70 | 101 | 147 | 183 | 230 | 285 | 348 | 416 | 483 | 548 | 608 | 663 | 707 | 743 | 771 | 791 | 794 | 787 | 779 | 766 | 753 | 741 | 729 | 714 | 7 | 14 | 25 | 43 | 72 | 119 | 162 | 218 | 285 | 363 | 446 | 529 | 605 | 670 | 716 | 751 | 773 | 783 | 788 | 780 | 768 | 755 | 741 | 721 | 699 | 674 | 645 | 611 | 573 | 527 | 7 | 18 | 27 | 39 | 56 | 78 | 109 | 146 | 194 | 258 | 320 | 380 | 437 | 493 | 547 | 598 | 649 | 696 | 745 | 790 | 831 | 868 | 901 | 927 | 951 | 968 | 986 | 1001 | 1014 | 1020
PSS | CROSSFIELDS T1 / CROSSFIELDS T2 / LEVERS CROSSFIELDS T3 / GATEWARTH SEWAGE T1 | 27 | 25 | 30 | 39 | 50 | 70 | 100 | 143 | 200 | 244 | 295 | 357 | 431 | 511 | 600 | 708 | 822 | 940 | 1060 | 1183 | 1297 | 1402 | 1495 | 1578 | 1646 | 1677 | 1708 | 1738 | 1759 | 1782 | 27 | 34 | 50 | 80 | 132 | 213 | 286 | 373 | 479 | 598 | 743 | 901 | 1060 | 1210 | 1345 | 1460 | 1553 | 1623 | 1674 | 1712 | 1725 | 1733 | 1733 | 1727 | 1718 | 1704 | 1687 | 1666 | 1642 | 1612 | 27 | 30 | 39 | 51 | 70 | 98 | 140 | 202 | 287 | 357 | 448 | 556 | 681 | 820 | 966 | 1113 | 1258 | 1387 | 1501 | 1590 | 1660 | 1714 | 1734 | 1737 | 1724 | 1707 | 1681 | 1654 | 1627 | 1598 | 27 | 37 | 58 | 90 | 148 | 236 | 321 | 425 | 558 | 711 | 882 | 1061 | 1234 | 1388 | 1517 | 1612 | 1675 | 1717 | 1741 | 1738 | 1729 | 1714 | 1696 | 1670 | 1636 | 1595 | 1548 | 1496 | 1430 | 1358 | 27 | 38 | 52 | 72 | 97 | 136 | 185 | 248 | 326 | 435 | 542 | 647 | 753 | 863 | 975 | 1090 | 1204 | 1314 | 1419 | 1516 | 1604 | 1683 | 1753 | 1817 | 1867 | 1911 | 1952 | 1990 | 2027 | 2051
PSS | CROWTON T1 | 2 | 17 | 31 | 54 | 87 | 138 | 215 | 325 | 485 | 609 | 760 | 939 | 1144 | 1373 | 1623 | 1924 | 2241 | 2572 | 2897 | 3227 | 3539 | 3816 | 4063 | 4274 | 4451 | 4528 | 4600 | 4663 | 4722 | 4778 | 2 | 38 | 84 | 168 | 305 | 533 | 734 | 988 | 1288 | 1632 | 2047 | 2487 | 2931 | 3337 | 3699 | 3995 | 4219 | 4390 | 4505 | 4583 | 4604 | 4602 | 4587 | 4561 | 4523 | 4477 | 4417 | 4355 | 4282 | 4197 | 2 | 22 | 48 | 82 | 133 | 213 | 327 | 491 | 724 | 931 | 1184 | 1487 | 1839 | 2224 | 2618 | 3016 | 3399 | 3746 | 4038 | 4273 | 4459 | 4587 | 4629 | 4616 | 4579 | 4516 | 4443 | 4373 | 4303 | 4223 | 2 | 44 | 99 | 193 | 344 | 588 | 819 | 1121 | 1484 | 1918 | 2387 | 2872 | 3334 | 3740 | 4065 | 4305 | 4464 | 4565 | 4608 | 4582 | 4544 | 4492 | 4425 | 4340 | 4236 | 4115 | 3972 | 3810 | 3622 | 3413 | 2 | 84 | 126 | 187 | 268 | 384 | 535 | 725 | 972 | 1290 | 1615 | 1930 | 2243 | 2559 | 2878 | 3195 | 3508 | 3810 | 4103 | 4372 | 4617 | 4835 | 5026 | 5195 | 5328 | 5440 | 5539 | 5633 | 5730 | 5781
PSS | CWM DYLI T1 | 2 | 7 | 13 | 20 | 29 | 43 | 65 | 95 | 139 | 175 | 215 | 262 | 315 | 375 | 438 | 514 | 591 | 671 | 748 | 821 | 885 | 941 | 987 | 1029 | 1060 | 1068 | 1077 | 1084 | 1092 | 1099 | 2 | 15 | 26 | 48 | 82 | 144 | 198 | 261 | 339 | 427 | 532 | 638 | 746 | 842 | 917 | 974 | 1014 | 1040 | 1055 | 1065 | 1063 | 1056 | 1049 | 1040 | 1027 | 1015 | 1000 | 981 | 961 | 937 | 2 | 9 | 16 | 25 | 38 | 59 | 87 | 128 | 189 | 237 | 300 | 372 | 455 | 546 | 635 | 724 | 807 | 880 | 942 | 989 | 1029 | 1057 | 1062 | 1053 | 1045 | 1032 | 1014 | 999 | 981 | 962 | 2 | 14 | 29 | 52 | 90 | 152 | 208 | 284 | 372 | 475 | 586 | 696 | 800 | 888 | 954 | 999 | 1029 | 1045 | 1053 | 1043 | 1031 | 1015 | 997 | 976 | 946 | 916 | 877 | 829 | 780 | 719 | 2 | 14 | 22 | 31 | 42 | 60 | 82 | 110 | 147 | 195 | 240 | 286 | 329 | 371 | 414 | 452 | 490 | 527 | 566 | 600 | 634 | 662 | 690 | 714 | 731 | 749 | 763 | 779 | 792 | 799
PSS | DAILY POST & ECHO T1 / DAILY POST & ECHO T2 | 21 | 19 | 21 | 24 | 28 | 35 | 44 | 58 | 73 | 85 | 97 | 113 | 130 | 152 | 174 | 200 | 227 | 256 | 286 | 315 | 341 | 370 | 394 | 418 | 440 | 453 | 471 | 488 | 508 | 527 | 21 | 24 | 29 | 41 | 59 | 84 | 104 | 129 | 161 | 194 | 237 | 282 | 328 | 372 | 414 | 450 | 482 | 512 | 537 | 559 | 580 | 599 | 615 | 629 | 643 | 654 | 661 | 655 | 643 | 628 | 21 | 21 | 24 | 28 | 34 | 45 | 58 | 76 | 100 | 121 | 145 | 174 | 208 | 243 | 281 | 322 | 361 | 401 | 436 | 471 | 504 | 532 | 558 | 577 | 595 | 609 | 612 | 598 | 583 | 566 | 21 | 24 | 30 | 42 | 59 | 86 | 108 | 137 | 175 | 216 | 264 | 312 | 361 | 407 | 448 | 484 | 516 | 545 | 571 | 590 | 610 | 626 | 640 | 652 | 660 | 664 | 665 | 648 | 623 | 595 | 21 | 5 | 7 | 8 | 11 | 14 | 19 | 24 | 32 | 42 | 53 | 64 | 74 | 87 | 100 | 116 | 133 | 151 | 175 | 200 | 226 | 256 | 289 | 323 | 359 | 394 | 431 | 466 | 503 | 536
PSS | DARESBURY NPL T1 / DARESBURY PK T1 | 119 | 101 | 108 | 126 | 154 | 202 | 271 | 370 | 505 | 599 | 707 | 843 | 995 | 1167 | 1353 | 1577 | 1815 | 2055 | 2292 | 2536 | 2760 | 2957 | 3134 | 3283 | 3407 | 3454 | 3500 | 3542 | 3585 | 3625 | 119 | 112 | 150 | 224 | 344 | 539 | 695 | 891 | 1120 | 1383 | 1696 | 2031 | 2361 | 2663 | 2921 | 3126 | 3276 | 3387 | 3456 | 3503 | 3507 | 3499 | 3482 | 3457 | 3429 | 3388 | 3341 | 3292 | 3234 | 3168 | 119 | 111 | 127 | 155 | 197 | 264 | 360 | 496 | 685 | 837 | 1024 | 1251 | 1510 | 1795 | 2084 | 2375 | 2651 | 2897 | 3105 | 3272 | 3401 | 3493 | 3516 | 3502 | 3471 | 3425 | 3368 | 3320 | 3267 | 3207 | 119 | 121 | 164 | 241 | 369 | 574 | 744 | 972 | 1250 | 1572 | 1922 | 2280 | 2617 | 2906 | 3138 | 3304 | 3411 | 3477 | 3504 | 3478 | 3444 | 3402 | 3348 | 3281 | 3198 | 3101 | 2990 | 2862 | 2718 | 2549 | 119 | 64 | 97 | 143 | 202 | 290 | 404 | 546 | 728 | 965 | 1206 | 1434 | 1661 | 1889 | 2116 | 2338 | 2556 | 2766 | 2973 | 3163 | 3335 | 3493 | 3627 | 3747 | 3839 | 3919 | 3990 | 4055 | 4120 | 4154
PSS | DAVY WAY T1 / LLAY T1 | 12 | 20 | 33 | 49 | 77 | 117 | 178 | 265 | 387 | 482 | 595 | 732 | 881 | 1052 | 1236 | 1453 | 1681 | 1911 | 2136 | 2357 | 2561 | 2735 | 2887 | 3015 | 3117 | 3147 | 3176 | 3206 | 3241 | 3275 | 12 | 38 | 76 | 142 | 253 | 433 | 593 | 790 | 1023 | 1287 | 1602 | 1932 | 2248 | 2530 | 2763 | 2934 | 3049 | 3125 | 3166 | 3189 | 3177 | 3155 | 3129 | 3095 | 3060 | 3017 | 2966 | 2912 | 2848 | 2778 | 12 | 27 | 44 | 73 | 114 | 174 | 263 | 388 | 565 | 717 | 903 | 1124 | 1375 | 1649 | 1918 | 2183 | 2433 | 2653 | 2833 | 2977 | 3087 | 3164 | 3174 | 3150 | 3118 | 3073 | 3018 | 2971 | 2923 | 2868 | 12 | 39 | 85 | 155 | 270 | 457 | 627 | 851 | 1123 | 1437 | 1772 | 2103 | 2413 | 2672 | 2869 | 3006 | 3090 | 3137 | 3151 | 3117 | 3078 | 3028 | 2967 | 2894 | 2807 | 2706 | 2588 | 2451 | 2293 | 2115 | 12 | 59 | 92 | 135 | 195 | 282 | 391 | 528 | 703 | 930 | 1155 | 1372 | 1579 | 1782 | 1979 | 2166 | 2348 | 2523 | 2699 | 2862 | 3017 | 3151 | 3269 | 3369 | 3450 | 3521 | 3581 | 3633 | 3685 | 3709
PSS | DEESIDE ALUMINIUM T1 / DUNLOP PLASTICS T1 / FIRESTONE T1 / TETRAPAK T1 | 4 | 6 | 10 | 13 | 20 | 30 | 43 | 63 | 91 | 110 | 135 | 165 | 200 | 237 | 279 | 327 | 376 | 429 | 476 | 527 | 572 | 612 | 645 | 673 | 697 | 704 | 710 | 718 | 726 | 734 | 4 | 13 | 20 | 36 | 61 | 100 | 136 | 181 | 233 | 291 | 360 | 434 | 504 | 568 | 620 | 658 | 683 | 700 | 709 | 714 | 712 | 708 | 702 | 694 | 686 | 678 | 666 | 653 | 640 | 624 | 4 | 8 | 13 | 19 | 29 | 41 | 62 | 91 | 129 | 165 | 206 | 255 | 310 | 371 | 431 | 490 | 546 | 593 | 635 | 668 | 692 | 710 | 710 | 705 | 699 | 688 | 676 | 667 | 656 | 644 | 4 | 12 | 22 | 39 | 65 | 106 | 145 | 194 | 256 | 324 | 400 | 475 | 544 | 603 | 646 | 677 | 697 | 707 | 710 | 705 | 695 | 683 | 671 | 653 | 634 | 610 | 585 | 554 | 518 | 479 | 4 | 16 | 23 | 33 | 48 | 66 | 92 | 123 | 163 | 215 | 267 | 317 | 362 | 410 | 455 | 498 | 540 | 579 | 618 | 656 | 692 | 724 | 750 | 773 | 791 | 808 | 824 | 835 | 848 | 853
PSS | DEESIDE IND PK T1 / DEESIDE IND PK 6TH AVE T1 / RAF SEALAND T1 | 28 | 26 | 30 | 43 | 56 | 79 | 116 | 166 | 236 | 288 | 353 | 427 | 517 | 619 | 730 | 865 | 1010 | 1167 | 1323 | 1483 | 1640 | 1787 | 1916 | 2034 | 2131 | 2183 | 2232 | 2271 | 2304 | 2334 | 28 | 33 | 53 | 90 | 148 | 243 | 327 | 426 | 553 | 696 | 873 | 1065 | 1268 | 1461 | 1647 | 1812 | 1949 | 2065 | 2147 | 2209 | 2240 | 2256 | 2260 | 2260 | 2252 | 2236 | 2217 | 2196 | 2171 | 2139 | 28 | 31 | 39 | 54 | 77 | 109 | 163 | 234 | 336 | 426 | 537 | 674 | 833 | 1012 | 1200 | 1400 | 1593 | 1774 | 1928 | 2057 | 2157 | 2226 | 2264 | 2270 | 2258 | 2229 | 2200 | 2166 | 2131 | 2092 | 28 | 39 | 61 | 104 | 171 | 280 | 378 | 510 | 671 | 867 | 1083 | 1315 | 1547 | 1758 | 1937 | 2073 | 2171 | 2234 | 2267 | 2267 | 2262 | 2247 | 2227 | 2199 | 2161 | 2117 | 2065 | 2006 | 1937 | 1858 | 28 | 38 | 54 | 79 | 113 | 160 | 226 | 305 | 408 | 547 | 690 | 833 | 980 | 1135 | 1296 | 1463 | 1631 | 1792 | 1945 | 2085 | 2208 | 2318 | 2416 | 2505 | 2575 | 2633 | 2684 | 2739 | 2792 | 2825
PSS | DELAMORE ST T1 / KIRKDALE T1 / WALTON T1 | 68 | 75 | 96 | 136 | 197 | 291 | 432 | 635 | 925 | 1151 | 1413 | 1733 | 2102 | 2523 | 2988 | 3544 | 4145 | 4773 | 5407 | 6060 | 6688 | 7263 | 7785 | 8241 | 8624 | 8828 | 9007 | 9155 | 9289 | 9405 | 68 | 103 | 188 | 334 | 577 | 976 | 1323 | 1760 | 2282 | 2891 | 3630 | 4435 | 5262 | 6056 | 6795 | 7441 | 7971 | 8397 | 8705 | 8929 | 9040 | 9088 | 9100 | 9080 | 9037 | 8971 | 8887 | 8789 | 8675 | 8542 | 68 | 86 | 125 | 189 | 282 | 423 | 627 | 927 | 1354 | 1725 | 2190 | 2751 | 3402 | 4136 | 4905 | 5699 | 6479 | 7197 | 7815 | 8321 | 8713 | 8993 | 9121 | 9137 | 9087 | 8977 | 8841 | 8710 | 8568 | 8403 | 68 | 120 | 222 | 391 | 667 | 1113 | 1526 | 2073 | 2747 | 3539 | 4429 | 5369 | 6297 | 7137 | 7833 | 8367 | 8739 | 8987 | 9106 | 9101 | 9065 | 8998 | 8906 | 8774 | 8614 | 8421 | 8196 | 7935 | 7638 | 7298 | 68 | 149 | 225 | 331 | 471 | 674 | 939 | 1277 | 1716 | 2290 | 2888 | 3475 | 4075 | 4694 | 5346 | 6007 | 6666 | 7303 | 7914 | 8469 | 8967 | 9414 | 9803 | 10159 | 10439 | 10667 | 10878 | 11088 | 11300 | 11430
PSS | DENBIGH T1 | 64 | 61 | 72 | 90 | 120 | 166 | 234 | 331 | 471 | 572 | 689 | 832 | 998 | 1185 | 1381 | 1620 | 1873 | 2132 | 2385 | 2644 | 2879 | 3092 | 3275 | 3434 | 3564 | 3616 | 3664 | 3709 | 3752 | 3792 | 64 | 76 | 116 | 188 | 311 | 506 | 673 | 884 | 1127 | 1408 | 1741 | 2098 | 2450 | 2771 | 3043 | 3263 | 3426 | 3539 | 3614 | 3662 | 3669 | 3662 | 3645 | 3618 | 3587 | 3545 | 3499 | 3442 | 3378 | 3308 | 64 | 70 | 87 | 117 | 161 | 226 | 324 | 464 | 660 | 823 | 1025 | 1266 | 1543 | 1847 | 2154 | 2464 | 2757 | 3019 | 3239 | 3417 | 3554 | 3651 | 3678 | 3666 | 3631 | 3586 | 3525 | 3472 | 3417 | 3353 | 64 | 82 | 129 | 207 | 340 | 545 | 731 | 972 | 1267 | 1609 | 1983 | 2362 | 2720 | 3030 | 3277 | 3452 | 3567 | 3637 | 3666 | 3642 | 3606 | 3559 | 3504 | 3432 | 3346 | 3246 | 3125 | 2989 | 2831 | 2652 | 64 | 64 | 97 | 145 | 205 | 296 | 412 | 557 | 745 | 988 | 1235 | 1470 | 1703 | 1935 | 2169 | 2395 | 2621 | 2838 | 3049 | 3245 | 3425 | 3587 | 3725 | 3848 | 3946 | 4029 | 4106 | 4174 | 4243 | 4278
PSS | DESOTO RD T1 / MERSEY BRIDGE T1 / PITT ST T1 | 185 | 141 | 134 | 135 | 145 | 162 | 185 | 213 | 250 | 251 | 259 | 267 | 281 | 294 | 309 | 329 | 350 | 370 | 391 | 410 | 429 | 446 | 460 | 471 | 483 | 485 | 488 | 490 | 495 | 496 | 185 | 131 | 137 | 158 | 191 | 237 | 253 | 270 | 294 | 319 | 348 | 380 | 410 | 437 | 458 | 472 | 482 | 487 | 490 | 492 | 491 | 488 | 486 | 483 | 480 | 476 | 470 | 467 | 461 | 453 | 185 | 147 | 143 | 147 | 156 | 171 | 193 | 221 | 257 | 266 | 283 | 298 | 322 | 346 | 370 | 393 | 418 | 437 | 454 | 466 | 478 | 486 | 487 | 486 | 482 | 478 | 473 | 469 | 464 | 460 | 185 | 142 | 144 | 164 | 195 | 239 | 252 | 274 | 300 | 328 | 360 | 392 | 419 | 443 | 462 | 476 | 483 | 486 | 487 | 483 | 481 | 476 | 472 | 466 | 457 | 447 | 437 | 427 | 411 | 396 | 185 | 9 | 14 | 19 | 25 | 35 | 48 | 63 | 83 | 109 | 134 | 159 | 181 | 204 | 226 | 247 | 269 | 288 | 308 | 327 | 344 | 360 | 374 | 386 | 394 | 404 | 411 | 417 | 425 | 426
PSS | DIBBINSDALE T1 / PLYMYARD T1 / WIBP HARDKNOTT RD T1 | 26 | 55 | 90 | 138 | 213 | 328 | 501 | 751 | 1105 | 1385 | 1710 | 2100 | 2541 | 3037 | 3565 | 4195 | 4854 | 5523 | 6170 | 6815 | 7404 | 7912 | 8352 | 8723 | 9024 | 9108 | 9197 | 9285 | 9385 | 9481 | 26 | 105 | 213 | 405 | 728 | 1249 | 1713 | 2287 | 2965 | 3727 | 4640 | 5594 | 6517 | 7336 | 8006 | 8506 | 8839 | 9053 | 9169 | 9233 | 9198 | 9129 | 9049 | 8955 | 8849 | 8723 | 8575 | 8416 | 8233 | 8025 | 26 | 72 | 127 | 208 | 325 | 499 | 753 | 1119 | 1635 | 2076 | 2616 | 3257 | 3986 | 4781 | 5559 | 6331 | 7052 | 7685 | 8213 | 8628 | 8947 | 9165 | 9192 | 9121 | 9025 | 8892 | 8732 | 8597 | 8456 | 8299 | 26 | 112 | 237 | 441 | 779 | 1318 | 1816 | 2468 | 3253 | 4158 | 5131 | 6097 | 6993 | 7745 | 8309 | 8702 | 8945 | 9081 | 9120 | 9021 | 8898 | 8753 | 8579 | 8362 | 8108 | 7808 | 7465 | 7067 | 6615 | 6100 | 26 | 183 | 277 | 409 | 585 | 837 | 1159 | 1564 | 2084 | 2747 | 3417 | 4050 | 4660 | 5259 | 5836 | 6387 | 6922 | 7442 | 7953 | 8436 | 8881 | 9276 | 9627 | 9916 | 10153 | 10353 | 10531 | 10685 | 10836 | 10903
PSS | DINGLE T1 / GRANBY T1 / ST JAMES T2 | 9 | 15 | 21 | 33 | 46 | 69 | 103 | 151 | 217 | 270 | 334 | 410 | 496 | 594 | 700 | 828 | 963 | 1104 | 1243 | 1384 | 1516 | 1637 | 1745 | 1839 | 1913 | 1946 | 1979 | 2007 | 2034 | 2058 | 9 | 26 | 48 | 83 | 143 | 237 | 324 | 431 | 554 | 699 | 870 | 1057 | 1243 | 1421 | 1576 | 1709 | 1810 | 1885 | 1940 | 1979 | 1991 | 1995 | 1991 | 1982 | 1972 | 1950 | 1928 | 1904 | 1872 | 1837 | 9 | 19 | 30 | 46 | 69 | 102 | 151 | 222 | 318 | 405 | 513 | 640 | 787 | 951 | 1120 | 1293 | 1459 | 1609 | 1736 | 1839 | 1920 | 1979 | 1999 | 1998 | 1982 | 1959 | 1927 | 1900 | 1867 | 1835 | 9 | 28 | 54 | 93 | 159 | 264 | 360 | 489 | 643 | 828 | 1030 | 1239 | 1442 | 1622 | 1766 | 1873 | 1949 | 1995 | 2016 | 2009 | 1998 | 1974 | 1948 | 1914 | 1872 | 1822 | 1764 | 1696 | 1617 | 1525 | 9 | 41 | 56 | 75 | 102 | 141 | 190 | 253 | 334 | 443 | 550 | 657 | 765 | 876 | 989 | 1105 | 1219 | 1327 | 1433 | 1532 | 1621 | 1701 | 1771 | 1834 | 1883 | 1928 | 1967 | 2002 | 2042 | 2063
PSS | DITTON T1 / GAVIN RD T1 / HOUGH GREEN T1 / RTZ T1 | 15 | 66 | 119 | 194 | 305 | 481 | 742 | 1120 | 1662 | 2089 | 2588 | 3186 | 3867 | 4626 | 5442 | 6413 | 7434 | 8471 | 9478 | 10489 | 11414 | 12213 | 12917 | 13507 | 13988 | 14139 | 14290 | 14437 | 14595 | 14756 | 15 | 142 | 307 | 598 | 1084 | 1876 | 2585 | 3461 | 4496 | 5667 | 7065 | 8531 | 9961 | 11235 | 12291 | 13089 | 13637 | 14001 | 14210 | 14332 | 14296 | 14205 | 14093 | 13957 | 13799 | 13610 | 13386 | 13146 | 12873 | 12558 | 15 | 88 | 174 | 297 | 475 | 741 | 1126 | 1685 | 2474 | 3155 | 3986 | 4976 | 6102 | 7334 | 8548 | 9757 | 10891 | 11894 | 12726 | 13388 | 13896 | 14244 | 14298 | 14199 | 14053 | 13851 | 13604 | 13392 | 13174 | 12928 | 15 | 153 | 345 | 657 | 1168 | 1993 | 2757 | 3760 | 4972 | 6370 | 7878 | 9380 | 10782 | 11967 | 12870 | 13501 | 13896 | 14123 | 14193 | 14052 | 13872 | 13656 | 13394 | 13070 | 12681 | 12230 | 11709 | 11112 | 10425 | 9644 | 15 | 266 | 411 | 615 | 887 | 1275 | 1775 | 2405 | 3209 | 4240 | 5286 | 6273 | 7235 | 8180 | 9099 | 9983 | 10842 | 11678 | 12497 | 13264 | 13974 | 14603 | 15156 | 15620 | 15995 | 16318 | 16598 | 16848 | 17093 | 17203
PSS | DODDS LA T1 / HOLBORN HILL T1 / MAGHULL T1 / MAGHULL T2 / ROBBINS BRIDGE T1 | 19 | 147 | 274 | 465 | 755 | 1200 | 1859 | 2823 | 4202 | 5295 | 6580 | 8112 | 9866 | 11838 | 13964 | 16509 | 19195 | 21953 | 24667 | 27397 | 29938 | 32185 | 34173 | 35865 | 37261 | 37805 | 38319 | 38780 | 39251 | 39691 | 19 | 327 | 748 | 1476 | 2686 | 4664 | 6442 | 8646 | 11262 | 14235 | 17810 | 21592 | 25338 | 28750 | 31682 | 34018 | 35730 | 36963 | 37760 | 38284 | 38358 | 38249 | 38057 | 37778 | 37426 | 36991 | 36463 | 35888 | 35229 | 34468 | 19 | 202 | 417 | 728 | 1177 | 1851 | 2832 | 4255 | 6272 | 8029 | 10190 | 12767 | 15724 | 18978 | 22244 | 25537 | 28663 | 31479 | 33835 | 35727 | 37187 | 38206 | 38477 | 38308 | 37968 | 37450 | 36810 | 36251 | 35652 | 34981 | 19 | 370 | 863 | 1658 | 2963 | 5072 | 7035 | 9617 | 12753 | 16401 | 20378 | 24403 | 28226 | 31536 | 34131 | 36005 | 37229 | 37975 | 38263 | 37993 | 37611 | 37124 | 36513 | 35736 | 34802 | 33708 | 32443 | 30984 | 29319 | 27422 | 19 | 703 | 1062 | 1571 | 2248 | 3218 | 4473 | 6060 | 8099 | 10720 | 13401 | 15961 | 18493 | 21019 | 23541 | 26009 | 28430 | 30785 | 33071 | 35193 | 37131 | 38860 | 40374 | 41683 | 42737 | 43619 | 44405 | 45133 | 45858 | 46232
PSS | DOLGARROG GRID T1 / DOLGARROG GRID T2 | 4 | 17 | 29 | 48 | 75 | 117 | 181 | 273 | 401 | 506 | 623 | 767 | 930 | 1111 | 1305 | 1534 | 1774 | 2019 | 2255 | 2489 | 2700 | 2885 | 3042 | 3176 | 3282 | 3313 | 3342 | 3371 | 3405 | 3440 | 4 | 36 | 75 | 145 | 260 | 450 | 618 | 826 | 1071 | 1348 | 1679 | 2024 | 2358 | 2655 | 2897 | 3080 | 3199 | 3277 | 3321 | 3345 | 3332 | 3305 | 3277 | 3243 | 3205 | 3158 | 3104 | 3048 | 2981 | 2906 | 4 | 22 | 42 | 72 | 114 | 177 | 270 | 401 | 587 | 749 | 945 | 1177 | 1441 | 1728 | 2012 | 2292 | 2551 | 2783 | 2974 | 3125 | 3241 | 3320 | 3330 | 3303 | 3267 | 3221 | 3161 | 3113 | 3062 | 3004 | 4 | 37 | 83 | 158 | 279 | 473 | 655 | 891 | 1175 | 1504 | 1857 | 2206 | 2531 | 2802 | 3009 | 3151 | 3239 | 3289 | 3303 | 3265 | 3221 | 3169 | 3106 | 3027 | 2934 | 2828 | 2702 | 2557 | 2394 | 2206 | 4 | 59 | 92 | 136 | 196 | 281 | 391 | 529 | 706 | 933 | 1161 | 1377 | 1584 | 1789 | 1986 | 2174 | 2355 | 2532 | 2708 | 2871 | 3024 | 3158 | 3276 | 3377 | 3456 | 3525 | 3585 | 3636 | 3688 | 3711
PSS | DOLGELLAU T1 | 26 | 39 | 54 | 81 | 121 | 181 | 271 | 400 | 585 | 727 | 894 | 1092 | 1324 | 1579 | 1856 | 2187 | 2539 | 2901 | 3260 | 3610 | 3936 | 4230 | 4489 | 4711 | 4893 | 4965 | 5032 | 5089 | 5144 | 5196 | 26 | 60 | 112 | 206 | 360 | 609 | 833 | 1105 | 1433 | 1807 | 2258 | 2735 | 3214 | 3656 | 4044 | 4360 | 4598 | 4779 | 4898 | 4978 | 5003 | 4999 | 4982 | 4952 | 4913 | 4862 | 4800 | 4730 | 4649 | 4556 | 26 | 45 | 73 | 112 | 169 | 254 | 380 | 562 | 817 | 1040 | 1314 | 1641 | 2020 | 2438 | 2861 | 3290 | 3701 | 4075 | 4389 | 4642 | 4841 | 4977 | 5024 | 5008 | 4971 | 4903 | 4825 | 4751 | 4674 | 4584 | 26 | 67 | 129 | 232 | 399 | 667 | 916 | 1242 | 1642 | 2107 | 2617 | 3140 | 3638 | 4079 | 4427 | 4682 | 4851 | 4959 | 5004 | 4977 | 4936 | 4880 | 4808 | 4716 | 4603 | 4472 | 4315 | 4137 | 3932 | 3700 | 26 | 69 | 104 | 155 | 222 | 315 | 439 | 594 | 795 | 1057 | 1325 | 1587 | 1849 | 2115 | 2386 | 2655 | 2923 | 3181 | 3432 | 3660 | 3870 | 4058 | 4220 | 4367 | 4482 | 4582 | 4667 | 4751 | 4836 | 4884
PSS | DUCKINGTON T1 / DUCKINGTON T2 | 26 | 34 | 47 | 69 | 102 | 154 | 232 | 345 | 505 | 628 | 776 | 953 | 1154 | 1386 | 1637 | 1940 | 2264 | 2601 | 2938 | 3282 | 3608 | 3906 | 4171 | 4404 | 4596 | 4692 | 4777 | 4846 | 4914 | 4972 | 26 | 52 | 98 | 180 | 318 | 538 | 734 | 979 | 1271 | 1608 | 2013 | 2455 | 2903 | 3325 | 3707 | 4033 | 4294 | 4495 | 4639 | 4742 | 4785 | 4796 | 4794 | 4774 | 4744 | 4702 | 4652 | 4593 | 4528 | 4449 | 26 | 40 | 64 | 98 | 150 | 227 | 341 | 506 | 740 | 941 | 1195 | 1499 | 1853 | 2248 | 2653 | 3072 | 3477 | 3848 | 4164 | 4420 | 4622 | 4761 | 4820 | 4819 | 4785 | 4723 | 4649 | 4582 | 4505 | 4420 | 26 | 59 | 114 | 207 | 361 | 606 | 829 | 1129 | 1497 | 1929 | 2406 | 2906 | 3390 | 3827 | 4182 | 4448 | 4632 | 4747 | 4805 | 4792 | 4762 | 4717 | 4661 | 4582 | 4487 | 4374 | 4243 | 4091 | 3919 | 3719 | 26 | 0 | 0 | 0 | 0 | 0 | 0 | 0 | 0 | 0 | 0 | 0 | 0 | 0 | 0 | 0 | 0 | 0 | 0 | 0 | 0 | 0 | 0 | 0 | 0 | 0 | 0 | 0 | 0 | 0
PSS | DUDDON T1 | 22 | 25 | 32 | 43 | 57 | 85 | 120 | 176 | 254 | 312 | 381 | 463 | 559 | 667 | 784 | 925 | 1076 | 1230 | 1382 | 1539 | 1686 | 1817 | 1936 | 2034 | 2119 | 2155 | 2189 | 2219 | 2247 | 2273 | 22 | 34 | 57 | 96 | 164 | 273 | 368 | 487 | 628 | 787 | 981 | 1190 | 1399 | 1591 | 1761 | 1900 | 2007 | 2088 | 2144 | 2183 | 2192 | 2192 | 2186 | 2174 | 2157 | 2134 | 2108 | 2079 | 2044 | 2004 | 22 | 29 | 40 | 57 | 81 | 118 | 173 | 254 | 365 | 460 | 578 | 720 | 885 | 1066 | 1252 | 1440 | 1623 | 1786 | 1924 | 2035 | 2122 | 2183 | 2204 | 2200 | 2182 | 2152 | 2118 | 2084 | 2051 | 2015 | 22 | 38 | 64 | 108 | 182 | 299 | 406 | 547 | 720 | 923 | 1144 | 1370 | 1589 | 1781 | 1939 | 2052 | 2126 | 2175 | 2195 | 2184 | 2165 | 2142 | 2111 | 2070 | 2023 | 1966 | 1900 | 1825 | 1738 | 1640 | 22 | 41 | 62 | 90 | 128 | 183 | 257 | 347 | 461 | 614 | 768 | 918 | 1068 | 1219 | 1371 | 1524 | 1675 | 1816 | 1959 | 2086 | 2203 | 2310 | 2400 | 2480 | 2543 | 2599 | 2646 | 2693 | 2738 | 2762
PSS | DYFFRYN ARDUDWY T1 | 12 | 20 | 31 | 47 | 72 | 114 | 173 | 258 | 379 | 475 | 588 | 725 | 879 | 1059 | 1255 | 1490 | 1742 | 2007 | 2274 | 2544 | 2800 | 3038 | 3253 | 3440 | 3599 | 3680 | 3749 | 3807 | 3857 | 3900 | 12 | 35 | 68 | 126 | 227 | 385 | 529 | 708 | 925 | 1176 | 1479 | 1811 | 2155 | 2484 | 2793 | 3061 | 3284 | 3462 | 3594 | 3688 | 3735 | 3757 | 3761 | 3753 | 3736 | 3711 | 3673 | 3634 | 3585 | 3534 | 12 | 23 | 42 | 67 | 106 | 161 | 246 | 368 | 542 | 695 | 889 | 1121 | 1390 | 1694 | 2013 | 2345 | 2669 | 2969 | 3227 | 3436 | 3599 | 3716 | 3769 | 3776 | 3756 | 3710 | 3652 | 3598 | 3539 | 3472 | 12 | 39 | 81 | 149 | 263 | 445 | 614 | 840 | 1117 | 1448 | 1815 | 2207 | 2589 | 2940 | 3232 | 3457 | 3613 | 3711 | 3763 | 3764 | 3747 | 3718 | 3682 | 3629 | 3561 | 3480 | 3392 | 3281 | 3162 | 3022 | 12 | 52 | 80 | 115 | 165 | 233 | 326 | 443 | 597 | 798 | 1009 | 1220 | 1435 | 1661 | 1902 | 2147 | 2393 | 2631 | 2858 | 3063 | 3246 | 3411 | 3553 | 3686 | 3785 | 3872 | 3950 | 4027 | 4106 | 4156
PSS | DYSERTH RD T1 / FFORDD LAS T1 / FFORDD LAS T2 / WESTBOURNE AVE T1 | 93 | 130 | 184 | 266 | 395 | 594 | 886 | 1312 | 1916 | 2381 | 2930 | 3587 | 4334 | 5171 | 6074 | 7157 | 8296 | 9460 | 10606 | 11751 | 12806 | 13742 | 14568 | 15270 | 15846 | 16059 | 16265 | 16451 | 16642 | 16822 | 93 | 207 | 388 | 711 | 1241 | 2104 | 2863 | 3804 | 4920 | 6191 | 7712 | 9319 | 10912 | 12355 | 13591 | 14573 | 15285 | 15801 | 16134 | 16357 | 16392 | 16357 | 16288 | 16183 | 16052 | 15883 | 15675 | 15445 | 15176 | 14865 | 93 | 155 | 246 | 380 | 579 | 871 | 1296 | 1909 | 2778 | 3523 | 4436 | 5526 | 6778 | 8154 | 9529 | 10914 | 12229 | 13412 | 14402 | 15200 | 15818 | 16252 | 16374 | 16311 | 16178 | 15975 | 15718 | 15490 | 15240 | 14959 | 93 | 224 | 437 | 781 | 1344 | 2254 | 3088 | 4184 | 5512 | 7057 | 8737 | 10438 | 12045 | 13432 | 14520 | 15307 | 15820 | 16135 | 16262 | 16155 | 16003 | 15805 | 15557 | 15241 | 14858 | 14405 | 13877 | 13264 | 12560 | 11748 | 93 | 266 | 411 | 616 | 885 | 1271 | 1768 | 2395 | 3205 | 4242 | 5300 | 6311 | 7308 | 8301 | 9293 | 10263 | 11216 | 12143 | 13048 | 13893 | 14666 | 15361 | 15976 | 16508 | 16946 | 17318 | 17656 | 17968 | 18278 | 18449
PSS | EDEN VALE T1 | 27 | 38 | 56 | 82 | 120 | 179 | 269 | 398 | 583 | 726 | 892 | 1093 | 1319 | 1573 | 1843 | 2167 | 2505 | 2848 | 3180 | 3513 | 3814 | 4076 | 4303 | 4492 | 4648 | 4693 | 4738 | 4784 | 4835 | 4886 | 27 | 65 | 119 | 218 | 384 | 658 | 895 | 1190 | 1538 | 1932 | 2400 | 2890 | 3363 | 3785 | 4128 | 4387 | 4556 | 4666 | 4727 | 4761 | 4742 | 4708 | 4665 | 4616 | 4561 | 4498 | 4422 | 4340 | 4245 | 4140 | 27 | 48 | 76 | 117 | 177 | 268 | 399 | 590 | 854 | 1082 | 1358 | 1688 | 2062 | 2469 | 2870 | 3267 | 3637 | 3964 | 4234 | 4448 | 4612 | 4724 | 4739 | 4701 | 4653 | 4584 | 4501 | 4433 | 4361 | 4281 | 27 | 68 | 133 | 238 | 412 | 692 | 947 | 1281 | 1685 | 2151 | 2650 | 3147 | 3608 | 3993 | 4285 | 4487 | 4612 | 4682 | 4700 | 4649 | 4587 | 4513 | 4424 | 4311 | 4180 | 4029 | 3852 | 3647 | 3417 | 3150 | 27 | 98 | 147 | 216 | 308 | 439 | 608 | 821 | 1092 | 1439 | 1789 | 2120 | 2441 | 2755 | 3055 | 3344 | 3624 | 3896 | 4164 | 4417 | 4650 | 4858 | 5041 | 5193 | 5316 | 5422 | 5514 | 5596 | 5676 | 5710
PSS | EDERN T1 | 15 | 29 | 41 | 67 | 101 | 154 | 236 | 351 | 519 | 645 | 798 | 980 | 1187 | 1420 | 1674 | 1975 | 2297 | 2629 | 2958 | 3285 | 3589 | 3864 | 4107 | 4314 | 4486 | 4559 | 4624 | 4682 | 4734 | 4784 | 15 | 47 | 94 | 177 | 316 | 545 | 746 | 996 | 1297 | 1639 | 2051 | 2492 | 2932 | 3339 | 3696 | 3991 | 4217 | 4387 | 4503 | 4580 | 4603 | 4603 | 4587 | 4563 | 4527 | 4480 | 4422 | 4360 | 4288 | 4203 | 15 | 33 | 58 | 93 | 144 | 222 | 337 | 502 | 736 | 941 | 1192 | 1495 | 1844 | 2226 | 2619 | 3016 | 3397 | 3744 | 4037 | 4272 | 4457 | 4583 | 4627 | 4613 | 4579 | 4518 | 4445 | 4375 | 4307 | 4225 | 15 | 54 | 110 | 203 | 353 | 600 | 827 | 1126 | 1492 | 1920 | 2389 | 2872 | 3331 | 3737 | 4062 | 4300 | 4461 | 4560 | 4603 | 4578 | 4544 | 4493 | 4428 | 4343 | 4241 | 4122 | 3978 | 3820 | 3631 | 3424 | 15 | 71 | 104 | 157 | 225 | 323 | 450 | 608 | 816 | 1086 | 1362 | 1628 | 1897 | 2168 | 2447 | 2723 | 2995 | 3259 | 3515 | 3749 | 3961 | 4153 | 4318 | 4466 | 4582 | 4682 | 4769 | 4855 | 4938 | 4985
PSS | EDGE HILL T1 / LIVERPOOL UNIVERSITY T1 / LIVERPOOL UNIVERSITY T2 / LIVERPOOL UNIVERSITY T3 | 32 | 26 | 28 | 32 | 38 | 51 | 66 | 87 | 117 | 138 | 163 | 193 | 230 | 271 | 317 | 372 | 432 | 497 | 562 | 632 | 698 | 761 | 818 | 873 | 915 | 940 | 963 | 983 | 999 | 1011 | 32 | 28 | 36 | 51 | 77 | 119 | 150 | 191 | 238 | 296 | 368 | 448 | 530 | 614 | 693 | 769 | 832 | 885 | 925 | 955 | 973 | 985 | 991 | 992 | 992 | 987 | 982 | 976 | 964 | 952 | 32 | 29 | 33 | 37 | 48 | 62 | 83 | 115 | 159 | 194 | 239 | 294 | 359 | 433 | 515 | 599 | 685 | 763 | 829 | 888 | 934 | 966 | 984 | 989 | 987 | 979 | 965 | 951 | 936 | 920 | 32 | 31 | 42 | 58 | 90 | 135 | 175 | 229 | 294 | 373 | 464 | 563 | 661 | 751 | 831 | 892 | 939 | 970 | 985 | 990 | 992 | 988 | 983 | 974 | 961 | 947 | 928 | 907 | 882 | 851 | 32 | 21 | 29 | 38 | 54 | 74 | 101 | 135 | 180 | 242 | 301 | 367 | 430 | 499 | 573 | 648 | 725 | 800 | 871 | 935 | 991 | 1044 | 1089 | 1131 | 1164 | 1194 | 1220 | 1246 | 1274 | 1291
PSS | EDGE LA (TAPLEY PLACE) T1 / LISTER DV B T3 / MILL LA (WAVERTREE) T1 / PLESSEY (EDGE LA) T1 / STONEYCROFT T1 | 2 | 7 | 10 | 18 | 30 | 49 | 76 | 119 | 177 | 226 | 284 | 357 | 443 | 544 | 664 | 806 | 969 | 1147 | 1340 | 1545 | 1752 | 1958 | 2149 | 2325 | 2475 | 2584 | 2675 | 2745 | 2797 | 2840 | 2 | 11 | 26 | 51 | 90 | 156 | 216 | 298 | 395 | 520 | 678 | 868 | 1082 | 1318 | 1573 | 1832 | 2076 | 2292 | 2468 | 2600 | 2691 | 2756 | 2793 | 2817 | 2830 | 2834 | 2832 | 2827 | 2820 | 2809 | 2 | 7 | 14 | 27 | 43 | 72 | 112 | 176 | 268 | 356 | 470 | 610 | 781 | 983 | 1217 | 1470 | 1735 | 1993 | 2219 | 2410 | 2561 | 2670 | 2750 | 2792 | 2791 | 2766 | 2736 | 2698 | 2652 | 2599 | 2 | 17 | 38 | 74 | 133 | 228 | 322 | 449 | 611 | 813 | 1056 | 1337 | 1636 | 1933 | 2202 | 2424 | 2592 | 2713 | 2782 | 2818 | 2840 | 2851 | 2854 | 2847 | 2834 | 2817 | 2796 | 2770 | 2737 | 2703 | 2 | 59 | 73 | 91 | 116 | 154 | 206 | 272 | 363 | 490 | 627 | 774 | 939 | 1121 | 1338 | 1573 | 1812 | 2043 | 2257 | 2444 | 2610 | 2758 | 2885 | 3015 | 3111 | 3192 | 3263 | 3346 | 3434 | 3497
PSS | EGA ELECTRIC T1 | 21 | 29 | 39 | 57 | 85 | 126 | 186 | 275 | 399 | 495 | 611 | 746 | 899 | 1073 | 1255 | 1474 | 1702 | 1933 | 2159 | 2383 | 2588 | 2762 | 2917 | 3043 | 3147 | 3176 | 3207 | 3235 | 3271 | 3304 | 21 | 46 | 84 | 150 | 263 | 446 | 607 | 807 | 1042 | 1307 | 1624 | 1953 | 2276 | 2560 | 2790 | 2963 | 3079 | 3154 | 3195 | 3215 | 3202 | 3179 | 3151 | 3118 | 3083 | 3039 | 2988 | 2931 | 2867 | 2797 | 21 | 36 | 53 | 82 | 123 | 185 | 272 | 401 | 579 | 734 | 920 | 1142 | 1396 | 1671 | 1941 | 2210 | 2458 | 2678 | 2861 | 3004 | 3116 | 3193 | 3200 | 3175 | 3142 | 3097 | 3042 | 2997 | 2945 | 2890 | 21 | 49 | 92 | 163 | 281 | 471 | 643 | 869 | 1141 | 1457 | 1795 | 2131 | 2440 | 2701 | 2897 | 3031 | 3116 | 3165 | 3177 | 3142 | 3101 | 3049 | 2989 | 2914 | 2826 | 2721 | 2603 | 2465 | 2307 | 2130 | 21 | 60 | 92 | 136 | 198 | 285 | 395 | 533 | 711 | 938 | 1169 | 1385 | 1596 | 1802 | 1999 | 2188 | 2372 | 2549 | 2725 | 2891 | 3043 | 3178 | 3299 | 3398 | 3479 | 3549 | 3607 | 3660 | 3714 | 3734
PSS | EGERTON T1 / ROCK FERRY T1 / SHELL TRANMERE T1 | 21 | 33 | 52 | 78 | 117 | 182 | 273 | 407 | 597 | 741 | 915 | 1124 | 1364 | 1633 | 1922 | 2271 | 2641 | 3019 | 3396 | 3777 | 4131 | 4451 | 4733 | 4973 | 5172 | 5258 | 5337 | 5408 | 5478 | 5540 | 21 | 64 | 121 | 223 | 391 | 667 | 910 | 1212 | 1567 | 1977 | 2465 | 2989 | 3508 | 3988 | 4408 | 4752 | 5014 | 5211 | 5346 | 5442 | 5473 | 5481 | 5475 | 5456 | 5428 | 5385 | 5335 | 5274 | 5203 | 5118 | 21 | 45 | 73 | 116 | 180 | 274 | 409 | 609 | 888 | 1129 | 1426 | 1781 | 2189 | 2640 | 3097 | 3560 | 4004 | 4404 | 4743 | 5017 | 5235 | 5388 | 5442 | 5434 | 5400 | 5338 | 5264 | 5194 | 5115 | 5022 | 21 | 66 | 135 | 245 | 427 | 718 | 987 | 1340 | 1772 | 2270 | 2819 | 3382 | 3917 | 4385 | 4759 | 5035 | 5220 | 5336 | 5390 | 5368 | 5332 | 5275 | 5208 | 5117 | 5006 | 4870 | 4714 | 4534 | 4318 | 4069 | 21 | 109 | 160 | 233 | 327 | 461 | 638 | 857 | 1141 | 1509 | 1882 | 2240 | 2593 | 2951 | 3311 | 3667 | 4019 | 4363 | 4697 | 5007 | 5292 | 5550 | 5779 | 5984 | 6151 | 6297 | 6431 | 6557 | 6682 | 6759
PSS | EGREMONT T1 / LISCARD T1 / POULTON T1 / STONE MANGANESE T1 | 34 | 39 | 53 | 72 | 100 | 147 | 213 | 311 | 448 | 553 | 674 | 823 | 990 | 1180 | 1386 | 1629 | 1889 | 2152 | 2414 | 2675 | 2917 | 3130 | 3319 | 3479 | 3613 | 3662 | 3710 | 3754 | 3798 | 3842 | 34 | 59 | 99 | 171 | 293 | 489 | 660 | 872 | 1121 | 1408 | 1751 | 2115 | 2474 | 2800 | 3079 | 3302 | 3468 | 3585 | 3661 | 3714 | 3719 | 3712 | 3694 | 3668 | 3636 | 3597 | 3548 | 3492 | 3428 | 3352 | 34 | 48 | 67 | 98 | 142 | 209 | 305 | 448 | 641 | 808 | 1017 | 1265 | 1547 | 1857 | 2171 | 2485 | 2783 | 3054 | 3280 | 3460 | 3599 | 3700 | 3727 | 3713 | 3682 | 3635 | 3574 | 3518 | 3462 | 3395 | 34 | 63 | 111 | 188 | 319 | 528 | 714 | 963 | 1264 | 1613 | 1997 | 2382 | 2752 | 3066 | 3316 | 3498 | 3615 | 3689 | 3718 | 3695 | 3657 | 3612 | 3556 | 3482 | 3395 | 3290 | 3169 | 3030 | 2870 | 2683 | 34 | 72 | 106 | 151 | 211 | 298 | 411 | 551 | 733 | 968 | 1207 | 1436 | 1662 | 1886 | 2112 | 2332 | 2551 | 2763 | 2971 | 3161 | 3336 | 3493 | 3629 | 3750 | 3849 | 3932 | 4006 | 4074 | 4143 | 4179
PSS | ELLESMERE T1 / MMB ELLESMERE T1 | 2 | 25 | 49 | 83 | 131 | 209 | 320 | 487 | 721 | 911 | 1129 | 1391 | 1688 | 2019 | 2379 | 2809 | 3260 | 3720 | 4168 | 4617 | 5033 | 5392 | 5709 | 5977 | 6198 | 6273 | 6346 | 6416 | 6488 | 6558 | 2 | 59 | 131 | 255 | 465 | 806 | 1112 | 1492 | 1939 | 2449 | 3057 | 3697 | 4325 | 4892 | 5366 | 5733 | 5994 | 6172 | 6283 | 6351 | 6344 | 6317 | 6274 | 6218 | 6155 | 6076 | 5982 | 5882 | 5762 | 5630 | 2 | 36 | 74 | 126 | 202 | 317 | 486 | 730 | 1071 | 1368 | 1733 | 2169 | 2663 | 3207 | 3745 | 4286 | 4796 | 5249 | 5628 | 5927 | 6160 | 6321 | 6353 | 6317 | 6255 | 6171 | 6062 | 5967 | 5870 | 5760 | 2 | 64 | 149 | 282 | 506 | 866 | 1197 | 1634 | 2166 | 2780 | 3444 | 4109 | 4736 | 5270 | 5685 | 5978 | 6162 | 6275 | 6311 | 6258 | 6185 | 6095 | 5986 | 5848 | 5683 | 5491 | 5271 | 5016 | 4723 | 4389 | 2 | 115 | 175 | 263 | 376 | 541 | 753 | 1020 | 1361 | 1802 | 2247 | 2672 | 3088 | 3499 | 3904 | 4294 | 4678 | 5049 | 5411 | 5753 | 6062 | 6341 | 6585 | 6791 | 6959 | 7102 | 7229 | 7341 | 7452 | 7506
PSS | ELTON T1 | 51 | 50 | 58 | 76 | 103 | 146 | 212 | 302 | 433 | 528 | 644 | 781 | 943 | 1121 | 1317 | 1552 | 1804 | 2066 | 2328 | 2590 | 2842 | 3069 | 3272 | 3446 | 3592 | 3660 | 3722 | 3776 | 3824 | 3871 | 51 | 63 | 99 | 168 | 279 | 463 | 618 | 811 | 1045 | 1310 | 1634 | 1980 | 2330 | 2655 | 2947 | 3192 | 3382 | 3531 | 3634 | 3705 | 3729 | 3734 | 3727 | 3710 | 3684 | 3648 | 3605 | 3559 | 3504 | 3441 | 51 | 56 | 73 | 100 | 142 | 206 | 297 | 431 | 616 | 777 | 975 | 1212 | 1490 | 1794 | 2109 | 2430 | 2740 | 3021 | 3261 | 3454 | 3609 | 3714 | 3753 | 3747 | 3720 | 3671 | 3614 | 3558 | 3502 | 3438 | 51 | 70 | 113 | 190 | 310 | 509 | 686 | 924 | 1209 | 1550 | 1920 | 2308 | 2680 | 3011 | 3280 | 3478 | 3613 | 3700 | 3738 | 3722 | 3698 | 3660 | 3614 | 3548 | 3470 | 3379 | 3271 | 3148 | 3008 | 2849 | 51 | 67 | 99 | 149 | 210 | 300 | 419 | 569 | 760 | 1011 | 1268 | 1518 | 1769 | 2024 | 2285 | 2545 | 2802 | 3052 | 3293 | 3513 | 3713 | 3890 | 4046 | 4186 | 4294 | 4386 | 4469 | 4547 | 4625 | 4670
PSS | ENGINEER PK T1 / PILKINGTONS QUEENSFERRY T1 / QUEENSFERRY T1 | 2 | 15 | 30 | 50 | 78 | 123 | 189 | 288 | 427 | 537 | 666 | 821 | 997 | 1194 | 1411 | 1666 | 1936 | 2211 | 2482 | 2757 | 3008 | 3232 | 3427 | 3597 | 3734 | 3786 | 3837 | 3881 | 3927 | 3972 | 2 | 37 | 77 | 151 | 274 | 474 | 653 | 877 | 1138 | 1438 | 1796 | 2177 | 2554 | 2894 | 3186 | 3418 | 3587 | 3706 | 3783 | 3833 | 3839 | 3829 | 3807 | 3778 | 3743 | 3697 | 3646 | 3586 | 3519 | 3441 | 2 | 21 | 44 | 75 | 121 | 189 | 287 | 432 | 633 | 810 | 1027 | 1285 | 1582 | 1907 | 2234 | 2563 | 2876 | 3156 | 3391 | 3576 | 3721 | 3823 | 3850 | 3831 | 3796 | 3745 | 3682 | 3625 | 3564 | 3500 | 2 | 39 | 88 | 167 | 301 | 513 | 709 | 970 | 1285 | 1651 | 2051 | 2454 | 2835 | 3165 | 3423 | 3609 | 3729 | 3803 | 3832 | 3801 | 3762 | 3712 | 3652 | 3572 | 3478 | 3367 | 3240 | 3094 | 2924 | 2731 | 2 | 69 | 104 | 156 | 222 | 321 | 444 | 601 | 805 | 1065 | 1328 | 1584 | 1834 | 2084 | 2333 | 2575 | 2817 | 3045 | 3270 | 3480 | 3670 | 3841 | 3992 | 4121 | 4224 | 4312 | 4391 | 4462 | 4532 | 4569
PSS | ESTUARY COMMERCE PK T1 / LEEWARD DR T1 / LEEWARD DR T2 / SPEKE HALL RD T1 / SPEKE SKY PK T1 | 4 | 3 | 6 | 11 | 11 | 18 | 27 | 37 | 53 | 69 | 84 | 103 | 126 | 151 | 182 | 220 | 261 | 305 | 351 | 403 | 451 | 498 | 543 | 584 | 615 | 638 | 658 | 675 | 687 | 698 | 4 | 8 | 13 | 20 | 34 | 53 | 71 | 96 | 123 | 159 | 200 | 250 | 306 | 366 | 426 | 484 | 536 | 583 | 617 | 647 | 664 | 677 | 682 | 687 | 690 | 690 | 686 | 682 | 680 | 674 | 4 | 4 | 9 | 11 | 16 | 25 | 38 | 56 | 81 | 104 | 133 | 169 | 212 | 265 | 322 | 382 | 447 | 503 | 556 | 600 | 634 | 660 | 677 | 683 | 682 | 675 | 668 | 657 | 648 | 634 | 4 | 9 | 16 | 24 | 43 | 68 | 94 | 127 | 170 | 222 | 285 | 353 | 426 | 495 | 559 | 608 | 645 | 669 | 685 | 691 | 695 | 694 | 693 | 689 | 683 | 674 | 666 | 656 | 643 | 627 | 4 | 16 | 21 | 27 | 34 | 46 | 62 | 82 | 107 | 147 | 185 | 223 | 266 | 313 | 366 | 422 | 480 | 533 | 588 | 632 | 672 | 710 | 740 | 772 | 795 | 816 | 835 | 853 | 872 | 886
PSS | EVERTON BROW T1 / GARDNERS ROW T1 / SHEIL PK T1 | 13 | 17 | 21 | 34 | 48 | 72 | 110 | 164 | 239 | 297 | 367 | 451 | 550 | 663 | 787 | 931 | 1093 | 1261 | 1431 | 1606 | 1773 | 1931 | 2070 | 2196 | 2301 | 2358 | 2406 | 2450 | 2487 | 2519 | 13 | 26 | 48 | 87 | 150 | 254 | 346 | 459 | 597 | 756 | 953 | 1166 | 1385 | 1600 | 1800 | 1976 | 2122 | 2242 | 2330 | 2392 | 2426 | 2442 | 2448 | 2445 | 2438 | 2419 | 2399 | 2376 | 2345 | 2309 | 13 | 21 | 32 | 48 | 72 | 108 | 164 | 242 | 354 | 453 | 574 | 725 | 901 | 1094 | 1300 | 1514 | 1725 | 1921 | 2089 | 2225 | 2333 | 2409 | 2448 | 2454 | 2443 | 2414 | 2380 | 2344 | 2307 | 2262 | 13 | 31 | 58 | 103 | 174 | 291 | 402 | 545 | 726 | 935 | 1174 | 1428 | 1676 | 1905 | 2096 | 2242 | 2344 | 2414 | 2448 | 2450 | 2444 | 2427 | 2405 | 2373 | 2333 | 2284 | 2225 | 2159 | 2082 | 1991 | 13 | 45 | 64 | 92 | 128 | 180 | 252 | 339 | 456 | 609 | 767 | 921 | 1081 | 1249 | 1424 | 1604 | 1782 | 1955 | 2120 | 2274 | 2406 | 2530 | 2634 | 2734 | 2811 | 2876 | 2932 | 2993 | 3053 | 3091
PSS | EXPRESS FOODS T1 | 9 | 9 | 11 | 15 | 21 | 28 | 40 | 59 | 86 | 104 | 125 | 153 | 182 | 217 | 252 | 295 | 341 | 387 | 430 | 475 | 516 | 550 | 580 | 606 | 625 | 631 | 638 | 644 | 651 | 658 | 9 | 11 | 20 | 33 | 56 | 95 | 126 | 165 | 211 | 262 | 325 | 391 | 454 | 511 | 556 | 591 | 614 | 628 | 637 | 641 | 638 | 633 | 628 | 622 | 614 | 604 | 595 | 584 | 571 | 556 | 9 | 11 | 14 | 19 | 28 | 41 | 58 | 85 | 120 | 152 | 188 | 231 | 282 | 336 | 389 | 443 | 490 | 534 | 570 | 599 | 621 | 636 | 637 | 633 | 626 | 618 | 606 | 597 | 587 | 577 | 9 | 12 | 21 | 35 | 59 | 99 | 133 | 177 | 231 | 293 | 361 | 427 | 487 | 539 | 576 | 603 | 620 | 631 | 632 | 625 | 616 | 607 | 594 | 580 | 562 | 542 | 518 | 491 | 461 | 424 | 9 | 14 | 22 | 32 | 44 | 64 | 89 | 119 | 160 | 210 | 262 | 310 | 358 | 403 | 447 | 489 | 531 | 570 | 610 | 645 | 679 | 710 | 737 | 759 | 777 | 793 | 806 | 819 | 829 | 834
PSS | FAIRBOURNE T1 | 4 | 12 | 20 | 36 | 56 | 86 | 137 | 206 | 303 | 376 | 471 | 579 | 705 | 847 | 1003 | 1187 | 1387 | 1597 | 1807 | 2013 | 2211 | 2394 | 2555 | 2698 | 2815 | 2873 | 2924 | 2968 | 3004 | 3038 | 4 | 24 | 51 | 100 | 178 | 310 | 426 | 569 | 746 | 949 | 1193 | 1459 | 1732 | 1989 | 2224 | 2428 | 2592 | 2724 | 2818 | 2883 | 2914 | 2926 | 2924 | 2917 | 2899 | 2878 | 2845 | 2813 | 2773 | 2726 | 4 | 16 | 30 | 50 | 79 | 126 | 195 | 292 | 430 | 553 | 707 | 891 | 1106 | 1344 | 1592 | 1850 | 2100 | 2330 | 2526 | 2684 | 2811 | 2899 | 2937 | 2937 | 2920 | 2884 | 2840 | 2796 | 2752 | 2698 | 4 | 28 | 60 | 118 | 207 | 352 | 487 | 669 | 890 | 1150 | 1442 | 1748 | 2043 | 2313 | 2534 | 2701 | 2815 | 2893 | 2928 | 2921 | 2909 | 2884 | 2850 | 2805 | 2751 | 2686 | 2607 | 2518 | 2416 | 2300 | 4 | 43 | 64 | 94 | 134 | 190 | 265 | 358 | 480 | 643 | 809 | 974 | 1140 | 1316 | 1498 | 1685 | 1870 | 2050 | 2223 | 2378 | 2519 | 2643 | 2755 | 2855 | 2933 | 2999 | 3058 | 3118 | 3180 | 3215
PSS | FAZAKERLEY HOSPITAL T1 / JACOBS T1 / JACOBS T2 / SEEDS LA T1 | 51 | 52 | 64 | 86 | 119 | 171 | 250 | 360 | 518 | 639 | 780 | 951 | 1148 | 1372 | 1616 | 1911 | 2227 | 2554 | 2883 | 3223 | 3541 | 3832 | 4094 | 4323 | 4513 | 4609 | 4692 | 4762 | 4829 | 4887 | 51 | 69 | 115 | 197 | 335 | 552 | 741 | 980 | 1264 | 1593 | 1988 | 2419 | 2856 | 3268 | 3643 | 3962 | 4217 | 4419 | 4561 | 4660 | 4704 | 4719 | 4714 | 4698 | 4670 | 4630 | 4579 | 4524 | 4458 | 4384 | 51 | 60 | 81 | 116 | 168 | 243 | 356 | 518 | 748 | 947 | 1192 | 1488 | 1833 | 2218 | 2616 | 3025 | 3420 | 3785 | 4094 | 4349 | 4543 | 4682 | 4738 | 4738 | 4706 | 4648 | 4575 | 4506 | 4434 | 4350 | 51 | 77 | 132 | 226 | 375 | 618 | 837 | 1129 | 1488 | 1910 | 2375 | 2865 | 3339 | 3767 | 4118 | 4379 | 4559 | 4674 | 4730 | 4720 | 4692 | 4649 | 4593 | 4517 | 4422 | 4312 | 4186 | 4038 | 3873 | 3678 | 51 | 86 | 127 | 183 | 259 | 369 | 510 | 691 | 925 | 1231 | 1544 | 1851 | 2162 | 2478 | 2809 | 3142 | 3470 | 3788 | 4095 | 4374 | 4624 | 4850 | 5046 | 5225 | 5362 | 5479 | 5585 | 5687 | 5787 | 5848
PSS | FERODO T1 | 17 | 24 | 33 | 48 | 70 | 106 | 157 | 235 | 340 | 424 | 521 | 639 | 773 | 923 | 1089 | 1283 | 1492 | 1706 | 1912 | 2127 | 2323 | 2497 | 2652 | 2782 | 2892 | 2937 | 2978 | 3015 | 3052 | 3085 | 17 | 39 | 69 | 125 | 222 | 372 | 509 | 676 | 876 | 1103 | 1373 | 1663 | 1953 | 2216 | 2443 | 2625 | 2763 | 2862 | 2928 | 2970 | 2978 | 2974 | 2960 | 2938 | 2915 | 2881 | 2842 | 2798 | 2751 | 2691 | 17 | 30 | 45 | 68 | 104 | 156 | 232 | 343 | 497 | 632 | 798 | 994 | 1220 | 1469 | 1723 | 1979 | 2224 | 2442 | 2625 | 2773 | 2888 | 2967 | 2990 | 2980 | 2952 | 2913 | 2865 | 2822 | 2775 | 2723 | 17 | 41 | 79 | 139 | 244 | 406 | 553 | 753 | 993 | 1273 | 1578 | 1890 | 2185 | 2443 | 2646 | 2794 | 2892 | 2950 | 2976 | 2955 | 2929 | 2891 | 2844 | 2787 | 2718 | 2636 | 2539 | 2431 | 2304 | 2159 | 17 | 52 | 79 | 118 | 170 | 244 | 342 | 462 | 616 | 819 | 1024 | 1220 | 1415 | 1612 | 1807 | 2002 | 2190 | 2375 | 2554 | 2720 | 2869 | 3004 | 3122 | 3225 | 3306 | 3376 | 3438 | 3493 | 3552 | 3581
PSS | FISONS T1 | 340 | 264 | 252 | 262 | 289 | 332 | 396 | 478 | 583 | 622 | 672 | 736 | 811 | 896 | 986 | 1094 | 1209 | 1327 | 1440 | 1553 | 1656 | 1745 | 1824 | 1891 | 1946 | 1959 | 1975 | 1992 | 2008 | 2027 | 340 | 248 | 276 | 335 | 432 | 579 | 660 | 762 | 885 | 1020 | 1184 | 1354 | 1519 | 1664 | 1780 | 1867 | 1922 | 1959 | 1976 | 1986 | 1980 | 1966 | 1951 | 1934 | 1915 | 1894 | 1866 | 1838 | 1808 | 1771 | 340 | 276 | 273 | 290 | 321 | 371 | 441 | 534 | 661 | 731 | 819 | 932 | 1056 | 1195 | 1330 | 1466 | 1592 | 1704 | 1796 | 1870 | 1927 | 1968 | 1973 | 1961 | 1943 | 1921 | 1892 | 1867 | 1841 | 1813 | 340 | 269 | 291 | 350 | 444 | 587 | 672 | 787 | 926 | 1089 | 1261 | 1434 | 1592 | 1725 | 1825 | 1894 | 1936 | 1959 | 1963 | 1946 | 1926 | 1900 | 1870 | 1831 | 1788 | 1734 | 1677 | 1606 | 1524 | 1436 | 340 | 37 | 55 | 77 | 111 | 157 | 215 | 288 | 382 | 504 | 624 | 739 | 850 | 958 | 1061 | 1162 | 1261 | 1353 | 1446 | 1534 | 1616 | 1686 | 1752 | 1805 | 1848 | 1886 | 1916 | 1946 | 1975 | 1986
PSS | FLINT T1 / FLINT T2 | 9 | 20 | 33 | 56 | 87 | 136 | 207 | 314 | 463 | 580 | 719 | 887 | 1080 | 1297 | 1537 | 1823 | 2129 | 2454 | 2775 | 3105 | 3419 | 3706 | 3966 | 4190 | 4377 | 4474 | 4557 | 4629 | 4696 | 4754 | 9 | 43 | 89 | 169 | 300 | 513 | 700 | 938 | 1220 | 1543 | 1936 | 2362 | 2795 | 3206 | 3580 | 3905 | 4166 | 4377 | 4527 | 4642 | 4696 | 4724 | 4735 | 4733 | 4721 | 4698 | 4666 | 4628 | 4580 | 4525 | 9 | 28 | 51 | 85 | 135 | 209 | 318 | 477 | 699 | 896 | 1140 | 1431 | 1773 | 2152 | 2546 | 2949 | 3342 | 3706 | 4017 | 4268 | 4469 | 4613 | 4677 | 4687 | 4665 | 4616 | 4555 | 4499 | 4433 | 4352 | 9 | 46 | 101 | 190 | 332 | 569 | 785 | 1072 | 1422 | 1838 | 2296 | 2776 | 3244 | 3667 | 4013 | 4277 | 4459 | 4581 | 4640 | 4637 | 4620 | 4587 | 4545 | 4481 | 4401 | 4306 | 4193 | 4063 | 3905 | 3722 | 9 | 83 | 127 | 185 | 262 | 371 | 517 | 698 | 933 | 1241 | 1554 | 1860 | 2171 | 2490 | 2820 | 3152 | 3482 | 3804 | 4115 | 4400 | 4661 | 4897 | 5104 | 5296 | 5449 | 5584 | 5708 | 5831 | 5951 | 6028
PSS | FODENS T1 | 6 | 27 | 51 | 84 | 130 | 205 | 316 | 477 | 708 | 890 | 1103 | 1360 | 1648 | 1975 | 2324 | 2744 | 3184 | 3632 | 4069 | 4513 | 4918 | 5272 | 5586 | 5851 | 6067 | 6143 | 6215 | 6285 | 6358 | 6429 | 6 | 61 | 131 | 253 | 459 | 794 | 1094 | 1466 | 1903 | 2401 | 2999 | 3625 | 4241 | 4796 | 5262 | 5622 | 5876 | 6051 | 6158 | 6225 | 6221 | 6191 | 6149 | 6096 | 6034 | 5955 | 5862 | 5762 | 5649 | 5517 | 6 | 39 | 75 | 126 | 203 | 315 | 481 | 720 | 1054 | 1347 | 1703 | 2128 | 2614 | 3145 | 3674 | 4204 | 4703 | 5147 | 5517 | 5812 | 6040 | 6197 | 6231 | 6194 | 6132 | 6046 | 5941 | 5850 | 5753 | 5646 | 6 | 65 | 148 | 279 | 499 | 851 | 1177 | 1605 | 2126 | 2726 | 3377 | 4031 | 4644 | 5169 | 5574 | 5860 | 6043 | 6152 | 6188 | 6137 | 6064 | 5975 | 5867 | 5732 | 5570 | 5382 | 5166 | 4915 | 4628 | 4302 | 6 | 121 | 183 | 269 | 387 | 552 | 768 | 1039 | 1382 | 1828 | 2277 | 2707 | 3126 | 3542 | 3950 | 4343 | 4729 | 5104 | 5471 | 5814 | 6127 | 6407 | 6653 | 6862 | 7029 | 7174 | 7299 | 7412 | 7523 | 7578
PSS | FORD T1 / OXTON T1 / PRENTON LOCAL T1 / SINGLETON AVE T2 | 63 | 150 | 246 | 392 | 611 | 952 | 1458 | 2193 | 3240 | 4065 | 5029 | 6184 | 7496 | 8969 | 10551 | 12442 | 14425 | 16448 | 18428 | 20406 | 22232 | 23824 | 25224 | 26404 | 27373 | 27701 | 28028 | 28330 | 28653 | 28967 | 63 | 288 | 609 | 1170 | 2098 | 3618 | 4979 | 6654 | 8644 | 10893 | 13588 | 16418 | 19196 | 21691 | 23784 | 25401 | 26531 | 27310 | 27785 | 28076 | 28054 | 27910 | 27723 | 27481 | 27195 | 26845 | 26429 | 25976 | 25458 | 24862 | 63 | 194 | 356 | 592 | 936 | 1447 | 2196 | 3271 | 4796 | 6110 | 7719 | 9638 | 11826 | 14226 | 16605 | 18986 | 21222 | 23220 | 24884 | 26209 | 27232 | 27941 | 28084 | 27915 | 27647 | 27264 | 26785 | 26377 | 25940 | 25457 | 63 | 316 | 689 | 1290 | 2279 | 3877 | 5347 | 7286 | 9627 | 12340 | 15274 | 18214 | 20973 | 23330 | 25141 | 26425 | 27243 | 27726 | 27894 | 27646 | 27327 | 26933 | 26447 | 25839 | 25112 | 24259 | 23276 | 22140 | 20844 | 19364 | 63 | 530 | 803 | 1189 | 1699 | 2430 | 3375 | 4566 | 6091 | 8047 | 10036 | 11918 | 13768 | 15589 | 17378 | 19110 | 20800 | 22446 | 24052 | 25557 | 26937 | 28170 | 29252 | 30170 | 30917 | 31549 | 32106 | 32611 | 33109 | 33351
PSS | FORDEN T1 | 21 | 30 | 43 | 59 | 90 | 135 | 199 | 295 | 429 | 533 | 657 | 803 | 968 | 1154 | 1352 | 1588 | 1835 | 2084 | 2329 | 2568 | 2789 | 2978 | 3144 | 3283 | 3394 | 3425 | 3459 | 3490 | 3526 | 3562 | 21 | 46 | 88 | 161 | 281 | 481 | 653 | 868 | 1121 | 1407 | 1749 | 2105 | 2450 | 2758 | 3008 | 3196 | 3320 | 3399 | 3442 | 3466 | 3452 | 3426 | 3397 | 3361 | 3322 | 3275 | 3217 | 3158 | 3091 | 3011 | 21 | 36 | 56 | 86 | 131 | 197 | 291 | 429 | 624 | 789 | 991 | 1230 | 1502 | 1800 | 2092 | 2382 | 2650 | 2887 | 3084 | 3239 | 3359 | 3440 | 3450 | 3422 | 3386 | 3336 | 3278 | 3228 | 3174 | 3116 | 21 | 50 | 98 | 175 | 300 | 505 | 692 | 935 | 1229 | 1569 | 1934 | 2294 | 2632 | 2911 | 3123 | 3268 | 3359 | 3412 | 3424 | 3387 | 3342 | 3287 | 3220 | 3140 | 3046 | 2932 | 2802 | 2653 | 2486 | 2291 | 21 | 63 | 99 | 147 | 213 | 306 | 427 | 576 | 767 | 1014 | 1264 | 1498 | 1725 | 1947 | 2161 | 2366 | 2563 | 2756 | 2946 | 3124 | 3289 | 3436 | 3565 | 3672 | 3760 | 3833 | 3899 | 3957 | 4012 | 4035
PSS | FOUR CROSSES T1 | 2 | 6 | 10 | 17 | 26 | 42 | 62 | 94 | 141 | 174 | 217 | 269 | 328 | 394 | 468 | 555 | 651 | 750 | 849 | 953 | 1050 | 1138 | 1218 | 1287 | 1348 | 1378 | 1406 | 1428 | 1447 | 1466 | 2 | 12 | 25 | 47 | 86 | 148 | 206 | 276 | 360 | 456 | 574 | 701 | 833 | 959 | 1071 | 1170 | 1251 | 1314 | 1361 | 1394 | 1407 | 1414 | 1414 | 1408 | 1401 | 1389 | 1375 | 1358 | 1341 | 1317 | 2 | 8 | 16 | 25 | 39 | 61 | 93 | 143 | 208 | 267 | 341 | 428 | 532 | 648 | 768 | 893 | 1014 | 1125 | 1221 | 1298 | 1358 | 1401 | 1420 | 1421 | 1411 | 1393 | 1371 | 1349 | 1329 | 1303 | 2 | 15 | 30 | 55 | 100 | 170 | 235 | 322 | 430 | 556 | 694 | 842 | 986 | 1116 | 1225 | 1306 | 1362 | 1399 | 1417 | 1414 | 1407 | 1393 | 1378 | 1355 | 1328 | 1297 | 1259 | 1217 | 1168 | 1111 | 2 | 27 | 39 | 58 | 80 | 115 | 162 | 218 | 292 | 389 | 488 | 585 | 685 | 786 | 892 | 998 | 1105 | 1207 | 1306 | 1394 | 1474 | 1545 | 1610 | 1666 | 1711 | 1749 | 1783 | 1815 | 1848 | 1867
PSS | FRODSHAM LOCAL T1 | 64 | 80 | 108 | 154 | 224 | 331 | 492 | 725 | 1053 | 1307 | 1602 | 1960 | 2368 | 2826 | 3317 | 3903 | 4523 | 5157 | 5780 | 6404 | 6978 | 7489 | 7934 | 8315 | 8626 | 8741 | 8849 | 8952 | 9053 | 9152 | 64 | 120 | 218 | 393 | 684 | 1155 | 1571 | 2083 | 2694 | 3384 | 4215 | 5091 | 5954 | 6735 | 7400 | 7925 | 8301 | 8569 | 8738 | 8845 | 8852 | 8818 | 8768 | 8700 | 8617 | 8513 | 8387 | 8251 | 8094 | 7916 | 64 | 94 | 145 | 216 | 324 | 483 | 715 | 1051 | 1525 | 1932 | 2430 | 3022 | 3705 | 4453 | 5201 | 5951 | 6661 | 7300 | 7831 | 8256 | 8585 | 8814 | 8871 | 8825 | 8746 | 8627 | 8478 | 8350 | 8212 | 8059 | 64 | 131 | 246 | 435 | 745 | 1242 | 1696 | 2296 | 3022 | 3864 | 4780 | 5704 | 6576 | 7327 | 7913 | 8331 | 8600 | 8764 | 8824 | 8755 | 8664 | 8545 | 8399 | 8217 | 7997 | 7740 | 7441 | 7099 | 6706 | 6258 | 64 | 155 | 237 | 352 | 504 | 724 | 1008 | 1363 | 1824 | 2415 | 3014 | 3588 | 4154 | 4715 | 5273 | 5816 | 6350 | 6867 | 7371 | 7838 | 8268 | 8649 | 8987 | 9273 | 9505 | 9703 | 9877 | 10036 | 10194 | 10274
PSS | GADBROOK T1 | 78 | 75 | 84 | 105 | 136 | 189 | 264 | 374 | 525 | 636 | 767 | 926 | 1107 | 1310 | 1530 | 1793 | 2070 | 2355 | 2631 | 2915 | 3176 | 3405 | 3608 | 3780 | 3925 | 3978 | 4030 | 4078 | 4127 | 4173 | 78 | 88 | 133 | 215 | 351 | 570 | 754 | 985 | 1256 | 1567 | 1937 | 2329 | 2719 | 3071 | 3370 | 3610 | 3783 | 3905 | 3984 | 4034 | 4039 | 4028 | 4008 | 3976 | 3939 | 3893 | 3840 | 3779 | 3710 | 3630 | 78 | 82 | 102 | 134 | 184 | 259 | 366 | 522 | 736 | 917 | 1141 | 1406 | 1711 | 2046 | 2384 | 2722 | 3044 | 3333 | 3574 | 3766 | 3916 | 4021 | 4047 | 4030 | 3994 | 3941 | 3876 | 3817 | 3755 | 3686 | 78 | 96 | 148 | 235 | 378 | 609 | 811 | 1080 | 1405 | 1784 | 2196 | 2610 | 3006 | 3345 | 3613 | 3804 | 3927 | 4001 | 4029 | 4001 | 3962 | 3911 | 3848 | 3766 | 3668 | 3553 | 3422 | 3271 | 3096 | 2895 | 78 | 82 | 120 | 173 | 244 | 345 | 478 | 643 | 855 | 1130 | 1408 | 1674 | 1939 | 2200 | 2460 | 2713 | 2964 | 3204 | 3442 | 3661 | 3861 | 4040 | 4197 | 4333 | 4440 | 4535 | 4619 | 4695 | 4771 | 4807
PSS | GAERWEN VIEW T1 | 2 | 6 | 12 | 19 | 27 | 44 | 65 | 98 | 146 | 183 | 228 | 281 | 342 | 410 | 487 | 577 | 677 | 778 | 880 | 988 | 1088 | 1178 | 1261 | 1332 | 1394 | 1423 | 1450 | 1474 | 1495 | 1514 | 2 | 15 | 27 | 51 | 93 | 156 | 215 | 290 | 375 | 477 | 599 | 731 | 866 | 997 | 1113 | 1214 | 1298 | 1363 | 1408 | 1441 | 1455 | 1461 | 1461 | 1457 | 1449 | 1438 | 1422 | 1405 | 1387 | 1362 | 2 | 9 | 16 | 27 | 42 | 65 | 98 | 149 | 216 | 279 | 355 | 447 | 554 | 674 | 799 | 925 | 1051 | 1165 | 1264 | 1342 | 1405 | 1447 | 1467 | 1467 | 1456 | 1440 | 1417 | 1394 | 1372 | 1346 | 2 | 15 | 33 | 58 | 107 | 179 | 247 | 337 | 449 | 578 | 725 | 878 | 1026 | 1159 | 1272 | 1357 | 1413 | 1451 | 1467 | 1466 | 1458 | 1443 | 1427 | 1405 | 1378 | 1342 | 1305 | 1260 | 1208 | 1147 | 2 | 29 | 43 | 59 | 82 | 116 | 161 | 216 | 288 | 387 | 482 | 578 | 675 | 775 | 879 | 982 | 1088 | 1187 | 1285 | 1371 | 1450 | 1524 | 1585 | 1642 | 1686 | 1723 | 1757 | 1789 | 1823 | 1842
PSS | GIGG LA THELWALL T1 / HILLCLIFFE T1 / STOCKTON HEATH T1 / STRETTON IND EST T1 | 57 | 135 | 219 | 345 | 534 | 829 | 1265 | 1900 | 2803 | 3508 | 4337 | 5326 | 6450 | 7706 | 9048 | 10650 | 12322 | 14021 | 15665 | 17303 | 18801 | 20092 | 21217 | 22158 | 22921 | 23139 | 23367 | 23591 | 23842 | 24094 | 57 | 261 | 541 | 1031 | 1849 | 3183 | 4367 | 5830 | 7554 | 9501 | 11825 | 14252 | 16608 | 18696 | 20403 | 21683 | 22535 | 23088 | 23394 | 23566 | 23487 | 23325 | 23136 | 22911 | 22651 | 22347 | 21987 | 21596 | 21151 | 20642 | 57 | 178 | 317 | 526 | 824 | 1268 | 1912 | 2845 | 4158 | 5282 | 6656 | 8288 | 10145 | 12167 | 14148 | 16114 | 17946 | 19567 | 20907 | 21969 | 22784 | 23349 | 23424 | 23246 | 23009 | 22684 | 22285 | 21952 | 21599 | 21204 | 57 | 277 | 599 | 1121 | 1974 | 3348 | 4613 | 6272 | 8270 | 10574 | 13052 | 15508 | 17787 | 19701 | 21147 | 22148 | 22765 | 23118 | 23220 | 22971 | 22669 | 22309 | 21872 | 21333 | 20692 | 19942 | 19076 | 18081 | 16936 | 15630 | 57 | 475 | 715 | 1053 | 1502 | 2142 | 2967 | 4002 | 5326 | 7016 | 8722 | 10327 | 11883 | 13406 | 14872 | 16275 | 17638 | 18963 | 20271 | 21503 | 22644 | 23658 | 24559 | 25308 | 25926 | 26454 | 26919 | 27333 | 27732 | 27918
PSS | GILBROOK DOCK T1 / HILL RD T1 / MOBIL OIL (WALLASEY) T1 | 15 | 25 | 33 | 55 | 87 | 136 | 208 | 315 | 467 | 592 | 735 | 911 | 1115 | 1354 | 1623 | 1945 | 2301 | 2682 | 3075 | 3487 | 3894 | 4281 | 4635 | 4950 | 5222 | 5392 | 5535 | 5650 | 5745 | 5823 | 15 | 36 | 80 | 151 | 270 | 464 | 641 | 864 | 1133 | 1456 | 1854 | 2305 | 2787 | 3275 | 3764 | 4224 | 4628 | 4971 | 5237 | 5437 | 5557 | 5633 | 5671 | 5686 | 5684 | 5662 | 5633 | 5594 | 5550 | 5493 | 15 | 29 | 48 | 81 | 129 | 202 | 309 | 469 | 697 | 906 | 1171 | 1491 | 1873 | 2310 | 2787 | 3294 | 3805 | 4287 | 4707 | 5056 | 5329 | 5525 | 5643 | 5683 | 5669 | 5606 | 5532 | 5451 | 5361 | 5254 | 15 | 49 | 103 | 192 | 340 | 578 | 804 | 1109 | 1488 | 1946 | 2474 | 3052 | 3646 | 4206 | 4689 | 5076 | 5357 | 5553 | 5654 | 5686 | 5695 | 5681 | 5653 | 5601 | 5534 | 5453 | 5355 | 5242 | 5112 | 4967 | 15 | 83 | 123 | 176 | 249 | 356 | 497 | 679 | 919 | 1239 | 1576 | 1920 | 2286 | 2673 | 3104 | 3551 | 4005 | 4442 | 4855 | 5221 | 5548 | 5841 | 6096 | 6338 | 6526 | 6677 | 6818 | 6965 | 7117 | 7222
PSS | GLAN-YR-AFON T1 | 21 | 22 | 28 | 36 | 51 | 73 | 104 | 151 | 218 | 266 | 325 | 396 | 475 | 569 | 669 | 787 | 918 | 1048 | 1180 | 1316 | 1440 | 1554 | 1656 | 1743 | 1816 | 1850 | 1881 | 1907 | 1931 | 1952 | 21 | 30 | 48 | 81 | 138 | 229 | 308 | 407 | 523 | 658 | 821 | 995 | 1173 | 1339 | 1484 | 1607 | 1705 | 1777 | 1830 | 1867 | 1879 | 1882 | 1878 | 1868 | 1855 | 1837 | 1816 | 1791 | 1763 | 1730 | 21 | 26 | 35 | 50 | 69 | 101 | 146 | 214 | 307 | 387 | 489 | 608 | 747 | 903 | 1061 | 1224 | 1381 | 1521 | 1642 | 1741 | 1816 | 1871 | 1890 | 1887 | 1873 | 1850 | 1820 | 1791 | 1763 | 1730 | 21 | 33 | 55 | 93 | 155 | 253 | 341 | 461 | 608 | 779 | 968 | 1161 | 1351 | 1517 | 1653 | 1754 | 1821 | 1863 | 1883 | 1877 | 1864 | 1843 | 1819 | 1786 | 1748 | 1699 | 1645 | 1583 | 1512 | 1431 | 21 | 33 | 50 | 72 | 104 | 149 | 207 | 278 | 373 | 495 | 621 | 744 | 866 | 992 | 1119 | 1248 | 1376 | 1497 | 1617 | 1724 | 1822 | 1909 | 1985 | 2054 | 2108 | 2153 | 2194 | 2234 | 2271 | 2293
PSS | GRAIG FAWR T1 | 51 | 65 | 88 | 127 | 183 | 273 | 404 | 595 | 865 | 1074 | 1319 | 1614 | 1944 | 2321 | 2722 | 3202 | 3708 | 4223 | 4724 | 5228 | 5692 | 6092 | 6447 | 6744 | 6991 | 7074 | 7153 | 7232 | 7312 | 7389 | 51 | 100 | 182 | 325 | 567 | 960 | 1303 | 1730 | 2233 | 2809 | 3490 | 4209 | 4916 | 5549 | 6078 | 6487 | 6775 | 6971 | 7091 | 7164 | 7156 | 7119 | 7071 | 7007 | 6935 | 6846 | 6740 | 6626 | 6493 | 6340 | 51 | 79 | 119 | 179 | 267 | 399 | 591 | 870 | 1258 | 1591 | 2001 | 2489 | 3041 | 3650 | 4255 | 4858 | 5427 | 5933 | 6355 | 6689 | 6948 | 7129 | 7162 | 7120 | 7051 | 6955 | 6832 | 6727 | 6618 | 6494 | 51 | 108 | 204 | 358 | 612 | 1024 | 1396 | 1888 | 2483 | 3171 | 3917 | 4663 | 5362 | 5959 | 6418 | 6745 | 6950 | 7072 | 7113 | 7050 | 6970 | 6867 | 6742 | 6587 | 6401 | 6185 | 5936 | 5649 | 5318 | 4941 | 51 | 124 | 196 | 293 | 423 | 606 | 848 | 1148 | 1534 | 2032 | 2536 | 3015 | 3483 | 3946 | 4399 | 4839 | 5269 | 5684 | 6092 | 6473 | 6823 | 7133 | 7408 | 7639 | 7826 | 7988 | 8127 | 8253 | 8378 | 8439
PSS | GRAVEL T1 / WCB PLASTICS T1 / WHARTON T1 | 219 | 170 | 169 | 175 | 198 | 234 | 284 | 350 | 439 | 480 | 530 | 594 | 668 | 751 | 839 | 945 | 1058 | 1172 | 1284 | 1394 | 1494 | 1581 | 1657 | 1722 | 1775 | 1790 | 1807 | 1821 | 1839 | 1857 | 219 | 166 | 189 | 238 | 319 | 443 | 524 | 624 | 739 | 871 | 1031 | 1193 | 1356 | 1496 | 1612 | 1695 | 1754 | 1788 | 1808 | 1819 | 1814 | 1803 | 1790 | 1774 | 1757 | 1735 | 1710 | 1684 | 1652 | 1618 | 219 | 181 | 183 | 199 | 226 | 268 | 326 | 406 | 519 | 590 | 680 | 786 | 911 | 1045 | 1179 | 1311 | 1434 | 1544 | 1635 | 1706 | 1763 | 1802 | 1810 | 1797 | 1783 | 1761 | 1734 | 1711 | 1684 | 1657 | 219 | 180 | 200 | 251 | 330 | 453 | 539 | 651 | 786 | 941 | 1110 | 1277 | 1431 | 1562 | 1660 | 1727 | 1771 | 1797 | 1801 | 1786 | 1765 | 1743 | 1715 | 1678 | 1634 | 1585 | 1527 | 1459 | 1380 | 1292 | 219 | 36 | 54 | 75 | 108 | 150 | 206 | 276 | 365 | 480 | 597 | 705 | 809 | 913 | 1012 | 1110 | 1202 | 1293 | 1381 | 1466 | 1543 | 1611 | 1675 | 1726 | 1770 | 1807 | 1839 | 1868 | 1895 | 1909
PSS | GREASBY T1 / SAUGHALL MASSIE T1 / UPTON T1 | 43 | 86 | 135 | 210 | 328 | 508 | 778 | 1169 | 1726 | 2162 | 2676 | 3294 | 3993 | 4781 | 5632 | 6649 | 7721 | 8824 | 9905 | 10991 | 12002 | 12893 | 13680 | 14351 | 14903 | 15114 | 15314 | 15496 | 15681 | 15858 | 43 | 156 | 326 | 622 | 1111 | 1914 | 2627 | 3514 | 4564 | 5758 | 7190 | 8708 | 10205 | 11564 | 12731 | 13651 | 14322 | 14800 | 15108 | 15308 | 15328 | 15278 | 15194 | 15080 | 14938 | 14760 | 14547 | 14313 | 14047 | 13741 | 43 | 109 | 193 | 319 | 500 | 772 | 1170 | 1745 | 2554 | 3259 | 4125 | 5153 | 6338 | 7636 | 8938 | 10251 | 11491 | 12609 | 13542 | 14290 | 14867 | 15269 | 15373 | 15298 | 15162 | 14955 | 14696 | 14474 | 14235 | 13969 | 43 | 174 | 371 | 692 | 1220 | 2072 | 2855 | 3892 | 5145 | 6604 | 8196 | 9799 | 11320 | 12632 | 13659 | 14399 | 14878 | 15166 | 15276 | 15164 | 15007 | 14808 | 14559 | 14245 | 13869 | 13428 | 12918 | 12328 | 11658 | 10892 | 43 | 287 | 434 | 641 | 915 | 1309 | 1820 | 2463 | 3289 | 4352 | 5437 | 6472 | 7494 | 8511 | 9523 | 10511 | 11480 | 12422 | 13337 | 14187 | 14966 | 15659 | 16268 | 16789 | 17213 | 17566 | 17880 | 18170 | 18457 | 18604
PSS | GREAT SANKEY T1 / PENKETH T1 / WIDNES RD T1 | 104 | 142 | 197 | 287 | 426 | 642 | 962 | 1424 | 2084 | 2594 | 3194 | 3914 | 4731 | 5653 | 6644 | 7833 | 9082 | 10360 | 11614 | 12878 | 14049 | 15077 | 15983 | 16755 | 17389 | 17623 | 17847 | 18052 | 18262 | 18466 | 104 | 221 | 420 | 773 | 1357 | 2309 | 3149 | 4188 | 5421 | 6823 | 8500 | 10274 | 12020 | 13602 | 14946 | 16003 | 16761 | 17297 | 17635 | 17847 | 17860 | 17791 | 17685 | 17543 | 17371 | 17158 | 16904 | 16628 | 16313 | 15950 | 104 | 171 | 268 | 417 | 631 | 952 | 1424 | 2100 | 3056 | 3877 | 4887 | 6090 | 7468 | 8982 | 10493 | 12011 | 13448 | 14735 | 15809 | 16667 | 17331 | 17793 | 17902 | 17809 | 17643 | 17400 | 17098 | 16838 | 16563 | 16253 | 104 | 244 | 476 | 855 | 1478 | 2485 | 3403 | 4614 | 6083 | 7784 | 9636 | 11501 | 13265 | 14781 | 15957 | 16800 | 17343 | 17671 | 17788 | 17646 | 17454 | 17216 | 16919 | 16547 | 16099 | 15578 | 14972 | 14275 | 13485 | 12578 | 104 | 341 | 513 | 758 | 1083 | 1547 | 2149 | 2904 | 3878 | 5129 | 6402 | 7613 | 8806 | 9990 | 11164 | 12306 | 13426 | 14511 | 15570 | 16557 | 17458 | 18261 | 18966 | 19568 | 20054 | 20464 | 20828 | 21157 | 21486 | 21648
PSS | GREAT SUTTON T1 / LITTLE SUTTON T1 / STRAWBERRY ROUNDABOUT T1 / SUTTON HALL WWB T1 / WHITBY MAIN T2 | 52 | 138 | 233 | 374 | 589 | 924 | 1420 | 2146 | 3179 | 3993 | 4948 | 6094 | 7402 | 8871 | 10459 | 12356 | 14358 | 16413 | 18435 | 20472 | 22368 | 24038 | 25522 | 26781 | 27821 | 28225 | 28608 | 28954 | 29305 | 29637 | 52 | 272 | 585 | 1132 | 2043 | 3526 | 4858 | 6504 | 8455 | 10679 | 13347 | 16174 | 18970 | 21515 | 23698 | 25438 | 26705 | 27623 | 28210 | 28597 | 28648 | 28566 | 28419 | 28209 | 27950 | 27621 | 27226 | 26795 | 26302 | 25733 | 52 | 181 | 339 | 572 | 911 | 1417 | 2151 | 3216 | 4728 | 6040 | 7652 | 9573 | 11782 | 14212 | 16646 | 19102 | 21429 | 23524 | 25279 | 26687 | 27776 | 28534 | 28736 | 28607 | 28353 | 27969 | 27492 | 27074 | 26626 | 26125 | 52 | 303 | 671 | 1268 | 2244 | 3828 | 5292 | 7221 | 9562 | 12282 | 15249 | 18249 | 21100 | 23563 | 25491 | 26883 | 27796 | 28347 | 28559 | 28357 | 28071 | 27710 | 27249 | 26670 | 25974 | 25156 | 24211 | 23119 | 21876 | 20458 | 52 | 499 | 774 | 1160 | 1671 | 2404 | 3353 | 4552 | 6094 | 8076 | 10102 | 12037 | 13949 | 15857 | 17759 | 19617 | 21441 | 23214 | 24934 | 26535 | 27996 | 29300 | 30441 | 31427 | 32220 | 32885 | 33476 | 34024 | 34568 | 34847
PSS | GREENFIELD T1 / GREENFIELD T2 | 88 | 82 | 94 | 116 | 150 | 207 | 289 | 406 | 567 | 688 | 828 | 997 | 1190 | 1407 | 1641 | 1921 | 2220 | 2522 | 2816 | 3121 | 3397 | 3640 | 3858 | 4039 | 4191 | 4248 | 4302 | 4353 | 4404 | 4454 | 88 | 100 | 149 | 236 | 384 | 619 | 817 | 1063 | 1354 | 1686 | 2084 | 2503 | 2917 | 3294 | 3612 | 3864 | 4049 | 4175 | 4257 | 4310 | 4314 | 4301 | 4278 | 4244 | 4203 | 4156 | 4096 | 4031 | 3958 | 3871 | 88 | 92 | 115 | 149 | 202 | 282 | 398 | 566 | 796 | 989 | 1227 | 1512 | 1838 | 2196 | 2554 | 2915 | 3259 | 3564 | 3819 | 4025 | 4182 | 4294 | 4321 | 4302 | 4263 | 4207 | 4137 | 4073 | 4008 | 3935 | 88 | 108 | 163 | 257 | 413 | 660 | 878 | 1163 | 1513 | 1916 | 2356 | 2801 | 3221 | 3581 | 3864 | 4067 | 4198 | 4277 | 4308 | 4275 | 4234 | 4174 | 4108 | 4020 | 3915 | 3792 | 3651 | 3486 | 3300 | 3083 | 88 | 77 | 117 | 173 | 248 | 356 | 494 | 666 | 891 | 1179 | 1475 | 1752 | 2030 | 2305 | 2579 | 2843 | 3105 | 3359 | 3607 | 3836 | 4045 | 4234 | 4398 | 4539 | 4651 | 4751 | 4836 | 4917 | 4994 | 5034
PSS | GROSVENOR ST T1 / LINENHALL ST T1 / NORTHGATE TERRACE T1 / STATION VIEW T1 / TOMULAR PLACE T1 | 15 | 40 | 69 | 108 | 161 | 249 | 373 | 555 | 810 | 1014 | 1248 | 1528 | 1845 | 2201 | 2584 | 3039 | 3515 | 4001 | 4480 | 4941 | 5362 | 5737 | 6065 | 6342 | 6571 | 6641 | 6718 | 6791 | 6867 | 6942 | 15 | 79 | 157 | 291 | 512 | 870 | 1190 | 1584 | 2052 | 2583 | 3218 | 3890 | 4548 | 5144 | 5644 | 6038 | 6325 | 6525 | 6657 | 6741 | 6756 | 6741 | 6714 | 6674 | 6623 | 6552 | 6467 | 6361 | 6238 | 6091 | 15 | 50 | 93 | 150 | 231 | 354 | 530 | 783 | 1141 | 1452 | 1831 | 2283 | 2801 | 3368 | 3934 | 4499 | 5036 | 5516 | 5921 | 6248 | 6504 | 6687 | 6740 | 6722 | 6676 | 6605 | 6499 | 6395 | 6287 | 6163 | 15 | 83 | 176 | 320 | 553 | 929 | 1279 | 1735 | 2291 | 2933 | 3632 | 4333 | 4998 | 5567 | 6015 | 6335 | 6550 | 6684 | 6745 | 6708 | 6653 | 6576 | 6479 | 6352 | 6197 | 6009 | 5790 | 5522 | 5208 | 4852 | 15 | 96 | 141 | 200 | 281 | 398 | 549 | 738 | 979 | 1296 | 1610 | 1915 | 2213 | 2513 | 2811 | 3101 | 3390 | 3672 | 3947 | 4211 | 4453 | 4677 | 4874 | 5053 | 5203 | 5336 | 5456 | 5570 | 5684 | 5755
PSS | GWERSYLLT T1 | 15 | 36 | 61 | 98 | 152 | 239 | 363 | 548 | 808 | 1009 | 1251 | 1538 | 1865 | 2234 | 2632 | 3110 | 3612 | 4128 | 4632 | 5149 | 5621 | 6042 | 6414 | 6730 | 6990 | 7094 | 7191 | 7280 | 7369 | 7452 | 15 | 76 | 156 | 296 | 529 | 909 | 1245 | 1663 | 2157 | 2720 | 3396 | 4112 | 4819 | 5465 | 6020 | 6467 | 6794 | 7031 | 7192 | 7300 | 7323 | 7318 | 7294 | 7255 | 7205 | 7139 | 7054 | 6963 | 6855 | 6730 | 15 | 51 | 90 | 151 | 237 | 365 | 552 | 825 | 1206 | 1540 | 1945 | 2429 | 2985 | 3597 | 4213 | 4834 | 5422 | 5951 | 6399 | 6756 | 7035 | 7231 | 7292 | 7269 | 7214 | 7127 | 7019 | 6922 | 6813 | 6689 | 15 | 80 | 175 | 325 | 575 | 973 | 1344 | 1829 | 2417 | 3101 | 3850 | 4606 | 5323 | 5944 | 6432 | 6784 | 7018 | 7164 | 7223 | 7178 | 7117 | 7033 | 6927 | 6791 | 6627 | 6434 | 6207 | 5947 | 5641 | 5285 | 15 | 133 | 205 | 305 | 435 | 623 | 865 | 1167 | 1560 | 2063 | 2572 | 3062 | 3545 | 4025 | 4505 | 4976 | 5438 | 5888 | 6328 | 6737 | 7114 | 7452 | 7754 | 8016 | 8233 | 8419 | 8585 | 8743 | 8899 | 8987
PSS | HALTON RD T1 / MURDISHAW T1 / PERCIVAL LA T4 / RUNCORN CENTRAL T1 | 2 | 54 | 107 | 182 | 293 | 468 | 725 | 1103 | 1638 | 2064 | 2561 | 3156 | 3833 | 4590 | 5401 | 6369 | 7386 | 8417 | 9420 | 10424 | 11343 | 12143 | 12838 | 13425 | 13905 | 14055 | 14205 | 14353 | 14511 | 14668 | 2 | 131 | 295 | 584 | 1065 | 1851 | 2558 | 3428 | 4456 | 5623 | 7012 | 8471 | 9892 | 11161 | 12209 | 13006 | 13554 | 13917 | 14128 | 14250 | 14215 | 14126 | 14016 | 13883 | 13726 | 13541 | 13319 | 13082 | 12809 | 12495 | 2 | 79 | 164 | 285 | 462 | 725 | 1108 | 1665 | 2447 | 3125 | 3953 | 4936 | 6059 | 7281 | 8492 | 9694 | 10823 | 11820 | 12652 | 13308 | 13814 | 14165 | 14221 | 14122 | 13980 | 13779 | 13534 | 13326 | 13103 | 12862 | 2 | 141 | 334 | 642 | 1150 | 1969 | 2730 | 3725 | 4931 | 6319 | 7822 | 9316 | 10710 | 11889 | 12788 | 13417 | 13813 | 14040 | 14112 | 13971 | 13796 | 13582 | 13322 | 13001 | 12618 | 12172 | 11655 | 11061 | 10380 | 9603 | 2 | 262 | 407 | 608 | 876 | 1259 | 1753 | 2373 | 3168 | 4188 | 5218 | 6193 | 7145 | 8078 | 8985 | 9859 | 10708 | 11535 | 12345 | 13107 | 13806 | 14431 | 14979 | 15439 | 15815 | 16134 | 16413 | 16662 | 16905 | 17018
PSS | HARLECH T1 | 9 | 20 | 31 | 51 | 77 | 118 | 182 | 273 | 404 | 505 | 626 | 769 | 934 | 1120 | 1324 | 1565 | 1821 | 2092 | 2359 | 2623 | 2874 | 3102 | 3302 | 3478 | 3622 | 3687 | 3745 | 3798 | 3843 | 3885 | 9 | 36 | 71 | 137 | 246 | 424 | 583 | 779 | 1013 | 1284 | 1610 | 1961 | 2316 | 2646 | 2940 | 3189 | 3383 | 3532 | 3636 | 3708 | 3735 | 3741 | 3734 | 3716 | 3691 | 3657 | 3612 | 3565 | 3509 | 3445 | 9 | 24 | 43 | 72 | 111 | 173 | 264 | 395 | 578 | 743 | 944 | 1185 | 1466 | 1774 | 2091 | 2417 | 2732 | 3017 | 3260 | 3456 | 3610 | 3718 | 3758 | 3752 | 3728 | 3680 | 3620 | 3565 | 3509 | 3441 | 9 | 39 | 85 | 158 | 278 | 473 | 652 | 892 | 1182 | 1524 | 1903 | 2294 | 2670 | 3005 | 3277 | 3479 | 3615 | 3705 | 3743 | 3727 | 3705 | 3665 | 3617 | 3554 | 3476 | 3384 | 3274 | 3150 | 3008 | 2846 | 9 | 57 | 87 | 128 | 183 | 261 | 365 | 495 | 662 | 884 | 1109 | 1329 | 1552 | 1780 | 2015 | 2251 | 2483 | 2709 | 2925 | 3127 | 3306 | 3467 | 3606 | 3733 | 3832 | 3915 | 3990 | 4064 | 4136 | 4179
PSS | HARRINGTON ST T1 / PARADISE ST T1 | 4 | 7 | 10 | 15 | 20 | 28 | 37 | 52 | 76 | 92 | 112 | 136 | 161 | 191 | 222 | 259 | 300 | 338 | 380 | 419 | 453 | 488 | 515 | 542 | 565 | 571 | 580 | 594 | 605 | 617 | 4 | 13 | 20 | 34 | 55 | 89 | 117 | 152 | 192 | 239 | 298 | 356 | 413 | 466 | 511 | 549 | 573 | 597 | 610 | 622 | 628 | 634 | 638 | 640 | 642 | 640 | 635 | 629 | 614 | 601 | 4 | 9 | 13 | 20 | 28 | 41 | 55 | 77 | 109 | 135 | 168 | 208 | 254 | 303 | 351 | 400 | 447 | 491 | 528 | 560 | 586 | 608 | 619 | 623 | 627 | 627 | 619 | 610 | 597 | 584 | 4 | 12 | 23 | 37 | 58 | 91 | 123 | 165 | 213 | 270 | 333 | 397 | 459 | 513 | 557 | 592 | 615 | 632 | 645 | 648 | 650 | 649 | 646 | 641 | 633 | 620 | 604 | 580 | 549 | 513 | 4 | 21 | 22 | 25 | 29 | 33 | 41 | 48 | 59 | 73 | 88 | 98 | 111 | 124 | 138 | 150 | 164 | 179 | 196 | 212 | 229 | 247 | 265 | 284 | 301 | 318 | 337 | 355 | 372 | 385
PSS | HARRINGTON ST T2 / HIGHFIELD ST T1 | 2 | 2 | 2 | 2 | 2 | 3 | 3 | 6 | 6 | 7 | 8 | 9 | 10 | 12 | 13 | 15 | 17 | 18 | 20 | 22 | 24 | 26 | 27 | 28 | 29 | 29 | 29 | 29 | 30 | 30 | 2 | 2 | 2 | 3 | 4 | 7 | 8 | 10 | 11 | 14 | 17 | 19 | 21 | 24 | 26 | 28 | 29 | 29 | 29 | 29 | 29 | 29 | 29 | 28 | 28 | 28 | 27 | 27 | 27 | 26 | 2 | 2 | 2 | 2 | 3 | 3 | 4 | 7 | 8 | 9 | 10 | 12 | 14 | 16 | 19 | 21 | 23 | 24 | 26 | 27 | 29 | 29 | 29 | 29 | 29 | 28 | 28 | 28 | 26 | 26 | 2 | 2 | 3 | 3 | 4 | 7 | 9 | 10 | 12 | 15 | 19 | 21 | 24 | 26 | 28 | 29 | 30 | 31 | 31 | 30 | 30 | 30 | 29 | 28 | 28 | 27 | 26 | 24 | 23 | 21 | 2 | 2 | 4 | 5 | 6 | 8 | 10 | 13 | 17 | 23 | 28 | 33 | 38 | 43 | 46 | 51 | 55 | 59 | 64 | 67 | 71 | 74 | 76 | 79 | 80 | 82 | 83 | 85 | 86 | 87
PSS | HARRINGTON ST T3 / LIME ST T1 | 12 | 12 | 13 | 15 | 18 | 25 | 32 | 43 | 57 | 65 | 80 | 92 | 110 | 129 | 149 | 172 | 197 | 222 | 247 | 271 | 293 | 317 | 339 | 357 | 372 | 381 | 390 | 401 | 412 | 423 | 12 | 15 | 20 | 30 | 44 | 64 | 83 | 106 | 133 | 163 | 198 | 237 | 275 | 312 | 345 | 371 | 393 | 411 | 427 | 441 | 449 | 458 | 466 | 472 | 477 | 481 | 483 | 478 | 469 | 456 | 12 | 14 | 16 | 19 | 24 | 31 | 42 | 58 | 79 | 96 | 117 | 143 | 171 | 205 | 237 | 269 | 301 | 332 | 360 | 383 | 405 | 423 | 437 | 447 | 453 | 460 | 459 | 449 | 439 | 428 | 12 | 15 | 22 | 31 | 45 | 66 | 87 | 113 | 145 | 182 | 223 | 264 | 304 | 343 | 375 | 399 | 421 | 437 | 453 | 461 | 469 | 474 | 479 | 482 | 482 | 478 | 473 | 457 | 437 | 412 | 12 | 5 | 8 | 9 | 11 | 14 | 19 | 24 | 30 | 41 | 50 | 61 | 71 | 81 | 92 | 104 | 115 | 129 | 144 | 160 | 177 | 195 | 214 | 236 | 256 | 276 | 296 | 316 | 336 | 353
PSS | HARTFORD T1 | 87 | 107 | 142 | 204 | 296 | 442 | 658 | 973 | 1414 | 1757 | 2158 | 2640 | 3196 | 3819 | 4498 | 5307 | 6167 | 7055 | 7933 | 8817 | 9649 | 10388 | 11049 | 11614 | 12082 | 12280 | 12464 | 12626 | 12781 | 12929 | 87 | 158 | 288 | 521 | 906 | 1532 | 2086 | 2773 | 3588 | 4520 | 5644 | 6839 | 8034 | 9133 | 10098 | 10884 | 11479 | 11920 | 12220 | 12418 | 12471 | 12460 | 12414 | 12341 | 12242 | 12108 | 11951 | 11777 | 11578 | 11347 | 87 | 126 | 188 | 288 | 430 | 646 | 958 | 1411 | 2055 | 2610 | 3293 | 4110 | 5053 | 6096 | 7153 | 8222 | 9246 | 10176 | 10958 | 11590 | 12079 | 12419 | 12528 | 12492 | 12388 | 12227 | 12024 | 11842 | 11646 | 11429 | 87 | 174 | 329 | 585 | 1003 | 1678 | 2295 | 3111 | 4105 | 5262 | 6537 | 7834 | 9078 | 10168 | 11036 | 11670 | 12094 | 12358 | 12468 | 12398 | 12290 | 12151 | 11967 | 11731 | 11451 | 11118 | 10731 | 10286 | 9779 | 9199 | 87 | 226 | 340 | 497 | 707 | 1011 | 1403 | 1899 | 2539 | 3366 | 4215 | 5032 | 5844 | 6662 | 7492 | 8309 | 9115 | 9897 | 10655 | 11353 | 11990 | 12555 | 13052 | 13487 | 13834 | 14124 | 14383 | 14629 | 14874 | 15006
PSS | HASKAYNE T1 | 43 | 39 | 42 | 52 | 66 | 90 | 126 | 178 | 249 | 300 | 363 | 439 | 529 | 627 | 738 | 871 | 1017 | 1170 | 1326 | 1485 | 1640 | 1785 | 1917 | 2032 | 2128 | 2183 | 2230 | 2270 | 2303 | 2331 | 43 | 42 | 63 | 98 | 157 | 254 | 337 | 438 | 562 | 702 | 878 | 1069 | 1268 | 1461 | 1644 | 1809 | 1946 | 2060 | 2143 | 2203 | 2235 | 2252 | 2257 | 2254 | 2247 | 2232 | 2211 | 2190 | 2166 | 2135 | 43 | 42 | 49 | 64 | 87 | 122 | 172 | 246 | 349 | 435 | 548 | 682 | 841 | 1016 | 1204 | 1400 | 1593 | 1773 | 1927 | 2052 | 2154 | 2222 | 2259 | 2267 | 2255 | 2226 | 2195 | 2161 | 2127 | 2088 | 43 | 50 | 73 | 115 | 181 | 291 | 390 | 521 | 679 | 870 | 1086 | 1317 | 1544 | 1753 | 1929 | 2065 | 2162 | 2224 | 2256 | 2258 | 2252 | 2239 | 2217 | 2188 | 2153 | 2111 | 2057 | 1999 | 1933 | 1857 | 43 | 41 | 58 | 85 | 118 | 168 | 235 | 319 | 425 | 570 | 718 | 866 | 1017 | 1176 | 1343 | 1515 | 1685 | 1850 | 2007 | 2148 | 2276 | 2390 | 2491 | 2580 | 2652 | 2712 | 2766 | 2819 | 2874 | 2906
PSS | HATHERTON T1 | 30 | 24 | 24 | 27 | 31 | 38 | 47 | 63 | 80 | 92 | 103 | 119 | 139 | 158 | 181 | 207 | 237 | 264 | 291 | 318 | 342 | 364 | 382 | 397 | 412 | 416 | 420 | 423 | 427 | 430 | 30 | 25 | 30 | 40 | 58 | 83 | 104 | 128 | 157 | 188 | 228 | 268 | 308 | 342 | 369 | 388 | 403 | 412 | 417 | 421 | 419 | 416 | 413 | 407 | 404 | 397 | 392 | 384 | 377 | 368 | 30 | 27 | 27 | 31 | 36 | 46 | 59 | 77 | 101 | 119 | 142 | 168 | 199 | 232 | 265 | 298 | 327 | 355 | 377 | 392 | 408 | 418 | 419 | 415 | 411 | 405 | 397 | 393 | 386 | 380 | 30 | 27 | 32 | 42 | 59 | 86 | 107 | 135 | 167 | 207 | 248 | 288 | 326 | 357 | 381 | 398 | 407 | 414 | 415 | 411 | 405 | 400 | 392 | 382 | 371 | 358 | 344 | 327 | 310 | 288 | 30 | 10 | 16 | 22 | 31 | 44 | 60 | 79 | 105 | 138 | 173 | 205 | 234 | 264 | 292 | 321 | 347 | 373 | 399 | 422 | 446 | 464 | 481 | 496 | 508 | 518 | 527 | 534 | 543 | 546
PSS | HERONS WAY T1 / LACHE T1 / MBNA T1 / SMFS KINGSMEADOW T1 | 117 | 125 | 152 | 202 | 281 | 403 | 586 | 845 | 1214 | 1489 | 1815 | 2207 | 2655 | 3158 | 3698 | 4344 | 5025 | 5720 | 6402 | 7087 | 7721 | 8279 | 8768 | 9184 | 9526 | 9648 | 9767 | 9877 | 9991 | 10098 | 117 | 165 | 276 | 473 | 802 | 1331 | 1790 | 2358 | 3034 | 3796 | 4712 | 5679 | 6631 | 7489 | 8217 | 8789 | 9195 | 9482 | 9660 | 9773 | 9773 | 9736 | 9674 | 9597 | 9504 | 9385 | 9247 | 9094 | 8918 | 8722 | 117 | 142 | 192 | 275 | 393 | 573 | 833 | 1207 | 1736 | 2183 | 2732 | 3384 | 4137 | 4959 | 5781 | 6604 | 7382 | 8079 | 8660 | 9123 | 9483 | 9732 | 9789 | 9736 | 9646 | 9514 | 9350 | 9209 | 9058 | 8893 | 117 | 180 | 307 | 520 | 868 | 1424 | 1926 | 2587 | 3384 | 4316 | 5324 | 6343 | 7299 | 8122 | 8762 | 9215 | 9510 | 9685 | 9749 | 9669 | 9564 | 9430 | 9267 | 9062 | 8816 | 8532 | 8198 | 7814 | 7380 | 6884 | 117 | 177 | 266 | 397 | 567 | 811 | 1129 | 1528 | 2042 | 2701 | 3370 | 4012 | 4641 | 5265 | 5879 | 6480 | 7070 | 7640 | 8197 | 8715 | 9187 | 9611 | 9982 | 10299 | 10555 | 10771 | 10961 | 11135 | 11308 | 11392
PSS | HOLMES CHAPEL T1 | 28 | 47 | 70 | 107 | 159 | 246 | 370 | 552 | 809 | 1009 | 1246 | 1527 | 1847 | 2207 | 2592 | 3055 | 3540 | 4035 | 4516 | 5001 | 5445 | 5831 | 6171 | 6459 | 6695 | 6774 | 6852 | 6924 | 7003 | 7078 | 28 | 83 | 159 | 298 | 527 | 899 | 1230 | 1639 | 2124 | 2671 | 3329 | 4016 | 4696 | 5304 | 5812 | 6204 | 6481 | 6670 | 6785 | 6855 | 6848 | 6813 | 6767 | 6707 | 6638 | 6550 | 6447 | 6337 | 6212 | 6068 | 28 | 58 | 99 | 156 | 240 | 366 | 548 | 815 | 1185 | 1506 | 1899 | 2366 | 2900 | 3482 | 4063 | 4643 | 5190 | 5676 | 6081 | 6403 | 6651 | 6823 | 6857 | 6816 | 6749 | 6655 | 6537 | 6437 | 6330 | 6214 | 28 | 90 | 180 | 325 | 570 | 961 | 1319 | 1790 | 2362 | 3022 | 3741 | 4458 | 5129 | 5704 | 6146 | 6459 | 6655 | 6774 | 6815 | 6752 | 6671 | 6575 | 6456 | 6306 | 6128 | 5919 | 5679 | 5402 | 5088 | 4726 | 28 | 134 | 199 | 293 | 417 | 595 | 823 | 1110 | 1477 | 1952 | 2431 | 2887 | 3331 | 3772 | 4203 | 4622 | 5030 | 5427 | 5817 | 6179 | 6511 | 6807 | 7067 | 7289 | 7467 | 7618 | 7751 | 7872 | 7990 | 8047
PSS | HOLT LA (WARRINGTON RD) T1 / PRESCOT GRID T1 / RAINHILL LOCAL T1 / WHISTON HOSP T1 | 15 | 64 | 115 | 189 | 302 | 477 | 735 | 1113 | 1650 | 2077 | 2578 | 3173 | 3854 | 4620 | 5442 | 6426 | 7464 | 8522 | 9558 | 10602 | 11568 | 12414 | 13161 | 13793 | 14315 | 14503 | 14684 | 14852 | 15027 | 15194 | 15 | 138 | 302 | 587 | 1068 | 1846 | 2546 | 3410 | 4437 | 5601 | 6995 | 8467 | 9916 | 11222 | 12333 | 13199 | 13817 | 14254 | 14524 | 14697 | 14702 | 14639 | 14547 | 14429 | 14283 | 14106 | 13895 | 13665 | 13401 | 13096 | 15 | 87 | 171 | 294 | 471 | 734 | 1118 | 1675 | 2463 | 3145 | 3985 | 4982 | 6125 | 7380 | 8628 | 9884 | 11069 | 12129 | 13015 | 13721 | 14263 | 14645 | 14729 | 14651 | 14514 | 14312 | 14063 | 13849 | 13619 | 13364 | 15 | 150 | 344 | 655 | 1164 | 1988 | 2751 | 3756 | 4977 | 6388 | 7923 | 9466 | 10921 | 12170 | 13140 | 13832 | 14277 | 14542 | 14636 | 14516 | 14358 | 14157 | 13907 | 13598 | 13224 | 12788 | 12283 | 11703 | 11042 | 10286 | 15 | 267 | 413 | 613 | 883 | 1267 | 1765 | 2390 | 3195 | 4230 | 5281 | 6281 | 7268 | 8245 | 9208 | 10145 | 11065 | 11955 | 12826 | 13634 | 14375 | 15037 | 15617 | 16111 | 16510 | 16849 | 17148 | 17418 | 17687 | 17820
PSS | HOLWAY RD T1 | 15 | 23 | 33 | 51 | 75 | 111 | 169 | 251 | 369 | 458 | 566 | 695 | 845 | 1013 | 1197 | 1415 | 1649 | 1893 | 2137 | 2382 | 2612 | 2826 | 3011 | 3175 | 3311 | 3374 | 3430 | 3482 | 3527 | 3566 | 15 | 38 | 71 | 130 | 228 | 390 | 533 | 709 | 922 | 1167 | 1463 | 1779 | 2102 | 2405 | 2680 | 2910 | 3093 | 3233 | 3335 | 3407 | 3432 | 3442 | 3437 | 3425 | 3404 | 3373 | 3334 | 3291 | 3243 | 3184 | 15 | 27 | 45 | 70 | 107 | 163 | 247 | 364 | 531 | 680 | 862 | 1081 | 1338 | 1619 | 1913 | 2210 | 2499 | 2764 | 2988 | 3172 | 3314 | 3416 | 3455 | 3453 | 3430 | 3387 | 3334 | 3283 | 3230 | 3170 | 15 | 42 | 82 | 149 | 258 | 436 | 599 | 816 | 1082 | 1393 | 1738 | 2099 | 2444 | 2753 | 3006 | 3195 | 3325 | 3408 | 3445 | 3437 | 3416 | 3383 | 3341 | 3284 | 3217 | 3135 | 3039 | 2926 | 2799 | 2653 | 15 | 53 | 81 | 121 | 170 | 245 | 341 | 463 | 622 | 828 | 1041 | 1247 | 1457 | 1675 | 1897 | 2122 | 2344 | 2559 | 2766 | 2954 | 3126 | 3278 | 3413 | 3534 | 3629 | 3711 | 3782 | 3850 | 3923 | 3965
PSS | HOLYHEAD T1 | 7 | 12 | 18 | 26 | 36 | 53 | 81 | 117 | 172 | 215 | 263 | 324 | 392 | 470 | 555 | 657 | 767 | 880 | 994 | 1110 | 1218 | 1317 | 1406 | 1482 | 1547 | 1578 | 1606 | 1631 | 1653 | 1671 | 7 | 19 | 35 | 62 | 108 | 182 | 247 | 331 | 429 | 543 | 678 | 826 | 975 | 1119 | 1247 | 1356 | 1442 | 1509 | 1559 | 1592 | 1607 | 1612 | 1611 | 1605 | 1597 | 1583 | 1563 | 1545 | 1523 | 1495 | 7 | 14 | 22 | 35 | 52 | 77 | 116 | 173 | 249 | 317 | 403 | 504 | 623 | 755 | 892 | 1031 | 1170 | 1292 | 1397 | 1485 | 1552 | 1598 | 1618 | 1618 | 1606 | 1587 | 1563 | 1538 | 1513 | 1486 | 7 | 20 | 41 | 70 | 123 | 205 | 279 | 382 | 504 | 650 | 809 | 976 | 1141 | 1287 | 1407 | 1497 | 1559 | 1597 | 1616 | 1613 | 1603 | 1586 | 1567 | 1542 | 1510 | 1472 | 1430 | 1378 | 1317 | 1250 | 7 | 31 | 43 | 63 | 88 | 124 | 172 | 232 | 310 | 410 | 514 | 616 | 719 | 826 | 935 | 1046 | 1155 | 1261 | 1362 | 1455 | 1540 | 1613 | 1679 | 1739 | 1785 | 1826 | 1860 | 1895 | 1930 | 1950
PSS | HOLYWELL T1 | 78 | 81 | 98 | 132 | 184 | 265 | 384 | 557 | 799 | 987 | 1205 | 1467 | 1764 | 2105 | 2474 | 2915 | 3386 | 3870 | 4349 | 4836 | 5295 | 5704 | 6067 | 6382 | 6642 | 6758 | 6861 | 6951 | 7039 | 7119 | 78 | 107 | 179 | 306 | 518 | 863 | 1162 | 1533 | 1974 | 2482 | 3091 | 3743 | 4395 | 4999 | 5530 | 5965 | 6298 | 6547 | 6718 | 6833 | 6867 | 6865 | 6842 | 6803 | 6750 | 6680 | 6595 | 6503 | 6395 | 6273 | 78 | 93 | 127 | 180 | 259 | 375 | 549 | 799 | 1152 | 1452 | 1824 | 2268 | 2782 | 3353 | 3931 | 4521 | 5083 | 5596 | 6028 | 6378 | 6648 | 6837 | 6901 | 6884 | 6829 | 6740 | 6629 | 6530 | 6423 | 6304 | 78 | 119 | 201 | 342 | 573 | 944 | 1279 | 1723 | 2264 | 2895 | 3589 | 4301 | 4985 | 5589 | 6069 | 6423 | 6658 | 6804 | 6867 | 6834 | 6777 | 6701 | 6604 | 6478 | 6325 | 6147 | 5941 | 5700 | 5428 | 5115 | 78 | 113 | 177 | 264 | 382 | 549 | 766 | 1040 | 1395 | 1853 | 2325 | 2778 | 3231 | 3690 | 4156 | 4614 | 5069 | 5510 | 5935 | 6326 | 6682 | 7000 | 7276 | 7520 | 7713 | 7875 | 8020 | 8158 | 8296 | 8370
PSS | HOOTON MAIN T1 | 51 | 57 | 72 | 102 | 147 | 219 | 327 | 483 | 702 | 873 | 1076 | 1320 | 1602 | 1926 | 2284 | 2711 | 3174 | 3665 | 4159 | 4668 | 5161 | 5615 | 6028 | 6389 | 6694 | 6862 | 7008 | 7127 | 7232 | 7323 | 51 | 78 | 141 | 254 | 437 | 735 | 998 | 1329 | 1726 | 2186 | 2751 | 3367 | 4006 | 4624 | 5205 | 5720 | 6146 | 6493 | 6748 | 6936 | 7027 | 7075 | 7088 | 7078 | 7048 | 7000 | 6937 | 6867 | 6785 | 6685 | 51 | 65 | 94 | 143 | 213 | 321 | 475 | 704 | 1030 | 1314 | 1673 | 2101 | 2608 | 3175 | 3772 | 4394 | 5005 | 5572 | 6061 | 6461 | 6773 | 6994 | 7100 | 7118 | 7080 | 6994 | 6889 | 6789 | 6678 | 6551 | 51 | 93 | 170 | 299 | 508 | 848 | 1166 | 1582 | 2097 | 2713 | 3400 | 4130 | 4856 | 5519 | 6070 | 6497 | 6799 | 6993 | 7091 | 7095 | 7072 | 7024 | 6957 | 6858 | 6741 | 6595 | 6429 | 6235 | 6016 | 5763 | 51 | 109 | 167 | 248 | 356 | 510 | 713 | 971 | 1310 | 1752 | 2212 | 2669 | 3140 | 3625 | 4139 | 4667 | 5189 | 5697 | 6180 | 6619 | 7009 | 7364 | 7669 | 7949 | 8169 | 8349 | 8514 | 8677 | 8845 | 8950
PSS | HUNTS CROSS T1 / KENTON RD T1 / WOODEND AVE T1 / WOOLTON T1 | 28 | 98 | 170 | 276 | 438 | 689 | 1061 | 1601 | 2375 | 2984 | 3700 | 4557 | 5532 | 6628 | 7804 | 9214 | 10693 | 12209 | 13690 | 15178 | 16555 | 17761 | 18825 | 19727 | 20469 | 20729 | 20986 | 21224 | 21470 | 21710 | 28 | 201 | 437 | 853 | 1538 | 2659 | 3662 | 4906 | 6376 | 8044 | 10042 | 12148 | 14221 | 16089 | 17670 | 18902 | 19780 | 20391 | 20771 | 21009 | 21009 | 20917 | 20785 | 20611 | 20403 | 20146 | 19841 | 19508 | 19129 | 18693 | 28 | 130 | 252 | 426 | 679 | 1059 | 1611 | 2410 | 3538 | 4517 | 5716 | 7145 | 8781 | 10575 | 12360 | 14151 | 15837 | 17350 | 18610 | 19616 | 20390 | 20929 | 21048 | 20931 | 20731 | 20445 | 20086 | 19783 | 19455 | 19090 | 28 | 221 | 499 | 945 | 1678 | 2860 | 3956 | 5397 | 7138 | 9161 | 11358 | 13563 | 15642 | 17422 | 18804 | 19785 | 20418 | 20793 | 20926 | 20750 | 20519 | 20226 | 19870 | 19422 | 18887 | 18258 | 17532 | 16694 | 15744 | 14655 | 28 | 380 | 584 | 871 | 1252 | 1796 | 2504 | 3392 | 4532 | 5998 | 7488 | 8904 | 10298 | 11677 | 13039 | 14363 | 15655 | 16912 | 18137 | 19281 | 20329 | 21259 | 22081 | 22777 | 23341 | 23817 | 24238 | 24620 | 24999 | 25183
PSS | HUYTON HEY RD T1 / WILSON RD T1 | 32 | 50 | 74 | 111 | 166 | 254 | 383 | 571 | 836 | 1046 | 1292 | 1584 | 1921 | 2301 | 2711 | 3205 | 3728 | 4265 | 4799 | 5335 | 5840 | 6289 | 6687 | 7032 | 7314 | 7437 | 7546 | 7644 | 7739 | 7828 | 32 | 84 | 163 | 303 | 536 | 913 | 1249 | 1667 | 2160 | 2728 | 3411 | 4138 | 4865 | 5532 | 6117 | 6594 | 6954 | 7223 | 7404 | 7529 | 7559 | 7554 | 7527 | 7480 | 7422 | 7344 | 7245 | 7142 | 7018 | 6878 | 32 | 61 | 102 | 160 | 248 | 376 | 565 | 840 | 1228 | 1564 | 1979 | 2477 | 3050 | 3685 | 4323 | 4975 | 5596 | 6161 | 6638 | 7018 | 7314 | 7522 | 7591 | 7569 | 7508 | 7411 | 7287 | 7177 | 7060 | 6927 | 32 | 92 | 187 | 341 | 593 | 1001 | 1377 | 1872 | 2475 | 3179 | 3952 | 4740 | 5498 | 6159 | 6685 | 7073 | 7331 | 7490 | 7558 | 7519 | 7454 | 7368 | 7259 | 7117 | 6944 | 6742 | 6508 | 6239 | 5931 | 5575 | 32 | 131 | 199 | 294 | 421 | 605 | 841 | 1141 | 1527 | 2027 | 2538 | 3029 | 3521 | 4015 | 4513 | 5009 | 5495 | 5966 | 6426 | 6847 | 7230 | 7574 | 7872 | 8137 | 8348 | 8525 | 8683 | 8832 | 8982 | 9065
PSS | IFTON T1 / IFTON T2 | 28 | 43 | 63 | 95 | 142 | 222 | 333 | 496 | 730 | 913 | 1126 | 1386 | 1680 | 2015 | 2377 | 2811 | 3273 | 3749 | 4221 | 4703 | 5154 | 5558 | 5917 | 6229 | 6486 | 6598 | 6702 | 6793 | 6881 | 6961 | 28 | 71 | 141 | 263 | 467 | 797 | 1090 | 1457 | 1890 | 2388 | 2988 | 3629 | 4270 | 4864 | 5389 | 5818 | 6148 | 6395 | 6564 | 6680 | 6712 | 6711 | 6690 | 6650 | 6599 | 6532 | 6449 | 6358 | 6252 | 6131 | 28 | 51 | 88 | 138 | 215 | 329 | 496 | 737 | 1077 | 1376 | 1744 | 2179 | 2686 | 3249 | 3820 | 4399 | 4955 | 5459 | 5888 | 6230 | 6498 | 6686 | 6747 | 6731 | 6677 | 6589 | 6479 | 6381 | 6279 | 6161 | 28 | 80 | 163 | 298 | 520 | 878 | 1208 | 1643 | 2177 | 2800 | 3482 | 4185 | 4857 | 5452 | 5926 | 6276 | 6509 | 6652 | 6717 | 6683 | 6628 | 6553 | 6459 | 6335 | 6186 | 6010 | 5804 | 5570 | 5304 | 4995 | 28 | 115 | 177 | 264 | 381 | 547 | 765 | 1036 | 1391 | 1849 | 2317 | 2770 | 3221 | 3679 | 4141 | 4598 | 5052 | 5490 | 5915 | 6304 | 6658 | 6973 | 7249 | 7492 | 7685 | 7848 | 7991 | 8127 | 8264 | 8339
PSS | ILFORDS T1 / KNUTSFORD T1 / MOBBERLEY T1 / RADBROKE HALL T1 | 134 | 128 | 146 | 184 | 244 | 339 | 480 | 681 | 963 | 1168 | 1411 | 1703 | 2042 | 2418 | 2823 | 3308 | 3821 | 4349 | 4867 | 5389 | 5876 | 6306 | 6685 | 7007 | 7275 | 7378 | 7475 | 7567 | 7656 | 7741 | 134 | 159 | 243 | 396 | 649 | 1058 | 1403 | 1831 | 2339 | 2914 | 3607 | 4338 | 5064 | 5725 | 6289 | 6743 | 7074 | 7316 | 7478 | 7584 | 7604 | 7595 | 7569 | 7529 | 7477 | 7407 | 7319 | 7224 | 7112 | 6982 | 134 | 145 | 181 | 242 | 334 | 473 | 675 | 964 | 1365 | 1703 | 2119 | 2613 | 3181 | 3807 | 4434 | 5065 | 5666 | 6209 | 6663 | 7029 | 7315 | 7513 | 7572 | 7547 | 7489 | 7397 | 7286 | 7186 | 7078 | 6952 | 134 | 169 | 265 | 430 | 696 | 1123 | 1499 | 1998 | 2601 | 3303 | 4069 | 4844 | 5579 | 6214 | 6714 | 7074 | 7311 | 7455 | 7516 | 7468 | 7404 | 7313 | 7204 | 7064 | 6895 | 6694 | 6458 | 6189 | 5875 | 5513 | 134 | 155 | 228 | 329 | 462 | 655 | 903 | 1216 | 1614 | 2132 | 2654 | 3153 | 3646 | 4138 | 4626 | 5106 | 5577 | 6035 | 6483 | 6901 | 7283 | 7629 | 7934 | 8202 | 8421 | 8611 | 8781 | 8939 | 9098 | 9186
PSS | IVY ST (SOUTHPORT) T1 / KENSINGTON ROAD / MARKET ST T1 / SOUTHPORT T1 | 66 | 64 | 74 | 95 | 129 | 182 | 262 | 378 | 538 | 656 | 799 | 973 | 1170 | 1397 | 1650 | 1950 | 2273 | 2613 | 2961 | 3310 | 3650 | 3963 | 4245 | 4493 | 4700 | 4813 | 4909 | 4992 | 5061 | 5124 | 66 | 78 | 124 | 206 | 336 | 551 | 739 | 971 | 1247 | 1571 | 1966 | 2398 | 2844 | 3271 | 3672 | 4028 | 4323 | 4556 | 4733 | 4860 | 4924 | 4955 | 4965 | 4959 | 4939 | 4903 | 4859 | 4811 | 4751 | 4681 | 66 | 72 | 91 | 126 | 177 | 252 | 365 | 528 | 756 | 956 | 1206 | 1504 | 1855 | 2251 | 2665 | 3098 | 3517 | 3913 | 4250 | 4526 | 4742 | 4897 | 4971 | 4980 | 4955 | 4900 | 4825 | 4757 | 4677 | 4587 | 66 | 89 | 144 | 234 | 387 | 630 | 850 | 1144 | 1503 | 1933 | 2412 | 2919 | 3423 | 3879 | 4264 | 4557 | 4764 | 4902 | 4969 | 4970 | 4954 | 4921 | 4874 | 4808 | 4726 | 4624 | 4505 | 4368 | 4213 | 4032 | 66 | 78 | 115 | 165 | 235 | 332 | 465 | 629 | 845 | 1132 | 1425 | 1719 | 2022 | 2335 | 2669 | 3009 | 3352 | 3682 | 3995 | 4283 | 4537 | 4768 | 4967 | 5154 | 5299 | 5417 | 5529 | 5639 | 5752 | 5825
PSS | IVY ST T1 / LLYSFAEN RD T1 / OLD MILL T1 | 15 | 64 | 113 | 186 | 297 | 468 | 720 | 1089 | 1609 | 2027 | 2512 | 3094 | 3761 | 4508 | 5320 | 6287 | 7311 | 8363 | 9404 | 10443 | 11414 | 12277 | 13044 | 13695 | 14236 | 14449 | 14652 | 14834 | 15007 | 15175 | 15 | 132 | 290 | 565 | 1020 | 1759 | 2427 | 3253 | 4234 | 5354 | 6701 | 8127 | 9547 | 10847 | 11974 | 12884 | 13563 | 14056 | 14384 | 14601 | 14647 | 14622 | 14557 | 14459 | 14332 | 14173 | 13980 | 13767 | 13522 | 13241 | 15 | 82 | 165 | 282 | 452 | 706 | 1075 | 1612 | 2373 | 3036 | 3853 | 4827 | 5947 | 7185 | 8431 | 9690 | 10892 | 11978 | 12888 | 13620 | 14186 | 14582 | 14698 | 14644 | 14519 | 14325 | 14086 | 13870 | 13641 | 13383 | 15 | 148 | 335 | 636 | 1129 | 1924 | 2665 | 3640 | 4828 | 6209 | 7722 | 9260 | 10725 | 12006 | 13013 | 13747 | 14230 | 14530 | 14652 | 14559 | 14422 | 14242 | 14017 | 13731 | 13386 | 12978 | 12505 | 11964 | 11344 | 10637 | 15 | 233 | 361 | 538 | 775 | 1115 | 1555 | 2112 | 2828 | 3753 | 4703 | 5612 | 6519 | 7426 | 8340 | 9242 | 10130 | 10989 | 11823 | 12594 | 13296 | 13922 | 14471 | 14952 | 15333 | 15654 | 15941 | 16210 | 16479 | 16623
PSS | JOHNSTOWN T1 | 28 | 32 | 41 | 59 | 84 | 124 | 186 | 272 | 396 | 488 | 601 | 734 | 889 | 1063 | 1254 | 1482 | 1726 | 1980 | 2232 | 2487 | 2730 | 2952 | 3146 | 3315 | 3456 | 3524 | 3586 | 3636 | 3682 | 3727 | 28 | 47 | 82 | 145 | 252 | 423 | 572 | 759 | 983 | 1239 | 1548 | 1882 | 2222 | 2536 | 2821 | 3059 | 3249 | 3392 | 3493 | 3564 | 3591 | 3598 | 3591 | 3577 | 3552 | 3519 | 3480 | 3435 | 3380 | 3322 | 28 | 38 | 56 | 83 | 122 | 182 | 268 | 395 | 573 | 727 | 917 | 1149 | 1415 | 1709 | 2014 | 2327 | 2626 | 2901 | 3134 | 3322 | 3472 | 3575 | 3615 | 3611 | 3586 | 3540 | 3484 | 3431 | 3375 | 3313 | 28 | 54 | 95 | 166 | 282 | 469 | 641 | 868 | 1142 | 1472 | 1834 | 2206 | 2568 | 2888 | 3150 | 3344 | 3476 | 3562 | 3600 | 3588 | 3564 | 3529 | 3484 | 3423 | 3350 | 3264 | 3162 | 3044 | 2909 | 2756 | 28 | 61 | 92 | 137 | 195 | 279 | 390 | 528 | 708 | 944 | 1187 | 1421 | 1656 | 1897 | 2145 | 2391 | 2638 | 2874 | 3103 | 3314 | 3502 | 3673 | 3821 | 3953 | 4057 | 4145 | 4224 | 4300 | 4376 | 4420
PSS | KELCO T1 / NEWS INTERNATIONAL T1 / NEWS INTERNATIONAL T2 / PALCO T1 / SOUTHDENE T1 | 34 | 31 | 35 | 42 | 54 | 73 | 99 | 139 | 192 | 227 | 273 | 328 | 392 | 462 | 541 | 636 | 737 | 841 | 948 | 1057 | 1163 | 1258 | 1344 | 1417 | 1480 | 1512 | 1543 | 1567 | 1591 | 1609 | 34 | 41 | 58 | 87 | 138 | 217 | 282 | 363 | 459 | 567 | 701 | 847 | 993 | 1134 | 1263 | 1375 | 1468 | 1544 | 1601 | 1648 | 1671 | 1693 | 1704 | 1713 | 1721 | 1722 | 1722 | 1721 | 1716 | 1707 | 34 | 37 | 43 | 56 | 75 | 101 | 143 | 200 | 277 | 342 | 425 | 521 | 636 | 764 | 895 | 1031 | 1165 | 1287 | 1392 | 1481 | 1550 | 1604 | 1631 | 1640 | 1637 | 1628 | 1615 | 1601 | 1585 | 1557 | 34 | 42 | 60 | 92 | 146 | 229 | 300 | 397 | 514 | 652 | 805 | 966 | 1124 | 1263 | 1382 | 1474 | 1538 | 1581 | 1607 | 1610 | 1610 | 1604 | 1596 | 1581 | 1562 | 1539 | 1509 | 1473 | 1424 | 1367 | 34 | 39 | 56 | 78 | 105 | 144 | 194 | 258 | 337 | 444 | 549 | 652 | 759 | 865 | 976 | 1090 | 1202 | 1313 | 1421 | 1521 | 1614 | 1700 | 1778 | 1853 | 1916 | 1972 | 2026 | 2081 | 2133 | 2173
PSS | KINGSLAND 33 T1 / SAFEWAY T1 / WOOLSTON T1 / WOOLSTON T2 | 210 | 193 | 214 | 264 | 343 | 468 | 653 | 917 | 1286 | 1554 | 1869 | 2247 | 2682 | 3170 | 3692 | 4321 | 4983 | 5662 | 6325 | 6994 | 7610 | 8155 | 8634 | 9039 | 9374 | 9494 | 9611 | 9722 | 9832 | 9939 | 210 | 225 | 335 | 533 | 865 | 1395 | 1842 | 2394 | 3052 | 3794 | 4688 | 5629 | 6557 | 7393 | 8103 | 8659 | 9055 | 9337 | 9511 | 9619 | 9622 | 9583 | 9525 | 9449 | 9357 | 9243 | 9105 | 8960 | 8791 | 8599 | 210 | 212 | 260 | 340 | 457 | 638 | 900 | 1273 | 1796 | 2230 | 2762 | 3399 | 4129 | 4929 | 5728 | 6531 | 7291 | 7971 | 8536 | 8988 | 9340 | 9584 | 9639 | 9589 | 9499 | 9370 | 9212 | 9075 | 8928 | 8765 | 210 | 245 | 367 | 581 | 929 | 1485 | 1972 | 2617 | 3395 | 4300 | 5283 | 6271 | 7205 | 8006 | 8627 | 9072 | 9358 | 9529 | 9590 | 9513 | 9411 | 9280 | 9125 | 8924 | 8687 | 8408 | 8085 | 7714 | 7293 | 6810 | 210 | 187 | 278 | 406 | 576 | 819 | 1136 | 1533 | 2041 | 2699 | 3366 | 4000 | 4624 | 5244 | 5856 | 6452 | 7036 | 7602 | 8156 | 8671 | 9141 | 9560 | 9928 | 10245 | 10499 | 10713 | 10902 | 11074 | 11247 | 11330
PSS | KINNERTON T1 | 22 | 30 | 41 | 58 | 83 | 123 | 181 | 266 | 387 | 481 | 589 | 720 | 868 | 1033 | 1210 | 1423 | 1644 | 1867 | 2084 | 2301 | 2498 | 2668 | 2817 | 2942 | 3043 | 3071 | 3100 | 3130 | 3166 | 3198 | 22 | 47 | 83 | 149 | 257 | 436 | 590 | 784 | 1012 | 1268 | 1575 | 1896 | 2207 | 2482 | 2706 | 2874 | 2983 | 3055 | 3095 | 3116 | 3104 | 3081 | 3054 | 3022 | 2987 | 2946 | 2895 | 2841 | 2780 | 2711 | 22 | 36 | 54 | 82 | 122 | 181 | 268 | 392 | 567 | 714 | 896 | 1110 | 1355 | 1622 | 1883 | 2142 | 2383 | 2596 | 2773 | 2913 | 3020 | 3093 | 3102 | 3077 | 3044 | 3001 | 2947 | 2902 | 2855 | 2802 | 22 | 50 | 91 | 162 | 276 | 458 | 624 | 844 | 1110 | 1411 | 1740 | 2064 | 2364 | 2618 | 2807 | 2939 | 3021 | 3066 | 3079 | 3046 | 3006 | 2957 | 2898 | 2825 | 2739 | 2638 | 2523 | 2388 | 2236 | 2063 | 22 | 59 | 91 | 136 | 196 | 283 | 393 | 531 | 707 | 935 | 1164 | 1379 | 1587 | 1794 | 1990 | 2178 | 2362 | 2538 | 2715 | 2878 | 3031 | 3166 | 3284 | 3384 | 3464 | 3534 | 3592 | 3645 | 3697 | 3720
PSS | KIRKBY CENTRAL T1 / NORTHWOOD T1 / TOWER HILL (BANK LA) T1 / WESTVALE T1 | 52 | 91 | 135 | 207 | 316 | 485 | 734 | 1101 | 1622 | 2026 | 2504 | 3079 | 3729 | 4464 | 5255 | 6205 | 7203 | 8229 | 9241 | 10255 | 11200 | 12032 | 12772 | 13400 | 13919 | 14119 | 14310 | 14481 | 14654 | 14820 | 52 | 156 | 313 | 587 | 1042 | 1789 | 2453 | 3274 | 4250 | 5359 | 6688 | 8098 | 9492 | 10764 | 11854 | 12722 | 13354 | 13810 | 14104 | 14298 | 14322 | 14282 | 14210 | 14103 | 13975 | 13812 | 13614 | 13402 | 13154 | 12869 | 52 | 112 | 191 | 307 | 475 | 729 | 1097 | 1633 | 2389 | 3043 | 3847 | 4805 | 5906 | 7119 | 8333 | 9560 | 10718 | 11764 | 12642 | 13343 | 13886 | 14266 | 14366 | 14301 | 14175 | 13984 | 13744 | 13538 | 13314 | 13063 | 52 | 172 | 357 | 654 | 1145 | 1940 | 2669 | 3631 | 4797 | 6158 | 7637 | 9134 | 10557 | 11784 | 12749 | 13443 | 13898 | 14175 | 14281 | 14180 | 14037 | 13855 | 13627 | 13338 | 12992 | 12584 | 12111 | 11566 | 10948 | 10238 | 52 | 263 | 400 | 590 | 844 | 1204 | 1676 | 2267 | 3029 | 4011 | 5012 | 5969 | 6915 | 7857 | 8797 | 9718 | 10620 | 11498 | 12349 | 13142 | 13865 | 14509 | 15076 | 15564 | 15957 | 16287 | 16582 | 16854 | 17124 | 17262
PSS | KNOWSLEY T1 / MARLED HEY T1 | 12 | 21 | 30 | 50 | 77 | 120 | 186 | 277 | 408 | 511 | 636 | 782 | 952 | 1142 | 1349 | 1598 | 1865 | 2140 | 2415 | 2693 | 2955 | 3194 | 3404 | 3586 | 3739 | 3810 | 3873 | 3929 | 3980 | 4027 | 12 | 37 | 76 | 145 | 260 | 446 | 611 | 818 | 1066 | 1347 | 1690 | 2053 | 2423 | 2765 | 3071 | 3327 | 3526 | 3679 | 3784 | 3857 | 3881 | 3883 | 3874 | 3856 | 3829 | 3792 | 3746 | 3695 | 3636 | 3570 | 12 | 27 | 48 | 77 | 119 | 183 | 278 | 415 | 608 | 779 | 988 | 1241 | 1531 | 1854 | 2183 | 2521 | 2847 | 3145 | 3393 | 3595 | 3755 | 3865 | 3904 | 3898 | 3868 | 3817 | 3757 | 3700 | 3638 | 3572 | 12 | 44 | 89 | 167 | 292 | 496 | 685 | 934 | 1238 | 1596 | 1990 | 2397 | 2788 | 3135 | 3415 | 3622 | 3764 | 3850 | 3890 | 3873 | 3846 | 3805 | 3753 | 3684 | 3602 | 3504 | 3388 | 3258 | 3107 | 2938 | 12 | 69 | 104 | 155 | 221 | 315 | 439 | 594 | 796 | 1059 | 1324 | 1586 | 1847 | 2113 | 2383 | 2651 | 2918 | 3176 | 3425 | 3654 | 3859 | 4045 | 4206 | 4350 | 4463 | 4559 | 4644 | 4726 | 4807 | 4852
PSS | LCWW HUNTINGTON T1 / LCWW HUNTINGTON T2 | 37 | 38 | 46 | 59 | 79 | 110 | 154 | 222 | 313 | 383 | 463 | 557 | 669 | 792 | 923 | 1080 | 1243 | 1411 | 1571 | 1731 | 1878 | 2005 | 2115 | 2207 | 2282 | 2304 | 2326 | 2347 | 2375 | 2397 | 37 | 50 | 77 | 127 | 211 | 345 | 462 | 605 | 772 | 965 | 1193 | 1431 | 1661 | 1865 | 2030 | 2154 | 2238 | 2290 | 2321 | 2335 | 2326 | 2309 | 2291 | 2266 | 2239 | 2208 | 2171 | 2131 | 2087 | 2033 | 37 | 44 | 57 | 77 | 107 | 153 | 218 | 312 | 444 | 552 | 686 | 846 | 1027 | 1226 | 1421 | 1613 | 1793 | 1949 | 2080 | 2184 | 2263 | 2319 | 2324 | 2307 | 2283 | 2249 | 2210 | 2176 | 2141 | 2103 | 37 | 53 | 85 | 137 | 224 | 362 | 488 | 649 | 844 | 1072 | 1314 | 1555 | 1778 | 1964 | 2107 | 2204 | 2266 | 2300 | 2308 | 2283 | 2251 | 2215 | 2173 | 2120 | 2056 | 1980 | 1894 | 1795 | 1684 | 1554 | 37 | 46 | 71 | 104 | 149 | 212 | 296 | 398 | 531 | 701 | 872 | 1034 | 1190 | 1342 | 1490 | 1631 | 1768 | 1900 | 2031 | 2155 | 2269 | 2369 | 2458 | 2533 | 2594 | 2645 | 2690 | 2729 | 2766 | 2783
PSS | LEGACY LOCAL T1 | 4 | 11 | 21 | 34 | 52 | 83 | 127 | 192 | 285 | 359 | 443 | 547 | 665 | 801 | 942 | 1115 | 1298 | 1487 | 1674 | 1863 | 2040 | 2195 | 2336 | 2458 | 2556 | 2597 | 2638 | 2673 | 2706 | 2739 | 4 | 26 | 53 | 101 | 183 | 314 | 434 | 583 | 756 | 956 | 1196 | 1451 | 1708 | 1943 | 2147 | 2315 | 2439 | 2533 | 2597 | 2639 | 2650 | 2649 | 2640 | 2623 | 2604 | 2576 | 2540 | 2505 | 2459 | 2411 | 4 | 17 | 31 | 51 | 82 | 127 | 195 | 291 | 425 | 546 | 691 | 867 | 1068 | 1289 | 1514 | 1743 | 1963 | 2158 | 2325 | 2458 | 2562 | 2636 | 2659 | 2653 | 2631 | 2598 | 2555 | 2515 | 2474 | 2428 | 4 | 29 | 63 | 113 | 203 | 345 | 477 | 652 | 866 | 1113 | 1384 | 1662 | 1927 | 2158 | 2343 | 2478 | 2568 | 2622 | 2648 | 2634 | 2613 | 2581 | 2543 | 2493 | 2435 | 2363 | 2280 | 2185 | 2076 | 1948 | 4 | 45 | 70 | 105 | 153 | 220 | 309 | 419 | 558 | 744 | 932 | 1111 | 1292 | 1472 | 1655 | 1836 | 2010 | 2184 | 2349 | 2503 | 2643 | 2769 | 2879 | 2976 | 3053 | 3119 | 3177 | 3232 | 3288 | 3318
PSS | LEIGHTON HOSPITAL T1 | 70 | 58 | 61 | 69 | 84 | 103 | 135 | 179 | 240 | 279 | 325 | 380 | 444 | 514 | 591 | 683 | 778 | 874 | 969 | 1062 | 1147 | 1221 | 1287 | 1341 | 1386 | 1399 | 1411 | 1423 | 1438 | 1453 | 70 | 63 | 79 | 112 | 167 | 252 | 322 | 405 | 504 | 615 | 749 | 888 | 1025 | 1144 | 1242 | 1314 | 1361 | 1392 | 1409 | 1418 | 1413 | 1402 | 1391 | 1378 | 1362 | 1344 | 1322 | 1299 | 1271 | 1243 | 70 | 66 | 70 | 83 | 101 | 130 | 172 | 229 | 315 | 376 | 452 | 546 | 651 | 767 | 881 | 994 | 1097 | 1190 | 1267 | 1327 | 1374 | 1406 | 1410 | 1402 | 1387 | 1366 | 1343 | 1324 | 1303 | 1281 | 70 | 67 | 85 | 119 | 175 | 263 | 335 | 430 | 546 | 677 | 818 | 960 | 1089 | 1200 | 1283 | 1340 | 1376 | 1395 | 1400 | 1387 | 1370 | 1347 | 1323 | 1291 | 1255 | 1211 | 1161 | 1102 | 1037 | 964 | 70 | 26 | 42 | 62 | 88 | 128 | 177 | 238 | 317 | 419 | 523 | 619 | 714 | 805 | 894 | 978 | 1061 | 1141 | 1219 | 1294 | 1363 | 1425 | 1478 | 1522 | 1558 | 1592 | 1619 | 1642 | 1664 | 1674
PSS | LIVERPOOL RD 33 T1 | 4 | 14 | 26 | 44 | 65 | 103 | 159 | 238 | 352 | 443 | 547 | 674 | 815 | 977 | 1152 | 1360 | 1580 | 1806 | 2029 | 2254 | 2458 | 2641 | 2804 | 2941 | 3053 | 3098 | 3139 | 3176 | 3212 | 3248 | 4 | 31 | 64 | 122 | 222 | 381 | 526 | 702 | 914 | 1154 | 1442 | 1748 | 2053 | 2332 | 2571 | 2765 | 2907 | 3010 | 3078 | 3123 | 3132 | 3126 | 3110 | 3089 | 3064 | 3025 | 2982 | 2937 | 2886 | 2824 | 4 | 19 | 37 | 61 | 98 | 152 | 234 | 349 | 511 | 654 | 828 | 1038 | 1279 | 1541 | 1808 | 2079 | 2336 | 2564 | 2759 | 2913 | 3035 | 3116 | 3142 | 3130 | 3101 | 3061 | 3009 | 2962 | 2914 | 2859 | 4 | 33 | 74 | 136 | 245 | 415 | 573 | 782 | 1038 | 1333 | 1657 | 1987 | 2297 | 2569 | 2784 | 2939 | 3043 | 3104 | 3129 | 3108 | 3077 | 3038 | 2990 | 2927 | 2852 | 2765 | 2664 | 2548 | 2411 | 2257 | 4 | 53 | 80 | 118 | 170 | 241 | 337 | 454 | 607 | 804 | 1006 | 1198 | 1390 | 1582 | 1776 | 1965 | 2152 | 2333 | 2510 | 2673 | 2819 | 2952 | 3068 | 3168 | 3249 | 3319 | 3379 | 3436 | 3493 | 3522
PSS | LLAINGOCH T1 | 4 | 20 | 34 | 54 | 84 | 132 | 201 | 303 | 446 | 562 | 692 | 852 | 1029 | 1228 | 1442 | 1696 | 1964 | 2234 | 2495 | 2752 | 2984 | 3185 | 3360 | 3505 | 3624 | 3655 | 3687 | 3718 | 3757 | 3793 | 4 | 41 | 83 | 160 | 288 | 495 | 680 | 910 | 1181 | 1489 | 1852 | 2233 | 2604 | 2929 | 3195 | 3396 | 3529 | 3615 | 3662 | 3688 | 3672 | 3645 | 3614 | 3575 | 3533 | 3485 | 3424 | 3359 | 3288 | 3202 | 4 | 25 | 47 | 79 | 126 | 196 | 297 | 443 | 648 | 823 | 1038 | 1295 | 1588 | 1904 | 2217 | 2526 | 2812 | 3069 | 3276 | 3444 | 3572 | 3658 | 3667 | 3640 | 3600 | 3547 | 3483 | 3430 | 3374 | 3309 | 4 | 43 | 92 | 174 | 309 | 524 | 721 | 982 | 1297 | 1660 | 2050 | 2435 | 2791 | 3094 | 3320 | 3475 | 3574 | 3627 | 3642 | 3603 | 3554 | 3496 | 3425 | 3339 | 3236 | 3119 | 2980 | 2822 | 2639 | 2434 | 4 | 65 | 100 | 147 | 212 | 303 | 423 | 570 | 761 | 1002 | 1250 | 1479 | 1704 | 1922 | 2135 | 2336 | 2532 | 2721 | 2909 | 3086 | 3248 | 3392 | 3521 | 3628 | 3714 | 3787 | 3851 | 3907 | 3963 | 3986
PSS | LLANARMON T1 | 7 | 14 | 22 | 33 | 49 | 75 | 111 | 165 | 244 | 304 | 374 | 459 | 555 | 660 | 774 | 910 | 1053 | 1197 | 1337 | 1477 | 1604 | 1714 | 1811 | 1891 | 1956 | 1976 | 1995 | 2014 | 2037 | 2058 | 7 | 26 | 49 | 90 | 161 | 274 | 374 | 499 | 646 | 810 | 1008 | 1215 | 1415 | 1591 | 1736 | 1844 | 1916 | 1963 | 1989 | 2003 | 1997 | 1981 | 1964 | 1943 | 1920 | 1894 | 1861 | 1827 | 1787 | 1743 | 7 | 18 | 30 | 48 | 72 | 112 | 165 | 244 | 356 | 453 | 569 | 707 | 866 | 1039 | 1206 | 1373 | 1530 | 1666 | 1780 | 1869 | 1941 | 1988 | 1995 | 1979 | 1958 | 1930 | 1895 | 1864 | 1834 | 1801 | 7 | 27 | 53 | 99 | 171 | 289 | 396 | 538 | 707 | 903 | 1114 | 1323 | 1515 | 1680 | 1801 | 1888 | 1941 | 1971 | 1979 | 1958 | 1930 | 1900 | 1862 | 1815 | 1759 | 1696 | 1622 | 1535 | 1437 | 1325 | 7 | 40 | 60 | 91 | 130 | 187 | 259 | 351 | 467 | 615 | 768 | 910 | 1046 | 1182 | 1312 | 1436 | 1557 | 1673 | 1788 | 1899 | 1999 | 2087 | 2168 | 2232 | 2285 | 2332 | 2372 | 2407 | 2440 | 2454
PSS | LLANBEDROG T1 | 4 | 11 | 18 | 32 | 49 | 78 | 124 | 185 | 275 | 342 | 426 | 525 | 640 | 770 | 913 | 1083 | 1267 | 1461 | 1654 | 1850 | 2037 | 2208 | 2363 | 2497 | 2607 | 2668 | 2717 | 2759 | 2795 | 2828 | 4 | 22 | 47 | 90 | 164 | 284 | 390 | 522 | 683 | 867 | 1095 | 1339 | 1590 | 1829 | 2049 | 2244 | 2398 | 2526 | 2618 | 2681 | 2710 | 2724 | 2725 | 2718 | 2705 | 2683 | 2655 | 2626 | 2590 | 2547 | 4 | 15 | 27 | 46 | 73 | 116 | 180 | 267 | 395 | 510 | 650 | 821 | 1020 | 1242 | 1474 | 1714 | 1947 | 2164 | 2347 | 2497 | 2617 | 2699 | 2735 | 2737 | 2723 | 2688 | 2646 | 2605 | 2562 | 2514 | 4 | 25 | 55 | 107 | 190 | 323 | 450 | 614 | 818 | 1062 | 1331 | 1616 | 1893 | 2143 | 2353 | 2511 | 2621 | 2695 | 2728 | 2723 | 2712 | 2690 | 2661 | 2619 | 2569 | 2513 | 2439 | 2358 | 2266 | 2162 | 4 | 44 | 64 | 93 | 132 | 189 | 263 | 356 | 479 | 638 | 804 | 968 | 1135 | 1309 | 1491 | 1677 | 1862 | 2041 | 2211 | 2365 | 2504 | 2629 | 2739 | 2839 | 2917 | 2980 | 3039 | 3099 | 3157 | 3193
PSS | LLANBERIS T1 | 4 | 13 | 23 | 36 | 53 | 84 | 128 | 193 | 284 | 356 | 440 | 543 | 656 | 786 | 925 | 1094 | 1272 | 1454 | 1635 | 1818 | 1983 | 2132 | 2266 | 2378 | 2472 | 2512 | 2545 | 2578 | 2609 | 2637 | 4 | 27 | 51 | 98 | 175 | 300 | 415 | 554 | 721 | 911 | 1141 | 1386 | 1629 | 1856 | 2050 | 2213 | 2336 | 2426 | 2489 | 2532 | 2544 | 2543 | 2536 | 2518 | 2501 | 2477 | 2445 | 2410 | 2370 | 2318 | 4 | 17 | 30 | 50 | 78 | 122 | 186 | 279 | 408 | 520 | 661 | 827 | 1017 | 1231 | 1448 | 1667 | 1877 | 2066 | 2228 | 2358 | 2457 | 2527 | 2552 | 2549 | 2526 | 2495 | 2455 | 2417 | 2377 | 2331 | 4 | 27 | 59 | 109 | 195 | 330 | 456 | 622 | 829 | 1063 | 1322 | 1588 | 1842 | 2063 | 2241 | 2374 | 2460 | 2512 | 2540 | 2527 | 2507 | 2480 | 2445 | 2399 | 2342 | 2276 | 2197 | 2110 | 2002 | 1885 | 4 | 40 | 61 | 88 | 125 | 183 | 254 | 344 | 456 | 609 | 760 | 911 | 1057 | 1208 | 1362 | 1512 | 1662 | 1808 | 1948 | 2078 | 2195 | 2302 | 2395 | 2478 | 2543 | 2603 | 2652 | 2702 | 2749 | 2776
PSS | LLANDDEUSANT T1 | 4 | 16 | 28 | 45 | 72 | 113 | 173 | 262 | 388 | 488 | 603 | 742 | 898 | 1075 | 1262 | 1487 | 1721 | 1958 | 2188 | 2417 | 2624 | 2805 | 2959 | 3090 | 3196 | 3227 | 3258 | 3288 | 3321 | 3356 | 4 | 33 | 73 | 141 | 253 | 438 | 603 | 806 | 1045 | 1317 | 1640 | 1978 | 2304 | 2596 | 2832 | 3009 | 3127 | 3204 | 3245 | 3267 | 3254 | 3229 | 3202 | 3166 | 3129 | 3084 | 3030 | 2974 | 2910 | 2838 | 4 | 22 | 42 | 71 | 111 | 172 | 264 | 391 | 574 | 732 | 923 | 1149 | 1408 | 1690 | 1965 | 2241 | 2495 | 2720 | 2906 | 3052 | 3167 | 3243 | 3252 | 3228 | 3192 | 3146 | 3088 | 3041 | 2991 | 2934 | 4 | 36 | 80 | 153 | 272 | 464 | 637 | 869 | 1148 | 1467 | 1813 | 2157 | 2474 | 2741 | 2940 | 3079 | 3165 | 3212 | 3226 | 3191 | 3149 | 3095 | 3033 | 2957 | 2864 | 2760 | 2637 | 2498 | 2337 | 2154 | 4 | 60 | 94 | 142 | 203 | 291 | 406 | 549 | 733 | 967 | 1204 | 1426 | 1643 | 1856 | 2059 | 2255 | 2445 | 2626 | 2808 | 2977 | 3135 | 3274 | 3398 | 3500 | 3584 | 3655 | 3715 | 3770 | 3823 | 3848
PSS | LLANDDU QUARRY T1 | 9 | 15 | 23 | 35 | 51 | 82 | 119 | 181 | 266 | 333 | 410 | 504 | 611 | 730 | 863 | 1019 | 1187 | 1359 | 1528 | 1703 | 1864 | 2009 | 2137 | 2248 | 2339 | 2378 | 2415 | 2448 | 2479 | 2507 | 9 | 25 | 51 | 94 | 169 | 291 | 399 | 532 | 689 | 870 | 1088 | 1319 | 1552 | 1766 | 1954 | 2107 | 2223 | 2310 | 2368 | 2409 | 2417 | 2418 | 2407 | 2392 | 2374 | 2347 | 2316 | 2284 | 2244 | 2198 | 9 | 18 | 32 | 51 | 77 | 119 | 178 | 268 | 391 | 501 | 632 | 791 | 973 | 1176 | 1381 | 1591 | 1791 | 1970 | 2124 | 2245 | 2341 | 2408 | 2429 | 2423 | 2402 | 2371 | 2330 | 2294 | 2257 | 2216 | 9 | 29 | 58 | 107 | 188 | 319 | 439 | 595 | 789 | 1013 | 1262 | 1514 | 1757 | 1968 | 2139 | 2265 | 2344 | 2396 | 2418 | 2405 | 2385 | 2355 | 2320 | 2274 | 2220 | 2155 | 2080 | 1994 | 1894 | 1783 | 9 | 45 | 68 | 101 | 145 | 206 | 288 | 389 | 521 | 689 | 862 | 1030 | 1197 | 1364 | 1533 | 1699 | 1864 | 2023 | 2178 | 2321 | 2448 | 2565 | 2667 | 2755 | 2825 | 2886 | 2938 | 2986 | 3037 | 3063
PSS | LLANDEGFAN T1 | 13 | 25 | 39 | 59 | 90 | 136 | 205 | 306 | 447 | 560 | 690 | 846 | 1024 | 1221 | 1434 | 1686 | 1950 | 2218 | 2479 | 2738 | 2973 | 3178 | 3355 | 3503 | 3624 | 3659 | 3694 | 3730 | 3771 | 3810 | 13 | 46 | 88 | 166 | 295 | 504 | 689 | 921 | 1193 | 1499 | 1865 | 2247 | 2618 | 2947 | 3216 | 3416 | 3549 | 3635 | 3684 | 3709 | 3695 | 3666 | 3634 | 3596 | 3553 | 3502 | 3443 | 3378 | 3306 | 3224 | 13 | 33 | 54 | 87 | 134 | 204 | 304 | 452 | 658 | 836 | 1053 | 1311 | 1603 | 1920 | 2234 | 2544 | 2833 | 3087 | 3298 | 3465 | 3595 | 3682 | 3691 | 3663 | 3623 | 3570 | 3507 | 3451 | 3395 | 3333 | 13 | 48 | 99 | 181 | 316 | 532 | 730 | 993 | 1309 | 1671 | 2063 | 2450 | 2810 | 3110 | 3336 | 3495 | 3593 | 3647 | 3661 | 3621 | 3572 | 3515 | 3445 | 3358 | 3255 | 3134 | 2996 | 2838 | 2656 | 2451 | 13 | 72 | 110 | 165 | 237 | 340 | 473 | 638 | 852 | 1125 | 1401 | 1659 | 1912 | 2157 | 2394 | 2620 | 2841 | 3053 | 3265 | 3462 | 3645 | 3807 | 3952 | 4071 | 4166 | 4250 | 4322 | 4384 | 4448 | 4474
PSS | LLANDRINIO T1 | 7 | 17 | 27 | 44 | 67 | 106 | 161 | 242 | 359 | 450 | 556 | 685 | 831 | 995 | 1174 | 1387 | 1614 | 1844 | 2072 | 2305 | 2518 | 2707 | 2875 | 3018 | 3138 | 3185 | 3229 | 3268 | 3309 | 3347 | 7 | 32 | 68 | 128 | 231 | 397 | 547 | 731 | 949 | 1198 | 1497 | 1815 | 2128 | 2416 | 2664 | 2861 | 3008 | 3112 | 3182 | 3227 | 3234 | 3227 | 3211 | 3187 | 3158 | 3120 | 3077 | 3027 | 2974 | 2912 | 7 | 21 | 41 | 66 | 103 | 159 | 243 | 364 | 531 | 679 | 862 | 1076 | 1324 | 1599 | 1874 | 2150 | 2415 | 2651 | 2850 | 3011 | 3132 | 3220 | 3244 | 3233 | 3202 | 3159 | 3105 | 3055 | 3006 | 2950 | 7 | 37 | 77 | 144 | 254 | 432 | 595 | 812 | 1075 | 1381 | 1716 | 2054 | 2378 | 2655 | 2875 | 3035 | 3137 | 3202 | 3226 | 3205 | 3173 | 3131 | 3081 | 3014 | 2938 | 2847 | 2741 | 2621 | 2482 | 2322 | 7 | 61 | 93 | 136 | 196 | 279 | 390 | 527 | 702 | 933 | 1166 | 1391 | 1610 | 1829 | 2051 | 2268 | 2480 | 2686 | 2887 | 3070 | 3239 | 3391 | 3522 | 3636 | 3728 | 3806 | 3875 | 3937 | 3999 | 4032
PSS | LLANDUDNO T1 / LLANDUDNO T2 | 4 | 23 | 42 | 66 | 104 | 164 | 249 | 375 | 552 | 693 | 858 | 1054 | 1275 | 1522 | 1787 | 2102 | 2434 | 2767 | 3091 | 3412 | 3701 | 3952 | 4171 | 4354 | 4500 | 4540 | 4584 | 4625 | 4672 | 4717 | 4 | 50 | 104 | 197 | 356 | 613 | 846 | 1132 | 1467 | 1847 | 2301 | 2774 | 3234 | 3643 | 3976 | 4223 | 4392 | 4498 | 4558 | 4591 | 4576 | 4543 | 4504 | 4459 | 4407 | 4345 | 4272 | 4193 | 4104 | 3999 | 4 | 30 | 59 | 99 | 156 | 245 | 368 | 549 | 806 | 1025 | 1293 | 1611 | 1974 | 2368 | 2757 | 3141 | 3498 | 3816 | 4077 | 4285 | 4443 | 4555 | 4570 | 4537 | 4488 | 4426 | 4346 | 4279 | 4209 | 4129 | 4 | 52 | 116 | 216 | 383 | 650 | 897 | 1222 | 1613 | 2063 | 2550 | 3030 | 3477 | 3851 | 4138 | 4335 | 4458 | 4524 | 4545 | 4500 | 4440 | 4369 | 4283 | 4176 | 4050 | 3903 | 3730 | 3533 | 3309 | 3050 | 4 | 77 | 120 | 178 | 257 | 369 | 514 | 695 | 928 | 1224 | 1527 | 1810 | 2083 | 2354 | 2611 | 2860 | 3100 | 3333 | 3564 | 3781 | 3982 | 4162 | 4320 | 4452 | 4560 | 4654 | 4733 | 4806 | 4876 | 4907
PSS | LLANDYFRYDOG T1 | 4 | 16 | 26 | 46 | 70 | 113 | 171 | 258 | 381 | 480 | 595 | 732 | 888 | 1063 | 1254 | 1483 | 1723 | 1968 | 2210 | 2455 | 2681 | 2878 | 3054 | 3203 | 3328 | 3375 | 3420 | 3461 | 3502 | 3538 | 4 | 32 | 69 | 135 | 245 | 419 | 578 | 774 | 1003 | 1270 | 1586 | 1923 | 2256 | 2561 | 2820 | 3027 | 3182 | 3291 | 3363 | 3411 | 3415 | 3407 | 3390 | 3362 | 3333 | 3294 | 3247 | 3196 | 3136 | 3069 | 4 | 21 | 41 | 68 | 107 | 167 | 256 | 385 | 560 | 717 | 911 | 1139 | 1402 | 1692 | 1982 | 2276 | 2555 | 2804 | 3013 | 3183 | 3312 | 3402 | 3428 | 3412 | 3381 | 3335 | 3280 | 3228 | 3176 | 3114 | 4 | 37 | 80 | 151 | 269 | 455 | 630 | 860 | 1138 | 1463 | 1817 | 2174 | 2514 | 2806 | 3040 | 3208 | 3315 | 3382 | 3407 | 3384 | 3350 | 3305 | 3248 | 3179 | 3098 | 3000 | 2889 | 2759 | 2611 | 2441 | 4 | 61 | 92 | 138 | 196 | 281 | 390 | 528 | 705 | 935 | 1168 | 1392 | 1612 | 1834 | 2054 | 2270 | 2484 | 2687 | 2889 | 3074 | 3243 | 3394 | 3526 | 3641 | 3731 | 3810 | 3877 | 3943 | 4004 | 4038
PSS | LLANDYRNOG T1 | 13 | 19 | 30 | 43 | 63 | 95 | 140 | 209 | 305 | 379 | 466 | 572 | 690 | 824 | 966 | 1135 | 1312 | 1493 | 1668 | 1841 | 2000 | 2135 | 2255 | 2356 | 2436 | 2459 | 2485 | 2507 | 2535 | 2562 | 13 | 36 | 64 | 116 | 204 | 343 | 470 | 624 | 807 | 1013 | 1259 | 1516 | 1765 | 1983 | 2166 | 2299 | 2388 | 2448 | 2478 | 2495 | 2486 | 2466 | 2445 | 2420 | 2392 | 2357 | 2317 | 2275 | 2227 | 2170 | 13 | 26 | 41 | 63 | 93 | 141 | 210 | 309 | 449 | 567 | 713 | 885 | 1082 | 1294 | 1504 | 1712 | 1905 | 2078 | 2221 | 2331 | 2420 | 2479 | 2485 | 2464 | 2437 | 2402 | 2360 | 2324 | 2285 | 2244 | 13 | 37 | 71 | 125 | 217 | 362 | 495 | 671 | 884 | 1129 | 1392 | 1651 | 1891 | 2093 | 2246 | 2353 | 2417 | 2454 | 2466 | 2437 | 2404 | 2365 | 2320 | 2261 | 2192 | 2113 | 2018 | 1911 | 1790 | 1651 | 13 | 47 | 73 | 111 | 160 | 228 | 318 | 431 | 574 | 757 | 944 | 1119 | 1288 | 1454 | 1614 | 1767 | 1915 | 2059 | 2201 | 2335 | 2458 | 2568 | 2665 | 2745 | 2809 | 2866 | 2915 | 2956 | 2999 | 3017
PSS | LLANFAELOG T1 | 4 | 4 | 5 | 6 | 7 | 9 | 12 | 17 | 23 | 28 | 32 | 40 | 45 | 51 | 60 | 70 | 79 | 90 | 100 | 108 | 115 | 120 | 125 | 133 | 136 | 137 | 137 | 139 | 140 | 140 | 4 | 6 | 6 | 9 | 15 | 24 | 28 | 38 | 45 | 56 | 70 | 82 | 95 | 107 | 115 | 122 | 128 | 131 | 133 | 134 | 134 | 134 | 133 | 132 | 131 | 130 | 125 | 123 | 121 | 120 | 4 | 5 | 5 | 7 | 7 | 11 | 16 | 19 | 28 | 35 | 42 | 50 | 60 | 70 | 83 | 93 | 103 | 111 | 118 | 124 | 130 | 134 | 135 | 132 | 131 | 129 | 128 | 127 | 123 | 121 | 4 | 5 | 6 | 11 | 16 | 24 | 32 | 40 | 50 | 62 | 75 | 88 | 104 | 113 | 120 | 127 | 131 | 132 | 133 | 133 | 132 | 130 | 127 | 124 | 121 | 115 | 113 | 108 | 99 | 92 | 4 | 9 | 10 | 11 | 14 | 16 | 21 | 24 | 31 | 39 | 45 | 51 | 58 | 65 | 70 | 77 | 83 | 89 | 94 | 100 | 106 | 110 | 114 | 118 | 121 | 125 | 127 | 130 | 133 | 132
PSS | LLANFAIR CAEREINION T1 | 13 | 30 | 50 | 79 | 121 | 188 | 285 | 428 | 632 | 790 | 975 | 1201 | 1453 | 1738 | 2045 | 2410 | 2795 | 3189 | 3572 | 3958 | 4310 | 4620 | 4893 | 5122 | 5313 | 5378 | 5442 | 5502 | 5563 | 5622 | 13 | 60 | 120 | 227 | 405 | 694 | 957 | 1278 | 1657 | 2090 | 2606 | 3151 | 3687 | 4171 | 4577 | 4895 | 5122 | 5277 | 5377 | 5437 | 5435 | 5411 | 5377 | 5331 | 5276 | 5211 | 5130 | 5043 | 4947 | 4834 | 13 | 40 | 72 | 116 | 182 | 281 | 423 | 632 | 922 | 1176 | 1487 | 1856 | 2279 | 2742 | 3204 | 3665 | 4104 | 4491 | 4815 | 5075 | 5276 | 5413 | 5445 | 5415 | 5362 | 5287 | 5194 | 5114 | 5030 | 4937 | 13 | 64 | 135 | 251 | 440 | 749 | 1029 | 1401 | 1854 | 2376 | 2943 | 3513 | 4049 | 4508 | 4865 | 5117 | 5278 | 5374 | 5407 | 5363 | 5301 | 5226 | 5133 | 5017 | 4880 | 4716 | 4529 | 4314 | 4066 | 3782 | 13 | 95 | 147 | 219 | 314 | 450 | 627 | 851 | 1135 | 1503 | 1876 | 2232 | 2580 | 2926 | 3270 | 3600 | 3924 | 4239 | 4547 | 4833 | 5095 | 5329 | 5534 | 5708 | 5849 | 5970 | 6075 | 6172 | 6266 | 6312
PSS | LLANFAIR PG T1 | 4 | 18 | 34 | 54 | 87 | 134 | 207 | 311 | 460 | 579 | 719 | 883 | 1069 | 1279 | 1501 | 1764 | 2041 | 2324 | 2596 | 2865 | 3110 | 3322 | 3504 | 3659 | 3783 | 3818 | 3853 | 3888 | 3926 | 3965 | 4 | 40 | 86 | 166 | 300 | 517 | 711 | 951 | 1233 | 1553 | 1935 | 2333 | 2720 | 3062 | 3342 | 3552 | 3691 | 3780 | 3831 | 3858 | 3843 | 3816 | 3784 | 3746 | 3702 | 3650 | 3588 | 3521 | 3445 | 3358 | 4 | 26 | 49 | 84 | 132 | 204 | 311 | 461 | 676 | 863 | 1087 | 1357 | 1661 | 1994 | 2319 | 2642 | 2941 | 3209 | 3429 | 3604 | 3737 | 3831 | 3842 | 3811 | 3772 | 3717 | 3649 | 3593 | 3535 | 3468 | 4 | 43 | 96 | 181 | 322 | 545 | 752 | 1026 | 1355 | 1733 | 2141 | 2546 | 2920 | 3233 | 3473 | 3638 | 3740 | 3796 | 3812 | 3771 | 3720 | 3660 | 3588 | 3498 | 3393 | 3270 | 3124 | 2959 | 2770 | 2554 | 4 | 69 | 107 | 159 | 229 | 326 | 453 | 613 | 818 | 1077 | 1342 | 1591 | 1832 | 2066 | 2294 | 2511 | 2721 | 2927 | 3130 | 3320 | 3496 | 3652 | 3791 | 3904 | 3998 | 4079 | 4149 | 4212 | 4271 | 4300
PSS | LLANFAIRFECHAN T1 | 7 | 18 | 29 | 43 | 64 | 100 | 151 | 222 | 329 | 409 | 502 | 617 | 748 | 891 | 1050 | 1239 | 1438 | 1643 | 1845 | 2048 | 2235 | 2401 | 2550 | 2676 | 2780 | 2823 | 2863 | 2894 | 2929 | 2962 | 7 | 35 | 67 | 123 | 215 | 367 | 495 | 661 | 855 | 1076 | 1341 | 1625 | 1905 | 2164 | 2391 | 2576 | 2716 | 2823 | 2900 | 2953 | 2974 | 2985 | 2985 | 2981 | 2970 | 2955 | 2935 | 2910 | 2880 | 2839 | 7 | 24 | 39 | 63 | 97 | 148 | 223 | 331 | 481 | 612 | 772 | 962 | 1181 | 1425 | 1670 | 1917 | 2154 | 2368 | 2551 | 2700 | 2817 | 2901 | 2931 | 2932 | 2915 | 2885 | 2849 | 2818 | 2781 | 2731 | 7 | 35 | 72 | 131 | 231 | 387 | 533 | 722 | 953 | 1221 | 1516 | 1816 | 2103 | 2353 | 2551 | 2698 | 2799 | 2862 | 2892 | 2882 | 2866 | 2839 | 2805 | 2760 | 2704 | 2636 | 2557 | 2466 | 2350 | 2218 | 7 | 52 | 79 | 115 | 161 | 228 | 314 | 420 | 559 | 736 | 917 | 1093 | 1265 | 1437 | 1613 | 1787 | 1959 | 2125 | 2293 | 2445 | 2587 | 2717 | 2834 | 2941 | 3030 | 3109 | 3183 | 3256 | 3324 | 3369
PSS | LLANFROTHEN T1 | 7 | 17 | 27 | 43 | 67 | 106 | 163 | 245 | 360 | 454 | 562 | 695 | 843 | 1018 | 1206 | 1434 | 1682 | 1941 | 2200 | 2467 | 2722 | 2958 | 3171 | 3358 | 3513 | 3599 | 3668 | 3728 | 3782 | 3827 | 7 | 31 | 64 | 119 | 216 | 373 | 514 | 687 | 899 | 1144 | 1443 | 1767 | 2105 | 2427 | 2730 | 2998 | 3220 | 3395 | 3527 | 3621 | 3669 | 3691 | 3698 | 3691 | 3675 | 3650 | 3614 | 3578 | 3532 | 3479 | 7 | 20 | 39 | 64 | 102 | 155 | 237 | 355 | 526 | 676 | 865 | 1091 | 1358 | 1657 | 1972 | 2296 | 2614 | 2912 | 3166 | 3372 | 3534 | 3648 | 3706 | 3714 | 3694 | 3649 | 3593 | 3540 | 3481 | 3416 | 7 | 36 | 76 | 142 | 252 | 431 | 596 | 815 | 1091 | 1415 | 1775 | 2159 | 2539 | 2883 | 3171 | 3392 | 3547 | 3647 | 3699 | 3698 | 3685 | 3661 | 3622 | 3571 | 3506 | 3432 | 3341 | 3237 | 3121 | 2983 | 7 | 55 | 85 | 122 | 175 | 252 | 352 | 479 | 642 | 859 | 1085 | 1308 | 1537 | 1777 | 2030 | 2288 | 2547 | 2798 | 3036 | 3253 | 3445 | 3620 | 3770 | 3908 | 4016 | 4108 | 4190 | 4271 | 4356 | 4407
PSS | LLANFWROG T1 / RUTHIN T1 | 13 | 46 | 79 | 128 | 202 | 316 | 488 | 735 | 1090 | 1368 | 1696 | 2086 | 2535 | 3036 | 3574 | 4218 | 4898 | 5592 | 6274 | 6954 | 7583 | 8141 | 8628 | 9042 | 9382 | 9506 | 9623 | 9735 | 9850 | 9960 | 13 | 94 | 200 | 388 | 702 | 1213 | 1669 | 2235 | 2906 | 3666 | 4579 | 5540 | 6490 | 7344 | 8071 | 8641 | 9049 | 9336 | 9518 | 9632 | 9638 | 9601 | 9546 | 9470 | 9379 | 9265 | 9125 | 8976 | 8802 | 8605 | 13 | 60 | 115 | 196 | 310 | 483 | 737 | 1100 | 1614 | 2061 | 2610 | 3264 | 4011 | 4832 | 5648 | 6472 | 7247 | 7944 | 8526 | 8988 | 9348 | 9596 | 9654 | 9606 | 9520 | 9391 | 9230 | 9088 | 8936 | 8769 | 13 | 104 | 228 | 434 | 766 | 1307 | 1805 | 2463 | 3259 | 4183 | 5189 | 6199 | 7153 | 7971 | 8609 | 9065 | 9357 | 9534 | 9602 | 9527 | 9424 | 9295 | 9135 | 8935 | 8693 | 8411 | 8082 | 7702 | 7268 | 6776 | 13 | 167 | 257 | 385 | 558 | 802 | 1118 | 1518 | 2030 | 2690 | 3358 | 3999 | 4625 | 5251 | 5867 | 6468 | 7058 | 7631 | 8187 | 8707 | 9181 | 9606 | 9982 | 10299 | 10560 | 10780 | 10972 | 11152 | 11326 | 11413
PSS | LLANFYLLIN T1 / LLANFYLLIN T2 | 13 | 31 | 52 | 84 | 133 | 206 | 315 | 472 | 695 | 871 | 1077 | 1325 | 1608 | 1928 | 2275 | 2687 | 3126 | 3585 | 4037 | 4491 | 4913 | 5299 | 5639 | 5931 | 6175 | 6281 | 6378 | 6460 | 6540 | 6611 | 13 | 64 | 130 | 247 | 441 | 755 | 1035 | 1381 | 1796 | 2266 | 2838 | 3450 | 4063 | 4632 | 5138 | 5558 | 5885 | 6136 | 6312 | 6436 | 6481 | 6496 | 6494 | 6474 | 6441 | 6396 | 6333 | 6263 | 6180 | 6083 | 13 | 42 | 76 | 126 | 199 | 307 | 465 | 694 | 1017 | 1301 | 1649 | 2065 | 2548 | 3082 | 3627 | 4179 | 4712 | 5201 | 5614 | 5947 | 6208 | 6395 | 6466 | 6459 | 6419 | 6345 | 6253 | 6170 | 6075 | 5964 | 13 | 69 | 147 | 276 | 484 | 824 | 1137 | 1550 | 2053 | 2646 | 3294 | 3960 | 4603 | 5170 | 5626 | 5968 | 6196 | 6342 | 6409 | 6388 | 6347 | 6286 | 6209 | 6100 | 5974 | 5820 | 5640 | 5435 | 5185 | 4904 | 13 | 106 | 162 | 236 | 335 | 478 | 665 | 897 | 1199 | 1591 | 1991 | 2379 | 2767 | 3163 | 3566 | 3969 | 4368 | 4757 | 5134 | 5481 | 5797 | 6081 | 6335 | 6563 | 6746 | 6907 | 7051 | 7194 | 7333 | 7421
PSS | LLANGAFFO T1 | 2 | 16 | 31 | 51 | 82 | 128 | 198 | 300 | 447 | 560 | 695 | 854 | 1039 | 1242 | 1460 | 1719 | 1992 | 2268 | 2534 | 2802 | 3046 | 3253 | 3436 | 3589 | 3714 | 3750 | 3786 | 3823 | 3865 | 3905 | 2 | 38 | 83 | 161 | 292 | 507 | 698 | 936 | 1216 | 1531 | 1909 | 2300 | 2682 | 3019 | 3295 | 3502 | 3639 | 3729 | 3777 | 3803 | 3788 | 3759 | 3727 | 3687 | 3643 | 3592 | 3531 | 3463 | 3390 | 3304 | 2 | 23 | 47 | 81 | 128 | 200 | 303 | 453 | 664 | 848 | 1072 | 1336 | 1637 | 1965 | 2285 | 2604 | 2903 | 3164 | 3380 | 3552 | 3685 | 3775 | 3786 | 3756 | 3716 | 3661 | 3595 | 3540 | 3481 | 3416 | 2 | 41 | 92 | 177 | 313 | 534 | 740 | 1010 | 1333 | 1706 | 2110 | 2508 | 2877 | 3189 | 3421 | 3582 | 3684 | 3740 | 3756 | 3714 | 3664 | 3603 | 3532 | 3442 | 3336 | 3212 | 3071 | 2907 | 2721 | 2508 | 2 | 72 | 113 | 169 | 243 | 349 | 486 | 656 | 877 | 1156 | 1440 | 1706 | 1964 | 2217 | 2460 | 2692 | 2920 | 3137 | 3355 | 3559 | 3746 | 3912 | 4061 | 4182 | 4283 | 4367 | 4440 | 4507 | 4569 | 4597
PSS | LLANGEFNI IND EST T1 / LLANGEFNI IND EST T2 | 4 | 6 | 9 | 13 | 21 | 31 | 49 | 71 | 104 | 130 | 159 | 196 | 239 | 284 | 334 | 392 | 453 | 516 | 575 | 635 | 691 | 737 | 779 | 812 | 841 | 850 | 857 | 866 | 875 | 884 | 4 | 11 | 20 | 40 | 70 | 118 | 161 | 215 | 277 | 349 | 432 | 521 | 609 | 685 | 748 | 794 | 825 | 845 | 855 | 863 | 859 | 852 | 843 | 835 | 826 | 814 | 801 | 784 | 767 | 748 | 4 | 7 | 13 | 19 | 31 | 46 | 71 | 104 | 153 | 194 | 245 | 304 | 372 | 447 | 520 | 592 | 658 | 717 | 766 | 805 | 834 | 854 | 857 | 851 | 841 | 829 | 814 | 801 | 789 | 774 | 4 | 12 | 23 | 42 | 74 | 124 | 170 | 232 | 303 | 390 | 479 | 569 | 654 | 724 | 776 | 813 | 835 | 848 | 852 | 842 | 831 | 817 | 801 | 781 | 757 | 728 | 697 | 658 | 617 | 569 | 4 | 20 | 29 | 42 | 60 | 84 | 118 | 158 | 208 | 275 | 343 | 406 | 467 | 526 | 584 | 640 | 693 | 744 | 797 | 843 | 887 | 927 | 962 | 991 | 1014 | 1035 | 1052 | 1069 | 1082 | 1089
PSS | LLANGEFNI T1 | 9 | 21 | 32 | 53 | 82 | 126 | 197 | 297 | 439 | 548 | 681 | 841 | 1024 | 1228 | 1449 | 1716 | 2000 | 2296 | 2589 | 2882 | 3159 | 3412 | 3634 | 3829 | 3987 | 4059 | 4124 | 4183 | 4235 | 4285 | 9 | 38 | 80 | 153 | 276 | 476 | 653 | 876 | 1141 | 1442 | 1811 | 2201 | 2595 | 2961 | 3285 | 3556 | 3764 | 3923 | 4031 | 4104 | 4129 | 4131 | 4121 | 4101 | 4071 | 4029 | 3980 | 3924 | 3862 | 3788 | 9 | 25 | 47 | 80 | 124 | 194 | 294 | 441 | 648 | 830 | 1055 | 1325 | 1638 | 1980 | 2333 | 2690 | 3034 | 3348 | 3613 | 3827 | 3995 | 4111 | 4153 | 4144 | 4113 | 4059 | 3993 | 3932 | 3868 | 3795 | 9 | 42 | 94 | 175 | 309 | 527 | 729 | 998 | 1321 | 1703 | 2124 | 2557 | 2973 | 3340 | 3635 | 3854 | 4003 | 4097 | 4136 | 4116 | 4086 | 4043 | 3984 | 3910 | 3824 | 3718 | 3593 | 3452 | 3288 | 3105 | 9 | 71 | 109 | 161 | 231 | 328 | 458 | 621 | 831 | 1108 | 1386 | 1658 | 1931 | 2207 | 2487 | 2768 | 3045 | 3311 | 3569 | 3809 | 4024 | 4216 | 4385 | 4535 | 4653 | 4753 | 4842 | 4925 | 5011 | 5060
PSS | LLANGOLLEN T1 | 13 | 31 | 52 | 81 | 121 | 188 | 288 | 431 | 635 | 795 | 981 | 1207 | 1460 | 1747 | 2053 | 2420 | 2805 | 3198 | 3584 | 3968 | 4318 | 4627 | 4898 | 5128 | 5315 | 5379 | 5441 | 5502 | 5561 | 5619 | 13 | 59 | 119 | 226 | 403 | 694 | 954 | 1274 | 1653 | 2083 | 2599 | 3145 | 3680 | 4163 | 4569 | 4888 | 5115 | 5272 | 5370 | 5432 | 5434 | 5412 | 5378 | 5335 | 5283 | 5217 | 5138 | 5054 | 4954 | 4840 | 13 | 38 | 69 | 115 | 181 | 278 | 422 | 630 | 921 | 1172 | 1484 | 1852 | 2273 | 2735 | 3195 | 3656 | 4094 | 4482 | 4811 | 5070 | 5268 | 5410 | 5441 | 5413 | 5361 | 5289 | 5199 | 5118 | 5034 | 4942 | 13 | 63 | 137 | 251 | 441 | 746 | 1031 | 1402 | 1852 | 2374 | 2939 | 3510 | 4046 | 4503 | 4862 | 5114 | 5279 | 5374 | 5412 | 5368 | 5311 | 5238 | 5147 | 5034 | 4894 | 4734 | 4548 | 4334 | 4086 | 3805 | 13 | 92 | 140 | 208 | 298 | 427 | 596 | 805 | 1075 | 1423 | 1774 | 2113 | 2443 | 2771 | 3096 | 3410 | 3722 | 4021 | 4314 | 4587 | 4838 | 5062 | 5259 | 5428 | 5565 | 5681 | 5784 | 5879 | 5971 | 6019
PSS | LLANIDLOES T1 / LLANIDLOES T2 | 7 | 26 | 51 | 84 | 132 | 205 | 314 | 473 | 697 | 874 | 1081 | 1330 | 1616 | 1937 | 2289 | 2711 | 3160 | 3627 | 4097 | 4565 | 5010 | 5414 | 5778 | 6093 | 6354 | 6480 | 6591 | 6687 | 6776 | 6851 | 7 | 69 | 140 | 258 | 454 | 774 | 1055 | 1406 | 1825 | 2303 | 2881 | 3506 | 4143 | 4743 | 5293 | 5765 | 6144 | 6448 | 6675 | 6846 | 6938 | 6991 | 7027 | 7042 | 7047 | 7033 | 7009 | 6976 | 6934 | 6874 | 7 | 40 | 75 | 129 | 203 | 313 | 473 | 709 | 1037 | 1327 | 1681 | 2109 | 2604 | 3153 | 3724 | 4311 | 4877 | 5399 | 5848 | 6216 | 6510 | 6722 | 6825 | 6847 | 6825 | 6769 | 6696 | 6630 | 6545 | 6430 | 7 | 69 | 150 | 278 | 493 | 835 | 1153 | 1570 | 2082 | 2682 | 3347 | 4039 | 4714 | 5318 | 5818 | 6194 | 6458 | 6636 | 6731 | 6731 | 6714 | 6677 | 6624 | 6543 | 6441 | 6317 | 6168 | 5995 | 5771 | 5503 | 7 | 114 | 169 | 246 | 346 | 486 | 669 | 898 | 1192 | 1579 | 1973 | 2354 | 2745 | 3145 | 3562 | 3984 | 4408 | 4823 | 5223 | 5596 | 5937 | 6251 | 6532 | 6798 | 7019 | 7217 | 7404 | 7594 | 7776 | 7909
PSS | LLANILAR T1 | 7 | 16 | 24 | 39 | 58 | 89 | 134 | 201 | 296 | 369 | 456 | 563 | 683 | 818 | 966 | 1140 | 1326 | 1516 | 1706 | 1898 | 2075 | 2233 | 2373 | 2493 | 2592 | 2634 | 2673 | 2706 | 2739 | 2770 | 7 | 28 | 56 | 105 | 188 | 322 | 441 | 592 | 769 | 971 | 1213 | 1473 | 1732 | 1968 | 2175 | 2341 | 2467 | 2559 | 2622 | 2664 | 2672 | 2667 | 2657 | 2639 | 2617 | 2588 | 2554 | 2516 | 2473 | 2419 | 7 | 19 | 34 | 56 | 86 | 131 | 199 | 298 | 434 | 554 | 702 | 879 | 1083 | 1307 | 1535 | 1766 | 1985 | 2182 | 2349 | 2484 | 2588 | 2660 | 2683 | 2675 | 2650 | 2614 | 2572 | 2532 | 2492 | 2445 | 7 | 31 | 65 | 118 | 210 | 353 | 485 | 663 | 879 | 1128 | 1402 | 1681 | 1949 | 2182 | 2367 | 2504 | 2591 | 2646 | 2669 | 2654 | 2629 | 2597 | 2556 | 2503 | 2443 | 2371 | 2286 | 2188 | 2077 | 1951 | 7 | 47 | 73 | 108 | 154 | 221 | 308 | 414 | 554 | 739 | 922 | 1100 | 1276 | 1455 | 1635 | 1810 | 1986 | 2153 | 2317 | 2467 | 2604 | 2726 | 2835 | 2927 | 3001 | 3066 | 3122 | 3173 | 3225 | 3254
PSS | LLANRWST T1 | 7 | 20 | 35 | 53 | 79 | 124 | 187 | 280 | 411 | 515 | 634 | 781 | 945 | 1129 | 1330 | 1568 | 1823 | 2081 | 2333 | 2589 | 2822 | 3028 | 3212 | 3365 | 3492 | 3539 | 3587 | 3626 | 3667 | 3704 | 7 | 39 | 76 | 145 | 259 | 443 | 608 | 814 | 1058 | 1335 | 1667 | 2018 | 2367 | 2686 | 2958 | 3173 | 3334 | 3445 | 3521 | 3570 | 3575 | 3566 | 3549 | 3521 | 3490 | 3449 | 3401 | 3347 | 3286 | 3214 | 7 | 25 | 46 | 75 | 116 | 181 | 272 | 407 | 592 | 755 | 955 | 1197 | 1471 | 1774 | 2079 | 2384 | 2674 | 2935 | 3153 | 3329 | 3465 | 3560 | 3584 | 3570 | 3538 | 3491 | 3431 | 3378 | 3324 | 3260 | 7 | 42 | 88 | 160 | 284 | 480 | 663 | 901 | 1195 | 1534 | 1906 | 2278 | 2634 | 2940 | 3183 | 3357 | 3470 | 3538 | 3566 | 3541 | 3508 | 3461 | 3404 | 3333 | 3246 | 3145 | 3024 | 2892 | 2734 | 2559 | 7 | 58 | 90 | 133 | 189 | 274 | 382 | 515 | 687 | 911 | 1139 | 1358 | 1574 | 1791 | 2007 | 2220 | 2428 | 2630 | 2827 | 3008 | 3174 | 3323 | 3453 | 3566 | 3657 | 3735 | 3801 | 3866 | 3929 | 3963
PSS | LLANSANNAN T1 | 9 | 21 | 33 | 50 | 75 | 115 | 173 | 258 | 378 | 470 | 581 | 711 | 859 | 1022 | 1198 | 1408 | 1625 | 1848 | 2064 | 2271 | 2462 | 2626 | 2768 | 2888 | 2983 | 3009 | 3033 | 3059 | 3088 | 3116 | 9 | 39 | 73 | 136 | 241 | 413 | 565 | 753 | 974 | 1224 | 1523 | 1835 | 2138 | 2405 | 2625 | 2789 | 2896 | 2967 | 3006 | 3027 | 3018 | 2995 | 2967 | 2937 | 2901 | 2859 | 2811 | 2758 | 2699 | 2631 | 9 | 26 | 44 | 71 | 109 | 166 | 250 | 369 | 538 | 684 | 860 | 1070 | 1307 | 1568 | 1823 | 2075 | 2312 | 2520 | 2692 | 2826 | 2933 | 3005 | 3014 | 2989 | 2959 | 2915 | 2862 | 2817 | 2772 | 2720 | 9 | 39 | 82 | 149 | 257 | 435 | 597 | 811 | 1067 | 1362 | 1683 | 1998 | 2291 | 2537 | 2723 | 2852 | 2932 | 2978 | 2989 | 2956 | 2917 | 2869 | 2812 | 2742 | 2657 | 2560 | 2447 | 2318 | 2168 | 2000 | 9 | 49 | 76 | 114 | 164 | 236 | 327 | 443 | 591 | 781 | 972 | 1153 | 1327 | 1500 | 1666 | 1822 | 1976 | 2122 | 2270 | 2406 | 2535 | 2649 | 2748 | 2831 | 2899 | 2957 | 3007 | 3051 | 3095 | 3113
PSS | LLANSILIN T1 | 9 | 22 | 37 | 58 | 87 | 136 | 206 | 310 | 456 | 572 | 706 | 868 | 1053 | 1258 | 1484 | 1747 | 2031 | 2319 | 2601 | 2884 | 3144 | 3373 | 3575 | 3747 | 3887 | 3939 | 3989 | 4035 | 4081 | 4124 | 9 | 42 | 86 | 161 | 289 | 499 | 687 | 916 | 1190 | 1501 | 1875 | 2265 | 2656 | 3009 | 3312 | 3550 | 3725 | 3845 | 3926 | 3978 | 3981 | 3967 | 3946 | 3914 | 3877 | 3830 | 3774 | 3713 | 3646 | 3564 | 9 | 27 | 51 | 84 | 131 | 201 | 304 | 454 | 664 | 849 | 1073 | 1342 | 1649 | 1986 | 2325 | 2666 | 2987 | 3277 | 3518 | 3711 | 3863 | 3966 | 3992 | 3973 | 3937 | 3881 | 3815 | 3755 | 3694 | 3625 | 9 | 46 | 98 | 180 | 318 | 539 | 743 | 1013 | 1339 | 1719 | 2133 | 2549 | 2943 | 3283 | 3549 | 3742 | 3865 | 3938 | 3968 | 3937 | 3894 | 3842 | 3779 | 3697 | 3597 | 3482 | 3349 | 3195 | 3021 | 2819 | 9 | 67 | 106 | 156 | 225 | 320 | 446 | 605 | 809 | 1073 | 1338 | 1592 | 1846 | 2097 | 2346 | 2591 | 2832 | 3062 | 3289 | 3499 | 3689 | 3862 | 4009 | 4140 | 4244 | 4330 | 4407 | 4482 | 4551 | 4586
PSS | LLYNCLYS T1 | 122 | 104 | 110 | 127 | 153 | 202 | 268 | 364 | 496 | 586 | 693 | 821 | 970 | 1136 | 1316 | 1531 | 1762 | 1997 | 2227 | 2463 | 2680 | 2872 | 3042 | 3188 | 3310 | 3356 | 3401 | 3441 | 3483 | 3522 | 122 | 113 | 150 | 221 | 340 | 528 | 679 | 867 | 1090 | 1344 | 1648 | 1970 | 2291 | 2582 | 2834 | 3032 | 3178 | 3285 | 3354 | 3402 | 3406 | 3400 | 3383 | 3359 | 3330 | 3292 | 3247 | 3198 | 3144 | 3078 | 122 | 114 | 127 | 155 | 197 | 259 | 352 | 486 | 670 | 815 | 999 | 1218 | 1468 | 1746 | 2024 | 2306 | 2574 | 2813 | 3017 | 3179 | 3305 | 3391 | 3417 | 3405 | 3374 | 3327 | 3274 | 3225 | 3173 | 3117 | 122 | 123 | 165 | 240 | 365 | 561 | 727 | 948 | 1215 | 1525 | 1866 | 2210 | 2536 | 2820 | 3043 | 3205 | 3309 | 3374 | 3398 | 3376 | 3343 | 3301 | 3251 | 3186 | 3107 | 3012 | 2905 | 2784 | 2642 | 2480 | 122 | 61 | 94 | 139 | 199 | 285 | 397 | 534 | 715 | 950 | 1185 | 1412 | 1636 | 1860 | 2085 | 2302 | 2518 | 2727 | 2930 | 3118 | 3289 | 3442 | 3577 | 3692 | 3785 | 3865 | 3934 | 3999 | 4063 | 4096
PSS | LORD ST T1 / MARSHSIDE T1 / MULLARDS BALMORAL DV T1 / SOUTHPORT T2 | 63 | 157 | 262 | 426 | 678 | 1065 | 1642 | 2484 | 3687 | 4640 | 5758 | 7103 | 8649 | 10392 | 12291 | 14565 | 16987 | 19498 | 21992 | 24533 | 26927 | 29082 | 31010 | 32672 | 34058 | 34689 | 35263 | 35761 | 36225 | 36653 | 63 | 301 | 662 | 1285 | 2319 | 4010 | 5529 | 7415 | 9666 | 12243 | 15362 | 18697 | 22059 | 25188 | 27980 | 30302 | 32108 | 33481 | 34431 | 35089 | 35313 | 35340 | 35260 | 35081 | 34824 | 34486 | 34065 | 33601 | 33067 | 32447 | 63 | 203 | 383 | 651 | 1042 | 1626 | 2482 | 3722 | 5492 | 7041 | 8958 | 11251 | 13909 | 16856 | 19868 | 22938 | 25895 | 28594 | 30880 | 32725 | 34159 | 35163 | 35527 | 35465 | 35193 | 34739 | 34171 | 33655 | 33103 | 32475 | 63 | 352 | 780 | 1475 | 2618 | 4465 | 6190 | 8463 | 11239 | 14495 | 18081 | 21779 | 25353 | 28515 | 31057 | 32949 | 34222 | 35031 | 35384 | 35235 | 34975 | 34607 | 34125 | 33498 | 32737 | 31840 | 30794 | 29595 | 28230 | 26671 | 63 | 612 | 929 | 1370 | 1960 | 2808 | 3911 | 5309 | 7113 | 9450 | 11860 | 14191 | 16529 | 18897 | 21328 | 23739 | 26128 | 28442 | 30674 | 32722 | 34578 | 36238 | 37684 | 38968 | 39989 | 40832 | 41594 | 42326 | 43059 | 43471
PSS | LOSTOCK T1 | 6 | 26 | 49 | 78 | 122 | 193 | 297 | 448 | 662 | 834 | 1033 | 1273 | 1545 | 1849 | 2179 | 2573 | 2986 | 3407 | 3818 | 4235 | 4617 | 4951 | 5246 | 5494 | 5699 | 5771 | 5840 | 5908 | 5977 | 6044 | 6 | 57 | 122 | 238 | 430 | 743 | 1025 | 1372 | 1782 | 2251 | 2809 | 3395 | 3975 | 4495 | 4934 | 5275 | 5516 | 5683 | 5787 | 5851 | 5848 | 5823 | 5788 | 5736 | 5677 | 5606 | 5522 | 5427 | 5322 | 5198 | 6 | 36 | 70 | 119 | 190 | 295 | 449 | 673 | 987 | 1260 | 1597 | 1995 | 2451 | 2950 | 3447 | 3944 | 4416 | 4834 | 5182 | 5462 | 5677 | 5829 | 5858 | 5827 | 5770 | 5692 | 5591 | 5504 | 5415 | 5313 | 6 | 61 | 139 | 262 | 468 | 796 | 1103 | 1505 | 1992 | 2555 | 3168 | 3782 | 4360 | 4854 | 5236 | 5509 | 5680 | 5783 | 5819 | 5771 | 5707 | 5624 | 5523 | 5400 | 5251 | 5073 | 4872 | 4637 | 4369 | 4064 | 6 | 119 | 177 | 260 | 368 | 523 | 724 | 978 | 1300 | 1719 | 2139 | 2542 | 2938 | 3328 | 3711 | 4083 | 4448 | 4800 | 5147 | 5470 | 5765 | 6028 | 6262 | 6459 | 6618 | 6755 | 6875 | 6985 | 7092 | 7143
PSS | LOSTOCK TRIANGLE T1 | 157 | 120 | 115 | 118 | 128 | 146 | 169 | 200 | 238 | 247 | 258 | 277 | 298 | 320 | 345 | 378 | 412 | 445 | 477 | 510 | 540 | 566 | 589 | 607 | 625 | 629 | 633 | 640 | 644 | 653 | 157 | 113 | 122 | 145 | 180 | 230 | 254 | 283 | 320 | 359 | 405 | 456 | 503 | 545 | 580 | 607 | 623 | 632 | 639 | 643 | 642 | 638 | 635 | 631 | 627 | 622 | 614 | 606 | 598 | 586 | 157 | 127 | 124 | 129 | 140 | 158 | 182 | 214 | 256 | 275 | 300 | 332 | 368 | 408 | 446 | 486 | 523 | 556 | 583 | 604 | 621 | 634 | 637 | 636 | 631 | 625 | 617 | 610 | 602 | 593 | 157 | 123 | 128 | 150 | 183 | 232 | 256 | 290 | 331 | 377 | 429 | 476 | 524 | 563 | 594 | 614 | 625 | 633 | 637 | 632 | 628 | 622 | 615 | 605 | 593 | 578 | 562 | 541 | 518 | 491 | 157 | 15 | 21 | 28 | 36 | 50 | 69 | 91 | 119 | 155 | 192 | 227 | 258 | 293 | 323 | 353 | 385 | 413 | 443 | 471 | 494 | 518 | 539 | 555 | 569 | 583 | 596 | 606 | 616 | 621
PSS | LOWER BEBINGTON T1 / NEW FERRY T1 / SPITAL T1 / UNILEVER RESEARCH T1 | 15 | 83 | 150 | 250 | 401 | 634 | 982 | 1489 | 2213 | 2790 | 3462 | 4268 | 5189 | 6223 | 7340 | 8680 | 10088 | 11541 | 12965 | 14400 | 15739 | 16920 | 17966 | 18858 | 19594 | 19883 | 20156 | 20400 | 20646 | 20877 | 15 | 176 | 395 | 777 | 1411 | 2448 | 3379 | 4532 | 5903 | 7463 | 9335 | 11320 | 13287 | 15082 | 16624 | 17858 | 18763 | 19418 | 19843 | 20126 | 20169 | 20118 | 20019 | 19874 | 19695 | 19467 | 19191 | 18893 | 18546 | 18150 | 15 | 109 | 223 | 385 | 622 | 973 | 1488 | 2236 | 3293 | 4214 | 5348 | 6700 | 8251 | 9964 | 11679 | 13412 | 15055 | 16536 | 17781 | 18780 | 19550 | 20089 | 20233 | 20148 | 19973 | 19703 | 19366 | 19072 | 18758 | 18404 | 15 | 198 | 456 | 872 | 1556 | 2662 | 3692 | 5046 | 6691 | 8606 | 10692 | 12806 | 14816 | 16561 | 17927 | 18919 | 19566 | 19960 | 20116 | 19976 | 19783 | 19527 | 19210 | 18805 | 18320 | 17748 | 17089 | 16322 | 15456 | 14462 | 15 | 368 | 556 | 823 | 1175 | 1682 | 2338 | 3168 | 4234 | 5607 | 7009 | 8350 | 9677 | 11004 | 12326 | 13625 | 14900 | 16138 | 17342 | 18458 | 19475 | 20385 | 21182 | 21869 | 22425 | 22890 | 23304 | 23688 | 24072 | 24271
PSS | LUGSDALE T1 / PILK SULLIVAN T1 / PILK SULLIVAN T2 / USAC T1 | 43 | 35 | 36 | 41 | 48 | 59 | 78 | 102 | 134 | 156 | 181 | 212 | 245 | 286 | 326 | 378 | 430 | 482 | 535 | 587 | 633 | 673 | 708 | 739 | 763 | 770 | 777 | 784 | 793 | 800 | 43 | 38 | 47 | 67 | 97 | 145 | 183 | 227 | 282 | 342 | 416 | 493 | 565 | 633 | 686 | 726 | 751 | 767 | 778 | 783 | 781 | 776 | 770 | 762 | 752 | 743 | 731 | 719 | 705 | 688 | 43 | 38 | 41 | 48 | 58 | 76 | 99 | 131 | 176 | 211 | 255 | 306 | 364 | 425 | 488 | 550 | 607 | 659 | 700 | 732 | 759 | 778 | 779 | 775 | 767 | 756 | 743 | 732 | 722 | 709 | 43 | 40 | 50 | 70 | 100 | 150 | 189 | 240 | 305 | 377 | 455 | 531 | 603 | 665 | 708 | 740 | 760 | 770 | 773 | 767 | 757 | 745 | 732 | 716 | 695 | 672 | 646 | 612 | 577 | 535 | 43 | 19 | 27 | 39 | 54 | 76 | 104 | 138 | 183 | 242 | 301 | 355 | 409 | 461 | 511 | 559 | 606 | 650 | 697 | 739 | 779 | 812 | 843 | 868 | 891 | 908 | 924 | 938 | 950 | 957
PSS | LYMM T1 / WHITELEGGS LA T1 | 22 | 62 | 103 | 167 | 262 | 407 | 625 | 943 | 1391 | 1743 | 2161 | 2656 | 3225 | 3859 | 4540 | 5353 | 6213 | 7087 | 7945 | 8801 | 9589 | 10280 | 10886 | 11402 | 11823 | 11968 | 12110 | 12242 | 12382 | 12516 | 22 | 124 | 261 | 501 | 903 | 1554 | 2135 | 2857 | 3710 | 4678 | 5838 | 7055 | 8253 | 9330 | 10237 | 10941 | 11436 | 11781 | 11991 | 12122 | 12114 | 12054 | 11976 | 11872 | 11749 | 11597 | 11420 | 11225 | 11005 | 10748 | 22 | 83 | 154 | 253 | 401 | 621 | 943 | 1406 | 2059 | 2627 | 3321 | 4147 | 5093 | 6126 | 7154 | 8186 | 9154 | 10021 | 10743 | 11317 | 11761 | 12068 | 12131 | 12061 | 11944 | 11776 | 11570 | 11391 | 11205 | 10997 | 22 | 136 | 294 | 554 | 980 | 1666 | 2300 | 3135 | 4142 | 5311 | 6581 | 7852 | 9045 | 10068 | 10857 | 11415 | 11771 | 11986 | 12056 | 11951 | 11812 | 11643 | 11432 | 11171 | 10860 | 10494 | 10069 | 9582 | 9027 | 8397 | 22 | 238 | 354 | 517 | 737 | 1050 | 1456 | 1963 | 2616 | 3458 | 4307 | 5117 | 5910 | 6696 | 7466 | 8215 | 8948 | 9657 | 10352 | 10999 | 11595 | 12123 | 12590 | 12983 | 13305 | 13575 | 13814 | 14029 | 14243 | 14345
PSS | MACHYNLLETH T1 | 0 | 7 | 12 | 24 | 37 | 58 | 92 | 140 | 207 | 260 | 325 | 401 | 492 | 591 | 703 | 838 | 982 | 1135 | 1290 | 1444 | 1593 | 1734 | 1857 | 1969 | 2061 | 2113 | 2155 | 2192 | 2219 | 2244 | 0 | 16 | 34 | 66 | 119 | 205 | 283 | 380 | 502 | 638 | 807 | 994 | 1187 | 1377 | 1557 | 1719 | 1854 | 1966 | 2052 | 2111 | 2143 | 2162 | 2166 | 2168 | 2159 | 2146 | 2128 | 2108 | 2081 | 2053 | 0 | 10 | 20 | 33 | 54 | 85 | 134 | 199 | 295 | 380 | 489 | 618 | 773 | 947 | 1131 | 1324 | 1511 | 1689 | 1841 | 1963 | 2064 | 2133 | 2167 | 2173 | 2164 | 2137 | 2107 | 2076 | 2041 | 2004 | 0 | 19 | 42 | 80 | 141 | 243 | 337 | 464 | 618 | 806 | 1013 | 1242 | 1464 | 1669 | 1843 | 1974 | 2072 | 2137 | 2169 | 2170 | 2167 | 2154 | 2134 | 2106 | 2072 | 2034 | 1983 | 1925 | 1861 | 1788 | 0 | 32 | 44 | 63 | 86 | 120 | 167 | 224 | 301 | 404 | 513 | 621 | 734 | 856 | 987 | 1125 | 1265 | 1398 | 1523 | 1637 | 1737 | 1827 | 1907 | 1980 | 2038 | 2086 | 2128 | 2175 | 2220 | 2252
PSS | MAELOR CREAMERY T1 | 2 | 5 | 9 | 13 | 18 | 29 | 43 | 62 | 93 | 113 | 143 | 174 | 211 | 253 | 295 | 347 | 401 | 456 | 509 | 564 | 611 | 654 | 690 | 721 | 745 | 753 | 760 | 767 | 777 | 784 | 2 | 11 | 18 | 33 | 60 | 102 | 143 | 189 | 246 | 308 | 384 | 463 | 539 | 605 | 661 | 703 | 730 | 749 | 759 | 764 | 761 | 754 | 749 | 741 | 733 | 722 | 710 | 698 | 681 | 665 | 2 | 7 | 12 | 18 | 28 | 42 | 62 | 92 | 137 | 172 | 217 | 270 | 330 | 396 | 460 | 523 | 583 | 635 | 678 | 712 | 741 | 759 | 761 | 755 | 746 | 735 | 722 | 711 | 699 | 686 | 2 | 11 | 21 | 37 | 64 | 109 | 151 | 204 | 270 | 345 | 424 | 505 | 578 | 640 | 686 | 720 | 740 | 752 | 754 | 746 | 736 | 723 | 711 | 692 | 672 | 646 | 619 | 585 | 548 | 507 | 2 | 17 | 27 | 38 | 54 | 77 | 107 | 143 | 188 | 249 | 309 | 367 | 421 | 475 | 527 | 578 | 625 | 671 | 719 | 761 | 801 | 836 | 869 | 895 | 917 | 935 | 951 | 966 | 979 | 986
PSS | MAENTWROG T1 | 2 | 8 | 11 | 22 | 33 | 51 | 81 | 121 | 185 | 232 | 288 | 357 | 435 | 528 | 626 | 748 | 881 | 1020 | 1162 | 1311 | 1451 | 1587 | 1705 | 1813 | 1903 | 1958 | 2001 | 2038 | 2068 | 2094 | 2 | 15 | 30 | 58 | 106 | 188 | 259 | 348 | 457 | 583 | 739 | 909 | 1090 | 1266 | 1435 | 1589 | 1721 | 1830 | 1912 | 1972 | 2004 | 2024 | 2031 | 2031 | 2025 | 2012 | 1996 | 1979 | 1957 | 1932 | 2 | 10 | 19 | 30 | 49 | 77 | 120 | 182 | 271 | 351 | 452 | 572 | 714 | 874 | 1048 | 1229 | 1404 | 1574 | 1716 | 1831 | 1928 | 1993 | 2028 | 2037 | 2029 | 2005 | 1975 | 1948 | 1913 | 1878 | 2 | 18 | 37 | 73 | 129 | 224 | 310 | 425 | 569 | 743 | 936 | 1147 | 1356 | 1550 | 1715 | 1842 | 1934 | 1995 | 2027 | 2031 | 2029 | 2018 | 2000 | 1976 | 1946 | 1911 | 1867 | 1816 | 1759 | 1694 | 2 | 32 | 48 | 70 | 100 | 141 | 196 | 266 | 358 | 483 | 607 | 734 | 867 | 1008 | 1155 | 1308 | 1463 | 1612 | 1754 | 1881 | 1993 | 2097 | 2185 | 2269 | 2331 | 2385 | 2434 | 2485 | 2536 | 2567
PSS | MAES-Y-CLAWDD T1 | 2 | 5 | 8 | 14 | 22 | 37 | 57 | 86 | 129 | 167 | 206 | 260 | 321 | 392 | 474 | 573 | 687 | 809 | 939 | 1076 | 1214 | 1348 | 1474 | 1588 | 1686 | 1752 | 1809 | 1853 | 1889 | 1916 | 2 | 10 | 19 | 38 | 71 | 122 | 170 | 229 | 305 | 397 | 511 | 646 | 797 | 956 | 1124 | 1290 | 1444 | 1578 | 1685 | 1767 | 1821 | 1857 | 1877 | 1888 | 1894 | 1891 | 1889 | 1881 | 1872 | 1863 | 2 | 5 | 12 | 21 | 34 | 54 | 84 | 131 | 197 | 261 | 341 | 438 | 558 | 698 | 856 | 1027 | 1200 | 1367 | 1515 | 1641 | 1737 | 1808 | 1857 | 1880 | 1877 | 1859 | 1835 | 1808 | 1780 | 1745 | 2 | 13 | 28 | 54 | 96 | 166 | 233 | 323 | 437 | 580 | 745 | 936 | 1134 | 1330 | 1503 | 1643 | 1750 | 1822 | 1867 | 1885 | 1896 | 1897 | 1899 | 1887 | 1873 | 1854 | 1833 | 1810 | 1782 | 1750 | 2 | 25 | 39 | 56 | 80 | 112 | 159 | 214 | 291 | 395 | 505 | 622 | 749 | 886 | 1041 | 1205 | 1372 | 1533 | 1686 | 1818 | 1934 | 2041 | 2130 | 2221 | 2288 | 2342 | 2396 | 2448 | 2506 | 2545
PSS | MANOD T1 | 2 | 9 | 16 | 26 | 39 | 60 | 89 | 134 | 199 | 248 | 305 | 375 | 452 | 537 | 630 | 740 | 855 | 972 | 1085 | 1193 | 1291 | 1376 | 1449 | 1511 | 1560 | 1572 | 1584 | 1596 | 1610 | 1623 | 2 | 20 | 37 | 70 | 124 | 211 | 291 | 389 | 503 | 634 | 790 | 952 | 1111 | 1249 | 1363 | 1448 | 1505 | 1542 | 1563 | 1573 | 1569 | 1555 | 1543 | 1525 | 1508 | 1485 | 1461 | 1434 | 1405 | 1367 | 2 | 13 | 22 | 36 | 54 | 85 | 128 | 188 | 277 | 353 | 445 | 554 | 676 | 814 | 948 | 1077 | 1201 | 1309 | 1397 | 1470 | 1526 | 1562 | 1566 | 1553 | 1538 | 1515 | 1487 | 1465 | 1440 | 1413 | 2 | 19 | 41 | 75 | 133 | 225 | 309 | 420 | 555 | 706 | 874 | 1037 | 1191 | 1318 | 1416 | 1483 | 1524 | 1548 | 1555 | 1536 | 1516 | 1492 | 1462 | 1424 | 1380 | 1331 | 1271 | 1205 | 1126 | 1039 | 2 | 26 | 39 | 57 | 82 | 116 | 161 | 217 | 288 | 380 | 473 | 561 | 645 | 728 | 808 | 884 | 957 | 1028 | 1100 | 1165 | 1228 | 1283 | 1333 | 1371 | 1402 | 1431 | 1457 | 1477 | 1499 | 1508
PSS | MANOR PK T1 / NORTON CHAINS T1 | 4 | 11 | 19 | 29 | 45 | 69 | 107 | 159 | 236 | 295 | 365 | 448 | 543 | 648 | 762 | 896 | 1038 | 1180 | 1319 | 1458 | 1583 | 1690 | 1785 | 1865 | 1930 | 1949 | 1967 | 1986 | 2007 | 2029 | 4 | 21 | 45 | 85 | 153 | 266 | 365 | 489 | 634 | 797 | 992 | 1196 | 1392 | 1569 | 1713 | 1819 | 1889 | 1936 | 1961 | 1975 | 1966 | 1954 | 1935 | 1914 | 1891 | 1864 | 1832 | 1798 | 1760 | 1715 | 4 | 14 | 25 | 42 | 69 | 105 | 160 | 237 | 347 | 442 | 559 | 696 | 851 | 1022 | 1188 | 1353 | 1508 | 1644 | 1756 | 1844 | 1915 | 1961 | 1966 | 1951 | 1930 | 1901 | 1867 | 1837 | 1807 | 1774 | 4 | 23 | 49 | 94 | 165 | 280 | 387 | 527 | 695 | 888 | 1097 | 1304 | 1496 | 1655 | 1777 | 1862 | 1914 | 1941 | 1949 | 1928 | 1903 | 1871 | 1834 | 1788 | 1732 | 1668 | 1596 | 1511 | 1413 | 1302 | 4 | 39 | 61 | 90 | 129 | 185 | 257 | 346 | 463 | 611 | 761 | 900 | 1037 | 1170 | 1298 | 1421 | 1540 | 1655 | 1769 | 1877 | 1976 | 2064 | 2141 | 2205 | 2258 | 2302 | 2342 | 2377 | 2409 | 2423
PSS | MERE T1 | 45 | 65 | 91 | 137 | 206 | 312 | 470 | 704 | 1031 | 1292 | 1596 | 1963 | 2388 | 2871 | 3402 | 4041 | 4727 | 5448 | 6177 | 6924 | 7640 | 8300 | 8895 | 9416 | 9854 | 10085 | 10290 | 10459 | 10612 | 10743 | 45 | 102 | 202 | 371 | 651 | 1105 | 1509 | 2014 | 2618 | 3317 | 4166 | 5097 | 6049 | 6962 | 7818 | 8567 | 9179 | 9674 | 10040 | 10309 | 10443 | 10511 | 10538 | 10529 | 10496 | 10433 | 10352 | 10257 | 10143 | 10008 | 45 | 76 | 126 | 199 | 307 | 466 | 702 | 1048 | 1532 | 1961 | 2496 | 3141 | 3892 | 4735 | 5616 | 6531 | 7425 | 8252 | 8964 | 9546 | 10003 | 10329 | 10484 | 10511 | 10458 | 10343 | 10195 | 10058 | 9898 | 9713 | 45 | 119 | 236 | 430 | 745 | 1256 | 1729 | 2357 | 3129 | 4043 | 5065 | 6143 | 7208 | 8172 | 8975 | 9588 | 10020 | 10307 | 10450 | 10454 | 10418 | 10352 | 10251 | 10111 | 9934 | 9722 | 9475 | 9188 | 8851 | 8465 | 45 | 179 | 265 | 385 | 543 | 769 | 1065 | 1445 | 1934 | 2574 | 3240 | 3890 | 4561 | 5250 | 5982 | 6723 | 7463 | 8179 | 8867 | 9495 | 10056 | 10566 | 11013 | 11426 | 11753 | 12028 | 12280 | 12535 | 12792 | 12955
PSS | MIDDLEWICH T1 | 36 | 45 | 60 | 85 | 125 | 188 | 278 | 409 | 597 | 742 | 913 | 1120 | 1353 | 1621 | 1911 | 2259 | 2633 | 3019 | 3403 | 3795 | 4164 | 4497 | 4796 | 5054 | 5268 | 5370 | 5459 | 5536 | 5610 | 5673 | 36 | 66 | 120 | 216 | 379 | 638 | 868 | 1153 | 1494 | 1889 | 2362 | 2872 | 3387 | 3869 | 4298 | 4660 | 4947 | 5166 | 5318 | 5426 | 5464 | 5474 | 5465 | 5440 | 5404 | 5353 | 5292 | 5223 | 5140 | 5048 | 36 | 51 | 78 | 121 | 179 | 271 | 403 | 595 | 867 | 1103 | 1395 | 1745 | 2150 | 2603 | 3064 | 3540 | 3996 | 4417 | 4772 | 5059 | 5281 | 5438 | 5500 | 5493 | 5453 | 5385 | 5297 | 5218 | 5135 | 5036 | 36 | 75 | 139 | 249 | 423 | 709 | 970 | 1318 | 1743 | 2242 | 2790 | 3359 | 3913 | 4403 | 4798 | 5095 | 5296 | 5423 | 5484 | 5465 | 5428 | 5372 | 5302 | 5209 | 5096 | 4962 | 4805 | 4625 | 4419 | 4184 | 36 | 99 | 145 | 210 | 299 | 423 | 585 | 794 | 1062 | 1411 | 1769 | 2115 | 2465 | 2825 | 3191 | 3558 | 3923 | 4274 | 4616 | 4927 | 5209 | 5462 | 5679 | 5877 | 6031 | 6161 | 6278 | 6392 | 6506 | 6571
PSS | MIDPOINT POCHIN WAY T1 | 4 | 5 | 6 | 7 | 8 | 12 | 19 | 26 | 37 | 45 | 55 | 64 | 76 | 92 | 106 | 124 | 143 | 162 | 180 | 199 | 216 | 229 | 243 | 251 | 262 | 265 | 267 | 270 | 272 | 275 | 4 | 6 | 9 | 15 | 25 | 41 | 55 | 70 | 89 | 110 | 137 | 164 | 190 | 214 | 233 | 247 | 255 | 261 | 265 | 268 | 267 | 265 | 263 | 259 | 256 | 252 | 248 | 244 | 239 | 234 | 4 | 5 | 8 | 8 | 13 | 17 | 26 | 37 | 52 | 64 | 81 | 98 | 119 | 140 | 163 | 185 | 204 | 224 | 238 | 251 | 259 | 267 | 266 | 265 | 261 | 258 | 252 | 248 | 246 | 240 | 4 | 6 | 9 | 17 | 27 | 43 | 56 | 74 | 97 | 123 | 152 | 178 | 204 | 225 | 241 | 253 | 260 | 263 | 264 | 262 | 259 | 255 | 250 | 242 | 236 | 227 | 218 | 206 | 193 | 178 | 4 | 9 | 13 | 18 | 24 | 33 | 45 | 59 | 77 | 101 | 125 | 147 | 169 | 190 | 212 | 232 | 251 | 267 | 286 | 303 | 319 | 333 | 346 | 356 | 364 | 371 | 379 | 384 | 388 | 391
PSS | MILFORD T1 | 17 | 26 | 35 | 54 | 79 | 118 | 177 | 262 | 382 | 475 | 588 | 721 | 875 | 1048 | 1236 | 1462 | 1703 | 1953 | 2206 | 2457 | 2691 | 2910 | 3101 | 3268 | 3406 | 3471 | 3527 | 3579 | 3625 | 3666 | 17 | 42 | 75 | 139 | 240 | 407 | 554 | 737 | 959 | 1210 | 1515 | 1843 | 2175 | 2487 | 2765 | 3003 | 3189 | 3332 | 3433 | 3503 | 3531 | 3539 | 3532 | 3519 | 3497 | 3464 | 3425 | 3381 | 3326 | 3269 | 17 | 31 | 49 | 75 | 113 | 172 | 258 | 378 | 552 | 705 | 893 | 1121 | 1382 | 1671 | 1971 | 2281 | 2576 | 2849 | 3077 | 3265 | 3412 | 3512 | 3553 | 3550 | 3525 | 3482 | 3426 | 3373 | 3319 | 3256 | 17 | 47 | 88 | 159 | 271 | 454 | 624 | 847 | 1122 | 1444 | 1801 | 2171 | 2527 | 2847 | 3106 | 3301 | 3433 | 3516 | 3555 | 3542 | 3521 | 3486 | 3441 | 3383 | 3311 | 3222 | 3122 | 3007 | 2872 | 2722 | 17 | 58 | 82 | 123 | 173 | 244 | 339 | 458 | 614 | 817 | 1024 | 1228 | 1435 | 1647 | 1865 | 2088 | 2306 | 2518 | 2722 | 2908 | 3077 | 3227 | 3360 | 3476 | 3570 | 3649 | 3722 | 3790 | 3860 | 3900
PSS | MINFFORDD T1 / PARC BRYN CEGIN T1 / PARC BRYN CEGIN T2 | 13 | 20 | 30 | 44 | 63 | 95 | 143 | 213 | 308 | 386 | 474 | 583 | 705 | 840 | 990 | 1168 | 1359 | 1552 | 1743 | 1938 | 2116 | 2277 | 2417 | 2540 | 2640 | 2680 | 2718 | 2754 | 2787 | 2817 | 13 | 33 | 61 | 113 | 199 | 333 | 458 | 607 | 787 | 991 | 1238 | 1500 | 1763 | 2003 | 2212 | 2382 | 2509 | 2604 | 2667 | 2709 | 2721 | 2719 | 2707 | 2691 | 2669 | 2642 | 2606 | 2568 | 2524 | 2469 | 13 | 25 | 39 | 61 | 92 | 139 | 207 | 309 | 447 | 568 | 719 | 898 | 1104 | 1330 | 1562 | 1795 | 2020 | 2221 | 2388 | 2524 | 2632 | 2708 | 2728 | 2722 | 2698 | 2666 | 2619 | 2580 | 2536 | 2491 | 13 | 35 | 70 | 126 | 218 | 365 | 499 | 681 | 898 | 1153 | 1432 | 1714 | 1987 | 2223 | 2414 | 2553 | 2641 | 2698 | 2722 | 2709 | 2686 | 2653 | 2613 | 2562 | 2499 | 2424 | 2341 | 2243 | 2128 | 1999 | 13 | 46 | 71 | 102 | 146 | 208 | 289 | 389 | 519 | 692 | 864 | 1031 | 1196 | 1365 | 1533 | 1700 | 1868 | 2026 | 2182 | 2326 | 2454 | 2572 | 2675 | 2765 | 2835 | 2898 | 2953 | 3004 | 3055 | 3085
PSS | MOCHDRE T1 | 2 | 4 | 7 | 10 | 16 | 25 | 34 | 52 | 77 | 92 | 113 | 144 | 174 | 207 | 248 | 299 | 351 | 407 | 467 | 529 | 590 | 648 | 701 | 748 | 789 | 814 | 840 | 857 | 873 | 886 | 2 | 12 | 20 | 32 | 55 | 92 | 121 | 162 | 208 | 263 | 328 | 402 | 482 | 562 | 643 | 719 | 786 | 848 | 897 | 937 | 965 | 989 | 1008 | 1023 | 1037 | 1048 | 1058 | 1069 | 1078 | 1086 | 2 | 8 | 10 | 16 | 26 | 39 | 59 | 85 | 122 | 159 | 201 | 250 | 313 | 382 | 456 | 535 | 615 | 691 | 758 | 816 | 864 | 901 | 925 | 939 | 944 | 943 | 941 | 938 | 933 | 917 | 2 | 10 | 20 | 35 | 58 | 98 | 135 | 183 | 241 | 315 | 394 | 484 | 577 | 661 | 737 | 798 | 845 | 879 | 900 | 912 | 920 | 924 | 929 | 931 | 929 | 926 | 922 | 918 | 900 | 881 | 2 | 25 | 34 | 46 | 62 | 86 | 114 | 150 | 196 | 257 | 321 | 382 | 446 | 513 | 586 | 663 | 741 | 817 | 892 | 959 | 1022 | 1081 | 1138 | 1192 | 1236 | 1282 | 1323 | 1369 | 1410 | 1443
PSS | MONA T1 | 4 | 11 | 19 | 32 | 47 | 75 | 115 | 175 | 258 | 323 | 400 | 494 | 600 | 717 | 849 | 1004 | 1172 | 1342 | 1509 | 1683 | 1842 | 1984 | 2114 | 2224 | 2316 | 2354 | 2392 | 2423 | 2455 | 2484 | 4 | 24 | 47 | 92 | 165 | 281 | 389 | 520 | 676 | 855 | 1072 | 1300 | 1531 | 1745 | 1931 | 2082 | 2199 | 2285 | 2345 | 2384 | 2396 | 2395 | 2387 | 2371 | 2352 | 2328 | 2297 | 2264 | 2227 | 2182 | 4 | 15 | 29 | 46 | 73 | 114 | 174 | 262 | 383 | 489 | 620 | 779 | 960 | 1161 | 1365 | 1573 | 1772 | 1950 | 2101 | 2223 | 2319 | 2385 | 2406 | 2401 | 2382 | 2349 | 2310 | 2274 | 2237 | 2195 | 4 | 24 | 55 | 102 | 184 | 310 | 428 | 586 | 777 | 1000 | 1245 | 1496 | 1737 | 1947 | 2115 | 2241 | 2322 | 2373 | 2395 | 2383 | 2361 | 2335 | 2300 | 2254 | 2201 | 2137 | 2063 | 1979 | 1881 | 1768 | 4 | 46 | 70 | 101 | 144 | 206 | 285 | 386 | 516 | 685 | 856 | 1022 | 1186 | 1352 | 1521 | 1687 | 1850 | 2008 | 2163 | 2303 | 2431 | 2547 | 2647 | 2736 | 2805 | 2867 | 2919 | 2967 | 3017 | 3045
PSS | MONSANTO T1 | 7 | 15 | 24 | 37 | 58 | 90 | 136 | 205 | 303 | 376 | 466 | 572 | 695 | 833 | 986 | 1171 | 1365 | 1571 | 1776 | 1989 | 2186 | 2367 | 2531 | 2673 | 2792 | 2854 | 2907 | 2954 | 2994 | 3031 | 7 | 31 | 61 | 109 | 194 | 329 | 451 | 602 | 780 | 982 | 1233 | 1503 | 1778 | 2040 | 2285 | 2498 | 2668 | 2806 | 2914 | 2991 | 3030 | 3057 | 3070 | 3077 | 3077 | 3066 | 3055 | 3038 | 3016 | 2984 | 7 | 21 | 35 | 59 | 90 | 137 | 204 | 308 | 447 | 575 | 727 | 913 | 1130 | 1369 | 1623 | 1880 | 2132 | 2365 | 2566 | 2731 | 2862 | 2955 | 3001 | 3013 | 3004 | 2978 | 2944 | 2908 | 2869 | 2820 | 7 | 33 | 68 | 122 | 216 | 365 | 501 | 681 | 905 | 1166 | 1455 | 1762 | 2060 | 2328 | 2553 | 2724 | 2843 | 2925 | 2967 | 2969 | 2963 | 2949 | 2925 | 2891 | 2848 | 2792 | 2726 | 2652 | 2556 | 2443 | 7 | 54 | 78 | 115 | 160 | 224 | 307 | 414 | 553 | 732 | 913 | 1094 | 1278 | 1467 | 1664 | 1865 | 2067 | 2263 | 2451 | 2626 | 2784 | 2929 | 3060 | 3182 | 3282 | 3370 | 3453 | 3536 | 3617 | 3674
PSS | MORDA T1 | 13 | 22 | 34 | 53 | 79 | 123 | 184 | 276 | 406 | 506 | 626 | 769 | 933 | 1115 | 1315 | 1552 | 1802 | 2058 | 2311 | 2568 | 2806 | 3012 | 3198 | 3356 | 3486 | 3535 | 3584 | 3628 | 3670 | 3712 | 13 | 43 | 80 | 148 | 265 | 451 | 617 | 823 | 1066 | 1345 | 1678 | 2031 | 2381 | 2700 | 2972 | 3190 | 3347 | 3462 | 3535 | 3583 | 3588 | 3578 | 3560 | 3533 | 3501 | 3460 | 3410 | 3356 | 3295 | 3222 | 13 | 30 | 51 | 79 | 121 | 184 | 277 | 413 | 600 | 763 | 965 | 1205 | 1480 | 1784 | 2090 | 2397 | 2688 | 2949 | 3169 | 3344 | 3482 | 3575 | 3601 | 3583 | 3552 | 3502 | 3443 | 3390 | 3334 | 3271 | 13 | 45 | 91 | 164 | 290 | 486 | 671 | 912 | 1206 | 1547 | 1917 | 2292 | 2647 | 2955 | 3195 | 3371 | 3483 | 3553 | 3579 | 3552 | 3517 | 3470 | 3414 | 3340 | 3254 | 3150 | 3031 | 2898 | 2740 | 2561 | 13 | 67 | 101 | 151 | 217 | 310 | 433 | 587 | 781 | 1035 | 1293 | 1541 | 1783 | 2028 | 2269 | 2505 | 2739 | 2963 | 3184 | 3387 | 3571 | 3737 | 3883 | 4009 | 4108 | 4194 | 4268 | 4337 | 4407 | 4441
PSS | MORGANITE CERAMICS T1 / PLYMYARD T2 | 43 | 56 | 79 | 117 | 174 | 265 | 399 | 596 | 871 | 1089 | 1340 | 1650 | 2003 | 2405 | 2842 | 3368 | 3929 | 4512 | 5097 | 5695 | 6262 | 6775 | 7237 | 7637 | 7971 | 8134 | 8280 | 8404 | 8517 | 8623 | 43 | 90 | 170 | 315 | 551 | 938 | 1283 | 1711 | 2221 | 2810 | 3522 | 4287 | 5068 | 5800 | 6463 | 7025 | 7472 | 7817 | 8063 | 8236 | 8305 | 8328 | 8317 | 8285 | 8233 | 8161 | 8069 | 7967 | 7849 | 7712 | 43 | 67 | 107 | 169 | 258 | 392 | 590 | 876 | 1284 | 1641 | 2080 | 2612 | 3225 | 3912 | 4615 | 5340 | 6042 | 6686 | 7232 | 7675 | 8021 | 8264 | 8360 | 8359 | 8298 | 8195 | 8065 | 7945 | 7815 | 7666 | 43 | 102 | 199 | 362 | 625 | 1051 | 1448 | 1969 | 2608 | 3362 | 4195 | 5059 | 5903 | 6653 | 7266 | 7728 | 8041 | 8242 | 8336 | 8313 | 8263 | 8186 | 8082 | 7945 | 7779 | 7581 | 7349 | 7084 | 6778 | 6431 | 43 | 139 | 211 | 313 | 450 | 646 | 902 | 1228 | 1647 | 2192 | 2756 | 3306 | 3862 | 4426 | 5011 | 5595 | 6176 | 6738 | 7278 | 7773 | 8222 | 8621 | 8969 | 9282 | 9529 | 9735 | 9921 | 10101 | 10282 | 10388
PSS | MORRISONS T1 | 7 | 12 | 17 | 27 | 38 | 57 | 88 | 130 | 191 | 237 | 295 | 365 | 446 | 535 | 638 | 758 | 891 | 1032 | 1175 | 1324 | 1468 | 1605 | 1726 | 1836 | 1927 | 1981 | 2026 | 2066 | 2097 | 2124 | 7 | 19 | 36 | 66 | 115 | 199 | 271 | 361 | 472 | 599 | 759 | 930 | 1112 | 1291 | 1465 | 1621 | 1752 | 1866 | 1946 | 2006 | 2042 | 2062 | 2069 | 2071 | 2067 | 2055 | 2041 | 2022 | 2001 | 1973 | 7 | 14 | 23 | 36 | 55 | 85 | 127 | 191 | 282 | 365 | 466 | 588 | 732 | 894 | 1068 | 1248 | 1429 | 1599 | 1745 | 1863 | 1959 | 2026 | 2066 | 2074 | 2066 | 2044 | 2015 | 1984 | 1952 | 1914 | 7 | 22 | 44 | 80 | 138 | 234 | 322 | 441 | 587 | 761 | 960 | 1171 | 1387 | 1582 | 1750 | 1879 | 1972 | 2035 | 2068 | 2074 | 2073 | 2063 | 2048 | 2024 | 1994 | 1959 | 1913 | 1861 | 1802 | 1735 | 7 | 39 | 55 | 77 | 107 | 148 | 206 | 278 | 373 | 497 | 626 | 757 | 890 | 1031 | 1185 | 1339 | 1497 | 1648 | 1793 | 1923 | 2039 | 2144 | 2236 | 2323 | 2390 | 2446 | 2498 | 2550 | 2602 | 2638
PSS | NANT-Y-GAMAR T1 | 15 | 31 | 46 | 75 | 117 | 177 | 272 | 408 | 602 | 752 | 931 | 1145 | 1393 | 1667 | 1968 | 2324 | 2704 | 3093 | 3479 | 3868 | 4232 | 4557 | 4843 | 5089 | 5290 | 5377 | 5454 | 5525 | 5591 | 5657 | 15 | 56 | 114 | 214 | 382 | 661 | 905 | 1210 | 1573 | 1987 | 2484 | 3012 | 3540 | 4021 | 4444 | 4786 | 5040 | 5231 | 5357 | 5438 | 5458 | 5450 | 5429 | 5392 | 5347 | 5288 | 5217 | 5139 | 5047 | 4944 | 15 | 38 | 67 | 111 | 173 | 267 | 404 | 605 | 886 | 1131 | 1433 | 1796 | 2212 | 2670 | 3136 | 3606 | 4053 | 4460 | 4799 | 5073 | 5286 | 5433 | 5479 | 5460 | 5414 | 5341 | 5252 | 5172 | 5087 | 4993 | 15 | 62 | 130 | 243 | 424 | 722 | 995 | 1357 | 1795 | 2308 | 2868 | 3441 | 3984 | 4461 | 4839 | 5112 | 5295 | 5410 | 5452 | 5420 | 5371 | 5306 | 5224 | 5119 | 4991 | 4845 | 4671 | 4471 | 4244 | 3985 | 15 | 94 | 143 | 215 | 310 | 445 | 621 | 842 | 1128 | 1499 | 1876 | 2239 | 2600 | 2964 | 3328 | 3688 | 4041 | 4385 | 4717 | 5024 | 5303 | 5554 | 5773 | 5963 | 6115 | 6245 | 6356 | 6462 | 6571 | 6628
PSS | NANTWICH T1 | 43 | 55 | 74 | 102 | 149 | 219 | 321 | 472 | 684 | 848 | 1039 | 1269 | 1526 | 1818 | 2128 | 2499 | 2886 | 3278 | 3661 | 4038 | 4385 | 4683 | 4942 | 5158 | 5334 | 5385 | 5437 | 5488 | 5546 | 5604 | 43 | 82 | 147 | 262 | 455 | 767 | 1040 | 1377 | 1773 | 2223 | 2759 | 3321 | 3862 | 4343 | 4738 | 5031 | 5225 | 5353 | 5421 | 5459 | 5439 | 5397 | 5352 | 5296 | 5234 | 5159 | 5075 | 4981 | 4874 | 4750 | 43 | 65 | 97 | 145 | 214 | 318 | 470 | 687 | 992 | 1251 | 1568 | 1944 | 2373 | 2840 | 3297 | 3750 | 4175 | 4549 | 4856 | 5100 | 5289 | 5418 | 5434 | 5391 | 5336 | 5259 | 5164 | 5085 | 5000 | 4910 | 43 | 88 | 164 | 286 | 487 | 809 | 1101 | 1485 | 1947 | 2479 | 3055 | 3624 | 4150 | 4594 | 4930 | 5161 | 5305 | 5383 | 5406 | 5349 | 5278 | 5191 | 5088 | 4961 | 4810 | 4635 | 4433 | 4200 | 3931 | 3628 | 43 | 106 | 158 | 233 | 334 | 476 | 659 | 889 | 1183 | 1559 | 1938 | 2296 | 2643 | 2981 | 3308 | 3622 | 3924 | 4219 | 4511 | 4782 | 5035 | 5260 | 5457 | 5623 | 5757 | 5872 | 5973 | 6060 | 6148 | 6183
PSS | NEVILL ST T1 / OCEAN PLAZA T1 / YORK RD T1 | 78 | 70 | 76 | 94 | 120 | 160 | 222 | 307 | 427 | 510 | 610 | 736 | 876 | 1035 | 1210 | 1417 | 1641 | 1875 | 2108 | 2345 | 2563 | 2771 | 2952 | 3110 | 3243 | 3306 | 3364 | 3415 | 3459 | 3500 | 78 | 81 | 114 | 176 | 279 | 441 | 578 | 746 | 948 | 1181 | 1463 | 1765 | 2076 | 2366 | 2631 | 2858 | 3036 | 3178 | 3280 | 3353 | 3384 | 3395 | 3397 | 3388 | 3371 | 3344 | 3311 | 3272 | 3223 | 3169 | 78 | 77 | 90 | 116 | 153 | 211 | 295 | 410 | 576 | 719 | 891 | 1102 | 1345 | 1616 | 1895 | 2181 | 2461 | 2718 | 2937 | 3114 | 3256 | 3356 | 3399 | 3403 | 3385 | 3346 | 3299 | 3248 | 3195 | 3134 | 78 | 89 | 126 | 197 | 309 | 489 | 640 | 850 | 1103 | 1402 | 1735 | 2083 | 2421 | 2724 | 2971 | 3159 | 3289 | 3374 | 3415 | 3409 | 3395 | 3368 | 3330 | 3281 | 3220 | 3142 | 3052 | 2946 | 2822 | 2685 | 78 | 63 | 85 | 117 | 160 | 221 | 302 | 404 | 536 | 713 | 890 | 1067 | 1247 | 1432 | 1626 | 1823 | 2021 | 2213 | 2396 | 2563 | 2717 | 2855 | 2975 | 3086 | 3176 | 3252 | 3320 | 3390 | 3461 | 3502
PSS | NEW BRIGHTON T1 / SEAVIEW RD T2 / WALLASEY T1 / WALLASEY VILLAGE T1 | 314 | 315 | 375 | 488 | 670 | 955 | 1373 | 1975 | 2823 | 3462 | 4205 | 5106 | 6133 | 7287 | 8537 | 10030 | 11611 | 13234 | 14831 | 16432 | 17924 | 19246 | 20416 | 21411 | 22237 | 22559 | 22863 | 23134 | 23406 | 23663 | 314 | 398 | 651 | 1097 | 1839 | 3040 | 4077 | 5360 | 6888 | 8622 | 10713 | 12925 | 15121 | 17126 | 18857 | 20243 | 21262 | 22007 | 22491 | 22812 | 22868 | 22819 | 22715 | 22561 | 22364 | 22115 | 21811 | 21480 | 21095 | 20654 | 314 | 353 | 469 | 651 | 926 | 1334 | 1930 | 2786 | 3995 | 5016 | 6276 | 7781 | 9510 | 11417 | 13334 | 15270 | 17112 | 18775 | 20169 | 21292 | 22159 | 22766 | 22940 | 22852 | 22660 | 22361 | 21989 | 21656 | 21304 | 20907 | 314 | 440 | 725 | 1213 | 2004 | 3280 | 4422 | 5935 | 7768 | 9902 | 12232 | 14598 | 16849 | 18800 | 20337 | 21450 | 22183 | 22631 | 22810 | 22665 | 22451 | 22176 | 21830 | 21385 | 20847 | 20219 | 19486 | 18640 | 17675 | 16576 | 314 | 396 | 600 | 884 | 1263 | 1809 | 2512 | 3403 | 4548 | 6024 | 7533 | 8978 | 10411 | 11844 | 13282 | 14693 | 16083 | 17428 | 18738 | 19950 | 21057 | 22047 | 22915 | 23671 | 24277 | 24786 | 25241 | 25667 | 26092 | 26317
PSS | NEWHALL T1 / NEWHALL T2 | 4 | 8 | 11 | 17 | 26 | 38 | 60 | 87 | 129 | 160 | 200 | 246 | 298 | 355 | 417 | 489 | 566 | 644 | 719 | 794 | 863 | 921 | 974 | 1017 | 1053 | 1062 | 1071 | 1083 | 1093 | 1104 | 4 | 13 | 26 | 48 | 88 | 147 | 202 | 269 | 348 | 436 | 542 | 653 | 762 | 855 | 935 | 994 | 1031 | 1057 | 1071 | 1076 | 1073 | 1064 | 1056 | 1043 | 1031 | 1018 | 1000 | 982 | 962 | 937 | 4 | 10 | 15 | 25 | 39 | 60 | 90 | 132 | 192 | 245 | 306 | 380 | 466 | 559 | 649 | 739 | 824 | 897 | 957 | 1007 | 1043 | 1069 | 1073 | 1064 | 1054 | 1036 | 1018 | 1003 | 987 | 967 | 4 | 14 | 29 | 53 | 93 | 154 | 212 | 290 | 381 | 486 | 600 | 714 | 818 | 905 | 973 | 1018 | 1046 | 1061 | 1066 | 1054 | 1040 | 1023 | 1003 | 976 | 946 | 913 | 871 | 826 | 774 | 713 | 4 | 24 | 37 | 52 | 73 | 104 | 142 | 192 | 254 | 335 | 415 | 492 | 566 | 638 | 709 | 775 | 840 | 902 | 965 | 1022 | 1076 | 1124 | 1167 | 1201 | 1230 | 1254 | 1276 | 1294 | 1312 | 1321
PSS | NORTH WALES PAPER T1 / NORTH WALES PAPER T2 / WOODFIELD AVE T1 | 22 | 35 | 52 | 73 | 110 | 163 | 246 | 363 | 531 | 662 | 814 | 998 | 1204 | 1436 | 1684 | 1979 | 2287 | 2601 | 2905 | 3206 | 3480 | 3718 | 3927 | 4100 | 4240 | 4282 | 4323 | 4367 | 4412 | 4459 | 22 | 57 | 108 | 198 | 349 | 598 | 814 | 1082 | 1399 | 1756 | 2184 | 2629 | 3063 | 3447 | 3763 | 3999 | 4154 | 4256 | 4313 | 4345 | 4328 | 4298 | 4264 | 4220 | 4173 | 4116 | 4048 | 3973 | 3886 | 3789 | 22 | 43 | 68 | 107 | 161 | 243 | 363 | 535 | 778 | 983 | 1238 | 1535 | 1878 | 2250 | 2615 | 2977 | 3314 | 3613 | 3858 | 4055 | 4207 | 4309 | 4327 | 4293 | 4250 | 4190 | 4116 | 4052 | 3984 | 3911 | 22 | 61 | 120 | 215 | 373 | 627 | 859 | 1168 | 1533 | 1960 | 2415 | 2867 | 3287 | 3638 | 3907 | 4093 | 4207 | 4272 | 4291 | 4249 | 4193 | 4126 | 4045 | 3947 | 3831 | 3694 | 3531 | 3346 | 3135 | 2892 | 22 | 79 | 124 | 184 | 266 | 382 | 531 | 719 | 959 | 1267 | 1580 | 1871 | 2156 | 2432 | 2701 | 2955 | 3206 | 3446 | 3686 | 3910 | 4118 | 4305 | 4468 | 4606 | 4717 | 4813 | 4897 | 4971 | 5044 | 5078
PSS | NORTH WEST WATER CAMPUS T1 / NORTH WEST WATER CAMPUS T2 / OMEGA T1 / OMEGA T2 / ORION BOULEVARD T1 | 27 | 31 | 41 | 58 | 84 | 122 | 182 | 268 | 389 | 482 | 592 | 719 | 868 | 1034 | 1209 | 1420 | 1640 | 1864 | 2082 | 2299 | 2493 | 2664 | 2812 | 2937 | 3038 | 3067 | 3096 | 3125 | 3160 | 3192 | 27 | 46 | 84 | 147 | 259 | 436 | 594 | 785 | 1012 | 1268 | 1573 | 1892 | 2201 | 2475 | 2700 | 2868 | 2978 | 3049 | 3089 | 3110 | 3099 | 3074 | 3048 | 3015 | 2978 | 2937 | 2888 | 2835 | 2773 | 2704 | 27 | 37 | 55 | 82 | 122 | 181 | 267 | 393 | 567 | 714 | 895 | 1110 | 1354 | 1619 | 1879 | 2138 | 2378 | 2592 | 2768 | 2906 | 3014 | 3086 | 3097 | 3072 | 3039 | 2994 | 2942 | 2894 | 2848 | 2795 | 27 | 50 | 91 | 162 | 275 | 458 | 626 | 844 | 1107 | 1412 | 1738 | 2060 | 2361 | 2612 | 2802 | 2933 | 3013 | 3059 | 3072 | 3038 | 2997 | 2948 | 2889 | 2816 | 2731 | 2631 | 2516 | 2383 | 2232 | 2059 | 27 | 63 | 96 | 141 | 201 | 287 | 398 | 536 | 716 | 942 | 1173 | 1390 | 1599 | 1805 | 2003 | 2191 | 2375 | 2554 | 2728 | 2894 | 3046 | 3182 | 3302 | 3400 | 3482 | 3552 | 3610 | 3663 | 3714 | 3737
PSS | NWF T1 | 9 | 13 | 21 | 31 | 45 | 70 | 103 | 157 | 229 | 288 | 354 | 436 | 529 | 632 | 746 | 884 | 1029 | 1179 | 1326 | 1482 | 1624 | 1751 | 1865 | 1964 | 2045 | 2081 | 2116 | 2145 | 2173 | 2199 | 9 | 22 | 44 | 82 | 145 | 250 | 344 | 456 | 591 | 748 | 937 | 1137 | 1338 | 1527 | 1693 | 1828 | 1934 | 2014 | 2068 | 2107 | 2119 | 2120 | 2114 | 2100 | 2085 | 2064 | 2039 | 2010 | 1977 | 1939 | 9 | 17 | 28 | 44 | 67 | 102 | 154 | 232 | 337 | 431 | 547 | 684 | 844 | 1022 | 1201 | 1386 | 1562 | 1721 | 1857 | 1966 | 2050 | 2110 | 2131 | 2126 | 2109 | 2081 | 2047 | 2014 | 1984 | 1945 | 9 | 25 | 52 | 93 | 163 | 277 | 380 | 517 | 685 | 881 | 1096 | 1315 | 1529 | 1716 | 1869 | 1980 | 2054 | 2101 | 2120 | 2112 | 2094 | 2071 | 2041 | 2002 | 1957 | 1902 | 1839 | 1765 | 1681 | 1585 | 9 | 41 | 63 | 91 | 126 | 182 | 252 | 340 | 452 | 602 | 750 | 897 | 1041 | 1189 | 1339 | 1487 | 1634 | 1777 | 1915 | 2041 | 2155 | 2258 | 2346 | 2425 | 2488 | 2540 | 2589 | 2631 | 2676 | 2701
PSS | OPTICAL FIBRES T1 / SHOTWICK T1 / WALBRO T1 | 0 | 1 | 2 | 2 | 2 | 2 | 2 | 2 | 2 | 2 | 3 | 3 | 3 | 4 | 4 | 4 | 5 | 5 | 6 | 6 | 6 | 7 | 7 | 7 | 8 | 8 | 8 | 8 | 9 | 9 | 0 | 3 | 2 | 2 | 2 | 2 | 3 | 3 | 3 | 4 | 5 | 5 | 7 | 7 | 8 | 8 | 8 | 9 | 10 | 10 | 10 | 10 | 10 | 9 | 9 | 9 | 9 | 9 | 9 | 9 | 0 | 2 | 2 | 2 | 2 | 2 | 2 | 2 | 3 | 3 | 3 | 4 | 4 | 5 | 5 | 6 | 6 | 7 | 7 | 7 | 9 | 9 | 9 | 9 | 9 | 8 | 8 | 8 | 8 | 8 | 0 | 2 | 2 | 2 | 2 | 2 | 3 | 3 | 4 | 4 | 5 | 6 | 6 | 7 | 7 | 9 | 10 | 10 | 9 | 9 | 9 | 9 | 10 | 9 | 9 | 9 | 9 | 8 | 8 | 8 | 0 | 2 | 4 | 4 | 6 | 8 | 10 | 14 | 17 | 23 | 28 | 33 | 38 | 43 | 47 | 51 | 56 | 59 | 65 | 67 | 71 | 74 | 77 | 80 | 82 | 85 | 86 | 87 | 89 | 89
PSS | ORB CL T1 / STONEBRIDGE LA T1 / STONEBRIDGE LA T2 | 78 | 72 | 79 | 100 | 130 | 180 | 254 | 361 | 508 | 615 | 743 | 896 | 1076 | 1276 | 1494 | 1757 | 2036 | 2327 | 2614 | 2904 | 3181 | 3430 | 3649 | 3840 | 3998 | 4071 | 4135 | 4193 | 4247 | 4297 | 78 | 85 | 125 | 204 | 331 | 542 | 716 | 935 | 1195 | 1494 | 1857 | 2242 | 2631 | 2992 | 3311 | 3577 | 3781 | 3940 | 4048 | 4120 | 4144 | 4146 | 4133 | 4112 | 4082 | 4043 | 3993 | 3940 | 3879 | 3806 | 78 | 79 | 98 | 129 | 175 | 246 | 352 | 504 | 712 | 892 | 1113 | 1376 | 1685 | 2022 | 2370 | 2722 | 3064 | 3371 | 3632 | 3845 | 4011 | 4125 | 4166 | 4158 | 4126 | 4072 | 4007 | 3948 | 3884 | 3813 | 78 | 93 | 141 | 227 | 366 | 592 | 790 | 1052 | 1374 | 1750 | 2164 | 2592 | 3001 | 3365 | 3656 | 3871 | 4016 | 4108 | 4148 | 4129 | 4099 | 4055 | 3999 | 3926 | 3839 | 3734 | 3612 | 3472 | 3313 | 3132 | 78 | 76 | 113 | 167 | 238 | 339 | 469 | 635 | 850 | 1131 | 1415 | 1692 | 1968 | 2248 | 2534 | 2818 | 3098 | 3369 | 3631 | 3872 | 4090 | 4284 | 4456 | 4607 | 4725 | 4828 | 4916 | 5003 | 5088 | 5135
PSS | ORFORD T1 / PADGATE T1 | 204 | 220 | 273 | 365 | 506 | 732 | 1059 | 1534 | 2204 | 2710 | 3303 | 4017 | 4826 | 5732 | 6703 | 7863 | 9079 | 10315 | 11518 | 12718 | 13816 | 14767 | 15600 | 16298 | 16870 | 17042 | 17220 | 17390 | 17578 | 17763 | 204 | 296 | 499 | 865 | 1468 | 2443 | 3291 | 4339 | 5574 | 6974 | 8643 | 10392 | 12097 | 13616 | 14867 | 15815 | 16461 | 16885 | 17130 | 17269 | 17220 | 17108 | 16974 | 16810 | 16621 | 16395 | 16129 | 15842 | 15513 | 15136 | 204 | 252 | 348 | 497 | 716 | 1044 | 1519 | 2205 | 3164 | 3970 | 4958 | 6140 | 7479 | 8946 | 10391 | 11831 | 13174 | 14366 | 15355 | 16138 | 16741 | 17159 | 17220 | 17101 | 16925 | 16687 | 16387 | 16141 | 15877 | 15585 | 204 | 321 | 553 | 938 | 1571 | 2582 | 3492 | 4691 | 6135 | 7803 | 9606 | 11396 | 13066 | 14475 | 15549 | 16300 | 16766 | 17033 | 17115 | 16942 | 16728 | 16469 | 16156 | 15765 | 15299 | 14762 | 14137 | 13421 | 12601 | 11668 | 204 | 339 | 507 | 743 | 1059 | 1510 | 2090 | 2821 | 3755 | 4952 | 6163 | 7304 | 8416 | 9509 | 10569 | 11587 | 12579 | 13544 | 14489 | 15378 | 16195 | 16924 | 17565 | 18101 | 18537 | 18910 | 19235 | 19525 | 19808 | 19937
PSS | OTIS ELEVATOR T1 / ST IVEL FOODS T1 | 0 | 1 | 1 | 1 | 1 | 1 | 1 | 1 | 1 | 1 | 1 | 2 | 2 | 2 | 2 | 3 | 3 | 4 | 4 | 4 | 5 | 5 | 5 | 5 | 6 | 6 | 6 | 6 | 6 | 6 | 0 | 1 | 1 | 1 | 1 | 1 | 1 | 2 | 2 | 3 | 3 | 4 | 4 | 4 | 6 | 6 | 6 | 5 | 7 | 6 | 6 | 6 | 6 | 5 | 5 | 5 | 5 | 5 | 5 | 5 | 0 | 1 | 1 | 1 | 1 | 1 | 1 | 1 | 1 | 2 | 2 | 2 | 3 | 3 | 4 | 4 | 4 | 5 | 5 | 5 | 6 | 6 | 6 | 6 | 6 | 5 | 5 | 5 | 5 | 5 | 0 | 1 | 1 | 1 | 1 | 1 | 2 | 2 | 2 | 3 | 3 | 4 | 5 | 5 | 5 | 6 | 6 | 6 | 6 | 6 | 6 | 6 | 6 | 5 | 5 | 5 | 5 | 5 | 4 | 4 | 0 | 2 | 4 | 4 | 6 | 8 | 11 | 13 | 17 | 23 | 28 | 33 | 38 | 42 | 47 | 51 | 56 | 59 | 64 | 67 | 71 | 74 | 76 | 79 | 80 | 82 | 84 | 85 | 86 | 86
PSS | OVERTON T1 | 7 | 28 | 48 | 81 | 125 | 192 | 294 | 442 | 652 | 813 | 1005 | 1232 | 1494 | 1784 | 2098 | 2470 | 2864 | 3272 | 3673 | 4055 | 4410 | 4727 | 5007 | 5244 | 5437 | 5509 | 5573 | 5629 | 5679 | 5727 | 7 | 56 | 113 | 213 | 385 | 661 | 907 | 1215 | 1582 | 1996 | 2499 | 3031 | 3562 | 4050 | 4476 | 4817 | 5074 | 5266 | 5390 | 5474 | 5494 | 5486 | 5464 | 5426 | 5381 | 5320 | 5249 | 5168 | 5078 | 4973 | 7 | 34 | 67 | 110 | 172 | 266 | 405 | 605 | 888 | 1137 | 1442 | 1806 | 2225 | 2686 | 3155 | 3627 | 4079 | 4489 | 4832 | 5106 | 5323 | 5470 | 5514 | 5497 | 5450 | 5375 | 5284 | 5205 | 5118 | 5025 | 7 | 59 | 128 | 242 | 424 | 722 | 998 | 1361 | 1803 | 2320 | 2884 | 3461 | 4008 | 4487 | 4869 | 5143 | 5327 | 5441 | 5485 | 5454 | 5402 | 5337 | 5252 | 5146 | 5019 | 4869 | 4694 | 4494 | 4265 | 4003 | 7 | 64 | 97 | 143 | 203 | 295 | 409 | 556 | 744 | 991 | 1241 | 1488 | 1736 | 1986 | 2243 | 2500 | 2754 | 3000 | 3238 | 3454 | 3651 | 3827 | 3980 | 4117 | 4225 | 4315 | 4396 | 4476 | 4552 | 4596
PSS | PANDY T1 / PANDY T2 | 27 | 51 | 81 | 126 | 195 | 305 | 464 | 697 | 1030 | 1290 | 1598 | 1967 | 2387 | 2861 | 3375 | 3995 | 4650 | 5329 | 5997 | 6678 | 7318 | 7887 | 8397 | 8835 | 9197 | 9355 | 9502 | 9628 | 9755 | 9867 | 27 | 97 | 197 | 374 | 667 | 1145 | 1570 | 2094 | 2722 | 3437 | 4299 | 5218 | 6139 | 6988 | 7736 | 8350 | 8819 | 9172 | 9417 | 9585 | 9640 | 9645 | 9629 | 9585 | 9524 | 9439 | 9336 | 9221 | 9087 | 8925 | 27 | 64 | 115 | 191 | 301 | 463 | 702 | 1049 | 1538 | 1964 | 2490 | 3116 | 3842 | 4640 | 5454 | 6278 | 7070 | 7788 | 8396 | 8886 | 9267 | 9538 | 9631 | 9613 | 9545 | 9426 | 9282 | 9155 | 9011 | 8845 | 27 | 105 | 224 | 417 | 735 | 1249 | 1723 | 2346 | 3106 | 3993 | 4968 | 5963 | 6920 | 7762 | 8434 | 8928 | 9259 | 9468 | 9563 | 9516 | 9445 | 9345 | 9216 | 9045 | 8843 | 8599 | 8316 | 7991 | 7613 | 7175 | 27 | 170 | 261 | 388 | 557 | 799 | 1112 | 1506 | 2013 | 2668 | 3340 | 3987 | 4632 | 5278 | 5935 | 6587 | 7227 | 7850 | 8455 | 9015 | 9525 | 9982 | 10386 | 10744 | 11032 | 11280 | 11504 | 11714 | 11925 | 12048
PSS | PARC CYBI T1 / PARC CYBI T2 | 2 | 6 | 13 | 22 | 33 | 53 | 80 | 121 | 178 | 222 | 275 | 337 | 409 | 490 | 579 | 688 | 801 | 919 | 1038 | 1159 | 1273 | 1377 | 1468 | 1549 | 1615 | 1649 | 1678 | 1704 | 1728 | 1747 | 2 | 20 | 37 | 67 | 121 | 204 | 276 | 369 | 475 | 598 | 746 | 910 | 1074 | 1227 | 1368 | 1492 | 1591 | 1669 | 1728 | 1775 | 1800 | 1820 | 1831 | 1838 | 1843 | 1842 | 1840 | 1835 | 1826 | 1816 | 2 | 13 | 21 | 34 | 53 | 83 | 124 | 186 | 270 | 345 | 437 | 546 | 673 | 813 | 961 | 1110 | 1256 | 1391 | 1504 | 1601 | 1676 | 1733 | 1760 | 1767 | 1763 | 1751 | 1737 | 1721 | 1701 | 1673 | 2 | 18 | 40 | 72 | 129 | 217 | 298 | 405 | 536 | 691 | 860 | 1040 | 1213 | 1367 | 1496 | 1593 | 1662 | 1706 | 1734 | 1735 | 1734 | 1723 | 1713 | 1696 | 1671 | 1641 | 1607 | 1565 | 1507 | 1438 | 2 | 38 | 55 | 78 | 108 | 152 | 208 | 276 | 363 | 481 | 596 | 709 | 824 | 941 | 1060 | 1181 | 1303 | 1421 | 1539 | 1646 | 1744 | 1837 | 1920 | 2000 | 2065 | 2125 | 2182 | 2240 | 2292 | 2333
PSS | PARC MENAI T1 | 2 | 7 | 11 | 17 | 24 | 37 | 54 | 79 | 115 | 145 | 178 | 218 | 264 | 317 | 372 | 435 | 504 | 572 | 639 | 707 | 767 | 822 | 866 | 905 | 938 | 945 | 954 | 965 | 977 | 986 | 2 | 16 | 27 | 48 | 80 | 134 | 182 | 242 | 314 | 392 | 485 | 586 | 681 | 767 | 836 | 888 | 925 | 948 | 961 | 969 | 966 | 961 | 951 | 944 | 932 | 920 | 905 | 890 | 870 | 849 | 2 | 8 | 15 | 24 | 37 | 54 | 80 | 118 | 171 | 216 | 271 | 341 | 416 | 497 | 578 | 658 | 733 | 799 | 856 | 898 | 932 | 956 | 959 | 953 | 944 | 931 | 915 | 901 | 884 | 868 | 2 | 15 | 30 | 50 | 86 | 143 | 194 | 261 | 345 | 438 | 541 | 644 | 739 | 820 | 881 | 924 | 950 | 966 | 969 | 960 | 950 | 935 | 918 | 895 | 868 | 838 | 802 | 761 | 712 | 657 | 2 | 20 | 28 | 40 | 56 | 77 | 106 | 141 | 187 | 246 | 304 | 361 | 414 | 467 | 519 | 567 | 615 | 660 | 706 | 749 | 789 | 826 | 857 | 885 | 907 | 927 | 943 | 957 | 973 | 980
PSS | PEBLIC MILLS T1 | 4 | 11 | 17 | 26 | 40 | 60 | 91 | 136 | 200 | 251 | 308 | 379 | 457 | 547 | 642 | 755 | 873 | 991 | 1109 | 1223 | 1327 | 1417 | 1493 | 1560 | 1613 | 1629 | 1644 | 1658 | 1677 | 1692 | 4 | 21 | 39 | 74 | 130 | 223 | 306 | 408 | 528 | 664 | 828 | 998 | 1161 | 1307 | 1425 | 1515 | 1574 | 1612 | 1634 | 1646 | 1640 | 1627 | 1614 | 1597 | 1576 | 1555 | 1528 | 1499 | 1466 | 1430 | 4 | 14 | 23 | 39 | 58 | 88 | 135 | 200 | 293 | 370 | 467 | 579 | 709 | 852 | 992 | 1129 | 1257 | 1370 | 1463 | 1536 | 1594 | 1633 | 1639 | 1625 | 1609 | 1583 | 1556 | 1533 | 1507 | 1477 | 4 | 20 | 43 | 80 | 140 | 235 | 324 | 439 | 581 | 741 | 915 | 1088 | 1247 | 1379 | 1478 | 1550 | 1595 | 1617 | 1627 | 1609 | 1587 | 1560 | 1529 | 1490 | 1445 | 1391 | 1330 | 1259 | 1179 | 1087 | 4 | 32 | 49 | 72 | 104 | 148 | 205 | 276 | 367 | 485 | 604 | 714 | 822 | 927 | 1030 | 1128 | 1221 | 1312 | 1403 | 1488 | 1566 | 1635 | 1698 | 1751 | 1791 | 1827 | 1858 | 1885 | 1912 | 1923
PSS | PEN-Y-GROES T1 | 12 | 22 | 38 | 59 | 88 | 137 | 208 | 311 | 457 | 572 | 708 | 868 | 1052 | 1257 | 1479 | 1742 | 2019 | 2308 | 2587 | 2864 | 3121 | 3347 | 3546 | 3715 | 3853 | 3903 | 3954 | 3996 | 4039 | 4081 | 12 | 43 | 86 | 160 | 288 | 494 | 679 | 905 | 1176 | 1483 | 1850 | 2238 | 2626 | 2973 | 3271 | 3507 | 3681 | 3802 | 3882 | 3932 | 3937 | 3925 | 3904 | 3874 | 3839 | 3792 | 3740 | 3677 | 3609 | 3529 | 12 | 29 | 51 | 84 | 130 | 200 | 303 | 450 | 657 | 837 | 1060 | 1326 | 1627 | 1960 | 2296 | 2632 | 2952 | 3238 | 3477 | 3667 | 3816 | 3920 | 3945 | 3929 | 3894 | 3841 | 3773 | 3717 | 3657 | 3589 | 12 | 44 | 98 | 180 | 316 | 534 | 736 | 1001 | 1324 | 1701 | 2108 | 2519 | 2910 | 3245 | 3512 | 3700 | 3822 | 3896 | 3926 | 3896 | 3857 | 3806 | 3743 | 3661 | 3565 | 3453 | 3321 | 3171 | 2996 | 2799 | 12 | 63 | 97 | 143 | 207 | 295 | 412 | 558 | 744 | 989 | 1236 | 1471 | 1704 | 1938 | 2170 | 2398 | 2621 | 2838 | 3050 | 3246 | 3423 | 3584 | 3723 | 3844 | 3941 | 4025 | 4097 | 4167 | 4232 | 4268
PSS | PENMAENMAWR T1 | 12 | 19 | 32 | 48 | 72 | 112 | 169 | 253 | 371 | 460 | 571 | 699 | 849 | 1015 | 1200 | 1418 | 1651 | 1896 | 2137 | 2383 | 2611 | 2822 | 3008 | 3168 | 3303 | 3367 | 3423 | 3473 | 3515 | 3554 | 12 | 40 | 75 | 135 | 238 | 401 | 549 | 729 | 945 | 1191 | 1489 | 1812 | 2142 | 2448 | 2728 | 2965 | 3154 | 3305 | 3416 | 3496 | 3533 | 3555 | 3564 | 3561 | 3555 | 3538 | 3517 | 3488 | 3457 | 3417 | 12 | 25 | 43 | 71 | 108 | 164 | 250 | 373 | 539 | 690 | 875 | 1095 | 1350 | 1636 | 1928 | 2228 | 2522 | 2788 | 3018 | 3204 | 3353 | 3456 | 3503 | 3509 | 3495 | 3459 | 3415 | 3373 | 3328 | 3267 | 12 | 39 | 82 | 150 | 262 | 437 | 604 | 820 | 1087 | 1397 | 1740 | 2098 | 2446 | 2757 | 3013 | 3204 | 3337 | 3423 | 3468 | 3461 | 3447 | 3422 | 3389 | 3340 | 3282 | 3210 | 3125 | 3026 | 2905 | 2766 | 12 | 57 | 86 | 127 | 178 | 251 | 347 | 465 | 621 | 826 | 1031 | 1234 | 1438 | 1647 | 1863 | 2085 | 2304 | 2518 | 2725 | 2913 | 3087 | 3246 | 3387 | 3516 | 3622 | 3717 | 3804 | 3890 | 3976 | 4031
PSS | PENTRAETH T1 | 7 | 29 | 48 | 81 | 127 | 198 | 309 | 467 | 691 | 866 | 1074 | 1325 | 1612 | 1931 | 2276 | 2690 | 3128 | 3579 | 4022 | 4467 | 4879 | 5246 | 5570 | 5847 | 6077 | 6167 | 6250 | 6328 | 6400 | 6472 | 7 | 56 | 124 | 240 | 436 | 753 | 1042 | 1398 | 1820 | 2298 | 2876 | 3485 | 4093 | 4647 | 5127 | 5512 | 5797 | 6003 | 6139 | 6226 | 6243 | 6228 | 6198 | 6155 | 6099 | 6028 | 5943 | 5850 | 5747 | 5624 | 7 | 37 | 72 | 122 | 194 | 302 | 462 | 690 | 1015 | 1300 | 1651 | 2068 | 2550 | 3075 | 3609 | 4144 | 4653 | 5116 | 5501 | 5811 | 6053 | 6218 | 6265 | 6242 | 6184 | 6100 | 5996 | 5905 | 5806 | 5700 | 7 | 64 | 142 | 270 | 481 | 822 | 1140 | 1557 | 2063 | 2655 | 3300 | 3956 | 4579 | 5120 | 5545 | 5854 | 6056 | 6180 | 6229 | 6185 | 6126 | 6048 | 5951 | 5825 | 5677 | 5501 | 5296 | 5065 | 4798 | 4494 | 7 | 106 | 163 | 243 | 351 | 504 | 703 | 953 | 1276 | 1694 | 2119 | 2527 | 2930 | 3336 | 3741 | 4140 | 4531 | 4912 | 5278 | 5619 | 5929 | 6207 | 6450 | 6661 | 6827 | 6969 | 7098 | 7213 | 7330 | 7390
PSS | PILKINGTONS HO T1 / SOMERFIELD DISTRIBUTION T1 / RAVENHEAD RETAIL PARK T1 | 68 | 90 | 123 | 178 | 260 | 387 | 582 | 858 | 1249 | 1553 | 1910 | 2336 | 2826 | 3372 | 3962 | 4663 | 5405 | 6161 | 6905 | 7648 | 8335 | 8941 | 9472 | 9922 | 10293 | 10425 | 10554 | 10674 | 10795 | 10916 | 68 | 139 | 257 | 469 | 820 | 1389 | 1891 | 2510 | 3248 | 4081 | 5083 | 6134 | 7172 | 8106 | 8897 | 9513 | 9951 | 10259 | 10448 | 10566 | 10568 | 10523 | 10455 | 10370 | 10267 | 10138 | 9985 | 9818 | 9630 | 9413 | 68 | 108 | 166 | 255 | 383 | 576 | 858 | 1261 | 1830 | 2319 | 2917 | 3632 | 4450 | 5347 | 6239 | 7133 | 7977 | 8734 | 9363 | 9867 | 10257 | 10526 | 10586 | 10526 | 10430 | 10286 | 10108 | 9952 | 9791 | 9609 | 68 | 152 | 289 | 517 | 890 | 1488 | 2037 | 2756 | 3630 | 4640 | 5740 | 6844 | 7881 | 8776 | 9464 | 9957 | 10273 | 10462 | 10528 | 10441 | 10325 | 10180 | 10002 | 9779 | 9511 | 9196 | 8833 | 8415 | 7938 | 7397 | 68 | 195 | 295 | 439 | 628 | 901 | 1253 | 1699 | 2268 | 3003 | 3748 | 4455 | 5152 | 5843 | 6524 | 7185 | 7832 | 8461 | 9074 | 9645 | 10170 | 10637 | 11047 | 11396 | 11679 | 11919 | 12129 | 12321 | 12512 | 12606
PSS | PILKINGTONS T1 / PILKINGTONS T2 | 4 | 12 | 21 | 31 | 48 | 73 | 114 | 170 | 248 | 310 | 386 | 473 | 571 | 684 | 802 | 944 | 1091 | 1240 | 1385 | 1531 | 1660 | 1775 | 1871 | 1955 | 2022 | 2039 | 2058 | 2078 | 2100 | 2120 | 4 | 24 | 48 | 91 | 162 | 279 | 383 | 511 | 663 | 831 | 1036 | 1249 | 1455 | 1639 | 1788 | 1901 | 1975 | 2023 | 2051 | 2063 | 2054 | 2039 | 2022 | 2002 | 1978 | 1950 | 1916 | 1879 | 1839 | 1793 | 4 | 16 | 27 | 47 | 72 | 111 | 169 | 248 | 364 | 463 | 585 | 727 | 890 | 1068 | 1242 | 1415 | 1576 | 1716 | 1834 | 1927 | 1999 | 2048 | 2054 | 2037 | 2014 | 1986 | 1951 | 1920 | 1889 | 1852 | 4 | 23 | 52 | 99 | 173 | 295 | 405 | 550 | 727 | 928 | 1147 | 1363 | 1563 | 1731 | 1857 | 1945 | 2001 | 2031 | 2041 | 2018 | 1991 | 1956 | 1919 | 1871 | 1813 | 1746 | 1669 | 1581 | 1478 | 1365 | 4 | 38 | 60 | 87 | 125 | 181 | 252 | 341 | 453 | 598 | 744 | 881 | 1016 | 1145 | 1272 | 1392 | 1509 | 1621 | 1734 | 1840 | 1936 | 2022 | 2100 | 2163 | 2215 | 2258 | 2297 | 2330 | 2364 | 2376
PSS | POINT OF AYR COLLIERY T1 | 4 | 12 | 20 | 33 | 48 | 76 | 117 | 175 | 258 | 323 | 398 | 491 | 594 | 713 | 840 | 994 | 1157 | 1325 | 1491 | 1659 | 1817 | 1956 | 2079 | 2185 | 2273 | 2311 | 2346 | 2376 | 2405 | 2433 | 4 | 24 | 47 | 90 | 161 | 277 | 380 | 509 | 661 | 836 | 1046 | 1271 | 1494 | 1701 | 1886 | 2035 | 2150 | 2234 | 2294 | 2332 | 2342 | 2343 | 2336 | 2320 | 2303 | 2279 | 2249 | 2218 | 2181 | 2136 | 4 | 16 | 28 | 46 | 72 | 112 | 172 | 258 | 375 | 479 | 609 | 763 | 938 | 1136 | 1336 | 1538 | 1734 | 1910 | 2059 | 2179 | 2272 | 2336 | 2359 | 2353 | 2334 | 2302 | 2265 | 2227 | 2192 | 2147 | 4 | 25 | 55 | 100 | 180 | 303 | 419 | 572 | 758 | 979 | 1218 | 1462 | 1697 | 1903 | 2069 | 2191 | 2272 | 2322 | 2344 | 2333 | 2313 | 2285 | 2254 | 2210 | 2158 | 2095 | 2024 | 1940 | 1847 | 1737 | 4 | 39 | 60 | 88 | 126 | 180 | 253 | 342 | 455 | 605 | 759 | 905 | 1053 | 1203 | 1355 | 1506 | 1653 | 1797 | 1936 | 2065 | 2180 | 2285 | 2375 | 2457 | 2518 | 2574 | 2622 | 2663 | 2711 | 2735
PSS | PORTHMADOG T1 / PORTHMADOG T2 | 4 | 18 | 33 | 56 | 89 | 142 | 219 | 330 | 488 | 614 | 765 | 944 | 1146 | 1380 | 1632 | 1935 | 2260 | 2599 | 2934 | 3274 | 3592 | 3886 | 4148 | 4375 | 4563 | 4654 | 4735 | 4803 | 4864 | 4919 | 4 | 39 | 84 | 162 | 297 | 509 | 705 | 946 | 1233 | 1566 | 1969 | 2405 | 2846 | 3265 | 3647 | 3971 | 4233 | 4437 | 4581 | 4686 | 4731 | 4747 | 4745 | 4730 | 4706 | 4666 | 4616 | 4559 | 4494 | 4417 | 4 | 23 | 48 | 82 | 134 | 208 | 319 | 479 | 707 | 912 | 1161 | 1461 | 1810 | 2201 | 2603 | 3018 | 3420 | 3789 | 4105 | 4362 | 4562 | 4705 | 4764 | 4767 | 4734 | 4679 | 4606 | 4537 | 4462 | 4376 | 4 | 44 | 101 | 190 | 337 | 576 | 798 | 1096 | 1459 | 1887 | 2361 | 2853 | 3338 | 3770 | 4125 | 4393 | 4575 | 4694 | 4753 | 4744 | 4718 | 4678 | 4622 | 4548 | 4458 | 4349 | 4220 | 4070 | 3899 | 3704 | 4 | 67 | 102 | 150 | 214 | 308 | 428 | 583 | 784 | 1045 | 1316 | 1582 | 1855 | 2134 | 2428 | 2725 | 3019 | 3307 | 3582 | 3833 | 4059 | 4260 | 4437 | 4598 | 4728 | 4833 | 4931 | 5026 | 5123 | 5184
PSS | PREES T1 | 9 | 19 | 30 | 48 | 73 | 113 | 172 | 260 | 382 | 479 | 594 | 731 | 887 | 1061 | 1252 | 1477 | 1716 | 1962 | 2203 | 2448 | 2671 | 2871 | 3046 | 3197 | 3321 | 3368 | 3414 | 3457 | 3496 | 3536 | 9 | 35 | 72 | 136 | 246 | 422 | 581 | 776 | 1008 | 1271 | 1589 | 1925 | 2257 | 2560 | 2821 | 3028 | 3181 | 3289 | 3361 | 3409 | 3414 | 3406 | 3388 | 3364 | 3332 | 3293 | 3247 | 3195 | 3138 | 3069 | 9 | 24 | 44 | 72 | 110 | 171 | 259 | 387 | 565 | 722 | 914 | 1140 | 1404 | 1693 | 1984 | 2276 | 2555 | 2803 | 3013 | 3182 | 3311 | 3400 | 3425 | 3410 | 3381 | 3333 | 3277 | 3226 | 3174 | 3114 | 9 | 39 | 83 | 153 | 270 | 459 | 631 | 863 | 1140 | 1465 | 1817 | 2175 | 2516 | 2810 | 3039 | 3207 | 3315 | 3380 | 3407 | 3383 | 3351 | 3303 | 3250 | 3180 | 3100 | 3002 | 2891 | 2762 | 2613 | 2444 | 9 | 61 | 93 | 139 | 198 | 285 | 399 | 538 | 719 | 954 | 1191 | 1421 | 1646 | 1871 | 2094 | 2317 | 2533 | 2744 | 2948 | 3135 | 3310 | 3462 | 3597 | 3714 | 3807 | 3885 | 3955 | 4021 | 4084 | 4116
PSS | PRIMROSE HALL T1 | 7 | 12 | 17 | 26 | 38 | 60 | 89 | 133 | 196 | 246 | 304 | 373 | 452 | 544 | 643 | 762 | 887 | 1021 | 1150 | 1286 | 1410 | 1524 | 1625 | 1713 | 1786 | 1820 | 1850 | 1879 | 1903 | 1925 | 7 | 20 | 38 | 71 | 125 | 213 | 296 | 392 | 510 | 642 | 804 | 977 | 1152 | 1318 | 1464 | 1585 | 1683 | 1755 | 1808 | 1845 | 1856 | 1859 | 1854 | 1844 | 1833 | 1814 | 1795 | 1769 | 1742 | 1709 | 7 | 15 | 25 | 39 | 58 | 89 | 133 | 201 | 292 | 373 | 475 | 591 | 732 | 883 | 1043 | 1204 | 1359 | 1501 | 1622 | 1718 | 1793 | 1847 | 1869 | 1867 | 1852 | 1827 | 1798 | 1768 | 1741 | 1708 | 7 | 23 | 45 | 81 | 141 | 240 | 328 | 445 | 591 | 761 | 950 | 1143 | 1330 | 1495 | 1632 | 1732 | 1797 | 1841 | 1861 | 1854 | 1840 | 1820 | 1796 | 1763 | 1725 | 1679 | 1627 | 1564 | 1494 | 1410 | 7 | 41 | 56 | 81 | 112 | 160 | 221 | 297 | 394 | 524 | 656 | 783 | 911 | 1041 | 1174 | 1306 | 1437 | 1565 | 1688 | 1799 | 1900 | 1992 | 2072 | 2142 | 2197 | 2246 | 2285 | 2327 | 2368 | 2391
PSS | PWLLHELI T1 | 4 | 15 | 26 | 44 | 68 | 108 | 169 | 254 | 376 | 471 | 586 | 721 | 877 | 1054 | 1247 | 1475 | 1720 | 1975 | 2230 | 2485 | 2725 | 2944 | 3138 | 3306 | 3446 | 3512 | 3571 | 3620 | 3666 | 3706 | 4 | 32 | 66 | 129 | 231 | 398 | 547 | 734 | 957 | 1215 | 1524 | 1856 | 2193 | 2509 | 2793 | 3031 | 3220 | 3366 | 3467 | 3542 | 3568 | 3578 | 3572 | 3557 | 3533 | 3502 | 3461 | 3417 | 3365 | 3302 | 4 | 21 | 38 | 65 | 104 | 162 | 247 | 370 | 546 | 700 | 891 | 1121 | 1388 | 1684 | 1990 | 2299 | 2599 | 2875 | 3107 | 3298 | 3446 | 3549 | 3591 | 3588 | 3563 | 3519 | 3464 | 3411 | 3354 | 3289 | 4 | 37 | 79 | 149 | 262 | 444 | 617 | 844 | 1121 | 1447 | 1809 | 2180 | 2544 | 2866 | 3130 | 3323 | 3457 | 3541 | 3580 | 3571 | 3548 | 3512 | 3468 | 3410 | 3336 | 3249 | 3148 | 3031 | 2896 | 2743 | 4 | 57 | 85 | 124 | 174 | 249 | 347 | 470 | 630 | 839 | 1054 | 1266 | 1478 | 1693 | 1920 | 2146 | 2371 | 2588 | 2797 | 2989 | 3161 | 3316 | 3451 | 3574 | 3669 | 3753 | 3825 | 3898 | 3969 | 4011
PSS | RADWAY GREEN T1 | 43 | 60 | 86 | 123 | 179 | 269 | 403 | 598 | 871 | 1083 | 1330 | 1628 | 1966 | 2346 | 2755 | 3242 | 3756 | 4278 | 4787 | 5300 | 5767 | 6179 | 6538 | 6842 | 7091 | 7175 | 7258 | 7335 | 7418 | 7497 | 43 | 97 | 179 | 325 | 572 | 968 | 1319 | 1754 | 2267 | 2846 | 3541 | 4275 | 4992 | 5635 | 6173 | 6587 | 6877 | 7075 | 7196 | 7269 | 7260 | 7222 | 7172 | 7108 | 7033 | 6942 | 6834 | 6714 | 6583 | 6427 | 43 | 73 | 114 | 175 | 266 | 398 | 595 | 876 | 1272 | 1610 | 2024 | 2521 | 3085 | 3703 | 4318 | 4929 | 5508 | 6023 | 6449 | 6789 | 7051 | 7232 | 7268 | 7223 | 7153 | 7053 | 6928 | 6821 | 6710 | 6585 | 43 | 103 | 199 | 358 | 618 | 1033 | 1411 | 1914 | 2518 | 3219 | 3977 | 4736 | 5450 | 6056 | 6522 | 6853 | 7062 | 7184 | 7226 | 7160 | 7076 | 6972 | 6843 | 6688 | 6496 | 6276 | 6020 | 5727 | 5389 | 5005 | 43 | 137 | 210 | 308 | 439 | 627 | 872 | 1177 | 1567 | 2072 | 2582 | 3065 | 3539 | 4009 | 4467 | 4911 | 5344 | 5765 | 6177 | 6563 | 6913 | 7230 | 7506 | 7740 | 7930 | 8091 | 8232 | 8360 | 8486 | 8545
PSS | RAVEN SQUARE T1 | 13 | 22 | 33 | 53 | 82 | 124 | 190 | 284 | 416 | 520 | 643 | 793 | 962 | 1155 | 1370 | 1624 | 1897 | 2186 | 2476 | 2771 | 3052 | 3315 | 3547 | 3752 | 3922 | 4013 | 4090 | 4156 | 4216 | 4267 | 13 | 43 | 84 | 153 | 270 | 456 | 618 | 827 | 1072 | 1356 | 1701 | 2077 | 2461 | 2829 | 3169 | 3467 | 3710 | 3908 | 4056 | 4164 | 4219 | 4253 | 4270 | 4272 | 4268 | 4251 | 4224 | 4196 | 4157 | 4112 | 13 | 30 | 48 | 81 | 124 | 189 | 285 | 426 | 622 | 794 | 1011 | 1269 | 1571 | 1908 | 2260 | 2625 | 2980 | 3311 | 3594 | 3824 | 4008 | 4140 | 4202 | 4215 | 4199 | 4159 | 4107 | 4056 | 3998 | 3924 | 13 | 48 | 94 | 173 | 301 | 508 | 697 | 949 | 1260 | 1628 | 2037 | 2467 | 2888 | 3270 | 3589 | 3832 | 4002 | 4116 | 4174 | 4179 | 4166 | 4141 | 4105 | 4055 | 3986 | 3906 | 3813 | 3705 | 3568 | 3413 | 13 | 72 | 107 | 155 | 219 | 310 | 429 | 578 | 770 | 1027 | 1288 | 1544 | 1805 | 2078 | 2361 | 2650 | 2938 | 3219 | 3489 | 3736 | 3962 | 4165 | 4345 | 4514 | 4650 | 4769 | 4879 | 4989 | 5097 | 5170
PSS | REFORM ST T1 | 13 | 20 | 29 | 40 | 59 | 86 | 126 | 184 | 266 | 330 | 403 | 491 | 589 | 701 | 820 | 959 | 1105 | 1254 | 1399 | 1536 | 1661 | 1769 | 1859 | 1938 | 2001 | 2012 | 2030 | 2045 | 2063 | 2081 | 13 | 32 | 55 | 97 | 168 | 282 | 383 | 508 | 653 | 819 | 1018 | 1225 | 1423 | 1603 | 1747 | 1858 | 1930 | 1978 | 2003 | 2020 | 2012 | 1999 | 1983 | 1962 | 1942 | 1914 | 1882 | 1849 | 1809 | 1764 | 13 | 22 | 35 | 54 | 79 | 117 | 173 | 252 | 364 | 461 | 578 | 717 | 873 | 1045 | 1215 | 1381 | 1538 | 1678 | 1791 | 1881 | 1954 | 2001 | 2009 | 1993 | 1976 | 1947 | 1912 | 1885 | 1852 | 1818 | 13 | 32 | 60 | 106 | 179 | 298 | 405 | 546 | 717 | 914 | 1127 | 1338 | 1531 | 1697 | 1820 | 1906 | 1964 | 1994 | 2004 | 1983 | 1956 | 1925 | 1889 | 1844 | 1790 | 1726 | 1651 | 1562 | 1465 | 1352 | 13 | 29 | 45 | 63 | 90 | 127 | 175 | 235 | 311 | 411 | 510 | 606 | 696 | 786 | 871 | 953 | 1033 | 1113 | 1189 | 1262 | 1329 | 1388 | 1444 | 1487 | 1524 | 1556 | 1584 | 1610 | 1634 | 1646
PSS | RHM FOODS LTD T1 | 0 | 1 | 1 | 1 | 1 | 1 | 2 | 2 | 2 | 4 | 4 | 6 | 9 | 11 | 13 | 15 | 17 | 18 | 21 | 23 | 25 | 26 | 28 | 28 | 31 | 31 | 31 | 31 | 31 | 33 | 0 | 1 | 1 | 1 | 2 | 4 | 4 | 6 | 8 | 13 | 15 | 18 | 22 | 24 | 27 | 27 | 29 | 31 | 32 | 32 | 31 | 31 | 31 | 30 | 28 | 28 | 28 | 28 | 26 | 26 | 0 | 1 | 1 | 1 | 1 | 2 | 2 | 4 | 4 | 6 | 8 | 10 | 13 | 17 | 18 | 21 | 25 | 26 | 28 | 28 | 31 | 31 | 31 | 31 | 31 | 30 | 28 | 28 | 28 | 28 | 0 | 1 | 1 | 2 | 2 | 4 | 6 | 8 | 10 | 15 | 17 | 21 | 23 | 25 | 26 | 29 | 31 | 31 | 31 | 31 | 31 | 29 | 29 | 28 | 26 | 26 | 25 | 23 | 23 | 21 | 0 | 6 | 6 | 8 | 10 | 12 | 17 | 21 | 26 | 34 | 40 | 48 | 55 | 61 | 67 | 74 | 79 | 84 | 91 | 94 | 100 | 105 | 108 | 113 | 114 | 117 | 120 | 121 | 122 | 123
PSS | RHOSLAN T1 | 4 | 17 | 30 | 49 | 78 | 127 | 197 | 300 | 445 | 562 | 699 | 867 | 1055 | 1274 | 1516 | 1801 | 2113 | 2441 | 2776 | 3113 | 3438 | 3738 | 4012 | 4251 | 4453 | 4561 | 4657 | 4733 | 4801 | 4859 | 4 | 33 | 75 | 147 | 265 | 457 | 633 | 854 | 1117 | 1427 | 1800 | 2210 | 2636 | 3046 | 3435 | 3779 | 4063 | 4293 | 4467 | 4594 | 4655 | 4687 | 4696 | 4690 | 4674 | 4642 | 4600 | 4553 | 4498 | 4430 | 4 | 21 | 42 | 74 | 119 | 188 | 291 | 441 | 652 | 842 | 1081 | 1367 | 1704 | 2083 | 2483 | 2899 | 3303 | 3683 | 4008 | 4275 | 4484 | 4631 | 4704 | 4717 | 4691 | 4635 | 4566 | 4500 | 4425 | 4339 | 4 | 40 | 91 | 173 | 314 | 536 | 743 | 1023 | 1367 | 1775 | 2235 | 2719 | 3203 | 3643 | 4013 | 4296 | 4497 | 4628 | 4694 | 4698 | 4685 | 4652 | 4608 | 4546 | 4467 | 4373 | 4261 | 4132 | 3986 | 3819 | 4 | 68 | 102 | 153 | 218 | 312 | 437 | 593 | 799 | 1070 | 1355 | 1635 | 1926 | 2226 | 2551 | 2881 | 3211 | 3532 | 3835 | 4110 | 4358 | 4576 | 4770 | 4948 | 5089 | 5201 | 5306 | 5412 | 5521 | 5588
PSS | RHUDDLAN T1 | 13 | 27 | 44 | 70 | 106 | 166 | 251 | 377 | 555 | 696 | 860 | 1057 | 1281 | 1532 | 1802 | 2125 | 2468 | 2814 | 3154 | 3500 | 3814 | 4092 | 4336 | 4544 | 4716 | 4776 | 4835 | 4891 | 4948 | 5003 | 13 | 53 | 106 | 201 | 358 | 617 | 847 | 1132 | 1467 | 1848 | 2306 | 2788 | 3263 | 3694 | 4056 | 4342 | 4548 | 4690 | 4779 | 4837 | 4837 | 4818 | 4788 | 4748 | 4702 | 4644 | 4573 | 4498 | 4413 | 4314 | 13 | 37 | 64 | 104 | 163 | 249 | 376 | 561 | 819 | 1042 | 1318 | 1646 | 2019 | 2431 | 2843 | 3254 | 3645 | 3992 | 4283 | 4514 | 4693 | 4817 | 4846 | 4822 | 4775 | 4708 | 4629 | 4556 | 4482 | 4399 | 13 | 56 | 121 | 222 | 392 | 663 | 915 | 1245 | 1643 | 2106 | 2612 | 3115 | 3596 | 4006 | 4324 | 4551 | 4699 | 4786 | 4817 | 4778 | 4726 | 4659 | 4578 | 4475 | 4355 | 4211 | 4048 | 3857 | 3639 | 3387 | 13 | 87 | 133 | 200 | 286 | 413 | 574 | 777 | 1039 | 1376 | 1717 | 2043 | 2363 | 2682 | 2995 | 3302 | 3601 | 3890 | 4174 | 4438 | 4679 | 4895 | 5085 | 5246 | 5374 | 5488 | 5584 | 5672 | 5758 | 5802
PSS | RHYD-Y-FOEL T1 | 7 | 17 | 26 | 39 | 59 | 90 | 136 | 201 | 298 | 370 | 455 | 556 | 673 | 802 | 941 | 1105 | 1277 | 1451 | 1621 | 1785 | 1937 | 2066 | 2178 | 2273 | 2349 | 2369 | 2388 | 2411 | 2433 | 2458 | 7 | 31 | 58 | 108 | 190 | 325 | 446 | 594 | 769 | 964 | 1203 | 1446 | 1685 | 1895 | 2069 | 2200 | 2286 | 2340 | 2372 | 2388 | 2377 | 2360 | 2339 | 2315 | 2287 | 2253 | 2217 | 2174 | 2127 | 2075 | 7 | 21 | 36 | 57 | 87 | 133 | 198 | 291 | 424 | 538 | 679 | 844 | 1033 | 1238 | 1439 | 1638 | 1821 | 1986 | 2122 | 2229 | 2315 | 2371 | 2378 | 2359 | 2333 | 2299 | 2257 | 2222 | 2185 | 2145 | 7 | 32 | 64 | 117 | 203 | 343 | 472 | 639 | 842 | 1077 | 1327 | 1577 | 1808 | 2002 | 2148 | 2250 | 2312 | 2348 | 2357 | 2330 | 2299 | 2263 | 2219 | 2161 | 2095 | 2019 | 1928 | 1826 | 1710 | 1577 | 7 | 42 | 63 | 96 | 137 | 195 | 273 | 369 | 490 | 647 | 807 | 956 | 1102 | 1242 | 1380 | 1510 | 1637 | 1758 | 1881 | 1993 | 2099 | 2193 | 2276 | 2345 | 2401 | 2447 | 2490 | 2527 | 2561 | 2578
PSS | RHYDLYDAN T2 | 2 | 7 | 12 | 20 | 31 | 48 | 71 | 108 | 160 | 199 | 247 | 306 | 373 | 447 | 531 | 630 | 737 | 846 | 956 | 1071 | 1177 | 1274 | 1360 | 1436 | 1499 | 1531 | 1557 | 1582 | 1602 | 1622 | 2 | 13 | 28 | 53 | 98 | 168 | 231 | 313 | 406 | 519 | 649 | 793 | 940 | 1078 | 1201 | 1309 | 1394 | 1460 | 1508 | 1542 | 1556 | 1562 | 1561 | 1553 | 1545 | 1529 | 1514 | 1494 | 1473 | 1447 | 2 | 9 | 17 | 28 | 45 | 69 | 105 | 159 | 233 | 300 | 382 | 483 | 597 | 724 | 859 | 996 | 1129 | 1249 | 1353 | 1436 | 1500 | 1548 | 1569 | 1569 | 1557 | 1536 | 1513 | 1488 | 1465 | 1437 | 2 | 16 | 33 | 62 | 112 | 191 | 263 | 362 | 482 | 622 | 777 | 943 | 1102 | 1242 | 1359 | 1447 | 1507 | 1544 | 1563 | 1559 | 1551 | 1536 | 1517 | 1490 | 1461 | 1423 | 1382 | 1332 | 1275 | 1212 | 2 | 27 | 40 | 60 | 83 | 121 | 168 | 228 | 302 | 407 | 508 | 609 | 712 | 817 | 927 | 1036 | 1144 | 1249 | 1350 | 1443 | 1525 | 1600 | 1666 | 1723 | 1767 | 1807 | 1841 | 1876 | 1909 | 1931
PSS | RINGWAY T1 | 26 | 32 | 44 | 63 | 92 | 137 | 204 | 301 | 438 | 547 | 672 | 826 | 1001 | 1203 | 1422 | 1685 | 1970 | 2266 | 2564 | 2869 | 3161 | 3430 | 3673 | 3883 | 4062 | 4151 | 4234 | 4303 | 4364 | 4422 | 26 | 50 | 91 | 163 | 281 | 470 | 640 | 850 | 1102 | 1395 | 1746 | 2131 | 2526 | 2897 | 3242 | 3540 | 3782 | 3978 | 4115 | 4220 | 4266 | 4286 | 4293 | 4283 | 4261 | 4230 | 4189 | 4142 | 4086 | 4018 | 26 | 38 | 59 | 89 | 135 | 201 | 301 | 444 | 646 | 825 | 1046 | 1309 | 1621 | 1967 | 2330 | 2702 | 3065 | 3401 | 3689 | 3921 | 4106 | 4237 | 4297 | 4303 | 4280 | 4230 | 4167 | 4103 | 4037 | 3959 | 26 | 56 | 106 | 188 | 320 | 534 | 731 | 993 | 1316 | 1695 | 2117 | 2562 | 3001 | 3394 | 3720 | 3971 | 4142 | 4255 | 4313 | 4310 | 4293 | 4260 | 4213 | 4151 | 4073 | 3978 | 3869 | 3741 | 3591 | 3421 | 26 | 83 | 116 | 162 | 223 | 311 | 428 | 575 | 769 | 1018 | 1277 | 1533 | 1794 | 2063 | 2344 | 2632 | 2919 | 3196 | 3463 | 3706 | 3925 | 4122 | 4293 | 4452 | 4577 | 4682 | 4778 | 4872 | 4971 | 5031
PSS | RIVALS T1 | 2 | 9 | 16 | 27 | 41 | 64 | 98 | 148 | 218 | 272 | 334 | 413 | 499 | 597 | 700 | 823 | 950 | 1081 | 1206 | 1331 | 1443 | 1540 | 1622 | 1691 | 1747 | 1762 | 1777 | 1792 | 1809 | 1827 | 2 | 20 | 40 | 77 | 137 | 237 | 325 | 437 | 566 | 713 | 888 | 1072 | 1248 | 1406 | 1534 | 1632 | 1696 | 1737 | 1760 | 1775 | 1767 | 1754 | 1739 | 1721 | 1701 | 1676 | 1649 | 1617 | 1582 | 1544 | 2 | 13 | 22 | 38 | 60 | 94 | 142 | 211 | 310 | 394 | 500 | 621 | 762 | 915 | 1065 | 1213 | 1353 | 1475 | 1574 | 1655 | 1717 | 1759 | 1766 | 1752 | 1733 | 1709 | 1677 | 1653 | 1625 | 1594 | 2 | 21 | 44 | 82 | 147 | 251 | 345 | 471 | 622 | 796 | 982 | 1170 | 1341 | 1484 | 1593 | 1669 | 1719 | 1744 | 1752 | 1732 | 1708 | 1683 | 1648 | 1607 | 1559 | 1502 | 1436 | 1361 | 1273 | 1173 | 2 | 31 | 47 | 71 | 100 | 142 | 197 | 266 | 353 | 466 | 579 | 687 | 792 | 893 | 991 | 1085 | 1176 | 1263 | 1352 | 1433 | 1508 | 1578 | 1637 | 1687 | 1728 | 1762 | 1793 | 1818 | 1846 | 1856
PSS | ROLLS ROYCE T1 / ROLLS ROYCE T2 / ROLLS ROYCE T3 | 52 | 51 | 62 | 81 | 110 | 158 | 223 | 321 | 458 | 559 | 681 | 825 | 992 | 1179 | 1386 | 1633 | 1893 | 2166 | 2436 | 2715 | 2971 | 3207 | 3417 | 3598 | 3747 | 3818 | 3881 | 3939 | 3991 | 4037 | 52 | 71 | 112 | 186 | 307 | 503 | 671 | 881 | 1126 | 1409 | 1754 | 2119 | 2491 | 2839 | 3148 | 3412 | 3617 | 3774 | 3891 | 3974 | 4009 | 4027 | 4032 | 4026 | 4014 | 3995 | 3965 | 3929 | 3889 | 3837 | 52 | 62 | 80 | 112 | 157 | 223 | 322 | 465 | 663 | 832 | 1042 | 1292 | 1580 | 1904 | 2234 | 2572 | 2896 | 3193 | 3446 | 3654 | 3817 | 3931 | 3979 | 3981 | 3962 | 3920 | 3870 | 3824 | 3768 | 3701 | 52 | 75 | 124 | 201 | 336 | 544 | 732 | 978 | 1282 | 1636 | 2026 | 2429 | 2822 | 3165 | 3448 | 3658 | 3801 | 3895 | 3942 | 3930 | 3914 | 3879 | 3837 | 3780 | 3710 | 3621 | 3521 | 3405 | 3262 | 3096 | 52 | 76 | 113 | 163 | 231 | 327 | 451 | 604 | 805 | 1068 | 1331 | 1587 | 1847 | 2106 | 2372 | 2640 | 2907 | 3167 | 3416 | 3648 | 3860 | 4051 | 4224 | 4378 | 4505 | 4618 | 4719 | 4820 | 4917 | 4982
PSS | ROSSETT T1 | 12 | 25 | 42 | 66 | 101 | 155 | 237 | 355 | 523 | 654 | 807 | 994 | 1202 | 1436 | 1685 | 1982 | 2294 | 2610 | 2916 | 3220 | 3498 | 3738 | 3946 | 4120 | 4261 | 4302 | 4342 | 4383 | 4430 | 4476 | 12 | 49 | 101 | 192 | 343 | 590 | 808 | 1080 | 1398 | 1759 | 2190 | 2640 | 3074 | 3463 | 3779 | 4014 | 4171 | 4271 | 4328 | 4358 | 4341 | 4308 | 4271 | 4228 | 4177 | 4116 | 4047 | 3971 | 3884 | 3787 | 12 | 33 | 59 | 99 | 154 | 236 | 355 | 527 | 773 | 979 | 1233 | 1536 | 1881 | 2255 | 2622 | 2988 | 3327 | 3627 | 3875 | 4072 | 4222 | 4327 | 4339 | 4305 | 4258 | 4197 | 4120 | 4056 | 3991 | 3917 | 12 | 51 | 113 | 209 | 368 | 623 | 856 | 1166 | 1534 | 1964 | 2423 | 2878 | 3300 | 3658 | 3925 | 4109 | 4225 | 4289 | 4305 | 4261 | 4202 | 4132 | 4051 | 3949 | 3828 | 3685 | 3525 | 3339 | 3122 | 2880 | 12 | 80 | 125 | 186 | 268 | 386 | 537 | 727 | 970 | 1279 | 1592 | 1886 | 2173 | 2453 | 2723 | 2980 | 3230 | 3472 | 3712 | 3936 | 4146 | 4330 | 4493 | 4630 | 4739 | 4833 | 4916 | 4988 | 5058 | 5089
PSS | ROYAL INSURANCE (NEW QUAY) T1 / ROYAL INSURANCE (NEW QUAY) T2 | 2 | 4 | 6 | 7 | 9 | 13 | 17 | 25 | 33 | 41 | 49 | 60 | 71 | 84 | 97 | 114 | 132 | 147 | 165 | 183 | 196 | 212 | 224 | 234 | 243 | 245 | 249 | 253 | 256 | 260 | 2 | 8 | 11 | 16 | 25 | 39 | 52 | 66 | 85 | 105 | 128 | 154 | 179 | 202 | 219 | 234 | 244 | 251 | 257 | 260 | 262 | 262 | 261 | 261 | 260 | 258 | 256 | 252 | 246 | 240 | 2 | 5 | 7 | 10 | 13 | 17 | 24 | 34 | 48 | 59 | 74 | 91 | 110 | 131 | 152 | 172 | 191 | 209 | 224 | 236 | 247 | 255 | 257 | 257 | 257 | 256 | 253 | 249 | 244 | 239 | 2 | 7 | 11 | 17 | 26 | 41 | 56 | 73 | 94 | 120 | 145 | 175 | 200 | 223 | 241 | 254 | 264 | 270 | 273 | 273 | 272 | 269 | 266 | 262 | 257 | 250 | 241 | 230 | 217 | 201 | 2 | 9 | 10 | 12 | 14 | 16 | 19 | 22 | 25 | 32 | 38 | 44 | 48 | 53 | 59 | 64 | 70 | 74 | 80 | 86 | 92 | 98 | 103 | 110 | 115 | 120 | 126 | 130 | 135 | 139
PSS | RUABON T1 | 28 | 41 | 62 | 93 | 137 | 209 | 314 | 466 | 683 | 852 | 1050 | 1287 | 1557 | 1860 | 2185 | 2575 | 2986 | 3403 | 3811 | 4222 | 4601 | 4932 | 5222 | 5471 | 5674 | 5746 | 5815 | 5882 | 5947 | 6014 | 28 | 71 | 137 | 251 | 445 | 761 | 1038 | 1384 | 1789 | 2249 | 2803 | 3387 | 3961 | 4476 | 4911 | 5248 | 5492 | 5658 | 5764 | 5827 | 5825 | 5802 | 5764 | 5719 | 5663 | 5592 | 5510 | 5417 | 5310 | 5188 | 28 | 52 | 85 | 134 | 205 | 312 | 465 | 691 | 1003 | 1272 | 1603 | 2000 | 2452 | 2945 | 3437 | 3931 | 4398 | 4814 | 5159 | 5437 | 5651 | 5799 | 5835 | 5802 | 5749 | 5673 | 5574 | 5489 | 5398 | 5298 | 28 | 77 | 154 | 276 | 484 | 812 | 1116 | 1515 | 1996 | 2553 | 3161 | 3768 | 4341 | 4830 | 5210 | 5480 | 5655 | 5759 | 5796 | 5750 | 5686 | 5606 | 5511 | 5388 | 5241 | 5069 | 4871 | 4638 | 4372 | 4069 | 28 | 104 | 162 | 241 | 346 | 499 | 692 | 938 | 1253 | 1658 | 2068 | 2461 | 2844 | 3225 | 3600 | 3961 | 4318 | 4664 | 5003 | 5318 | 5607 | 5864 | 6093 | 6287 | 6445 | 6579 | 6698 | 6806 | 6914 | 6966
PSS | SALTNEY GRID T1 | 4 | 7 | 11 | 15 | 21 | 30 | 44 | 65 | 91 | 113 | 140 | 170 | 204 | 243 | 286 | 335 | 386 | 438 | 490 | 539 | 586 | 627 | 660 | 691 | 714 | 720 | 728 | 736 | 744 | 752 | 4 | 13 | 21 | 36 | 62 | 103 | 142 | 185 | 238 | 298 | 371 | 444 | 519 | 583 | 636 | 675 | 703 | 718 | 730 | 734 | 732 | 725 | 723 | 716 | 707 | 699 | 688 | 675 | 660 | 642 | 4 | 9 | 13 | 21 | 30 | 44 | 64 | 94 | 133 | 167 | 209 | 261 | 320 | 381 | 442 | 502 | 560 | 610 | 652 | 685 | 712 | 729 | 731 | 725 | 719 | 709 | 695 | 686 | 675 | 662 | 4 | 13 | 23 | 39 | 66 | 109 | 148 | 199 | 261 | 334 | 411 | 488 | 560 | 620 | 668 | 698 | 719 | 730 | 734 | 728 | 717 | 707 | 693 | 676 | 656 | 634 | 606 | 576 | 539 | 496 | 4 | 18 | 25 | 35 | 48 | 66 | 89 | 118 | 157 | 207 | 253 | 301 | 345 | 389 | 431 | 471 | 511 | 549 | 587 | 623 | 656 | 685 | 712 | 734 | 752 | 769 | 784 | 795 | 806 | 812
PSS | SANDBACH T1 | 49 | 65 | 86 | 125 | 182 | 269 | 401 | 590 | 860 | 1066 | 1312 | 1603 | 1938 | 2312 | 2721 | 3203 | 3716 | 4239 | 4758 | 5273 | 5755 | 6183 | 6558 | 6876 | 7142 | 7242 | 7336 | 7424 | 7515 | 7596 | 49 | 96 | 177 | 319 | 558 | 941 | 1280 | 1700 | 2199 | 2766 | 3449 | 4167 | 4881 | 5530 | 6086 | 6528 | 6849 | 7081 | 7232 | 7329 | 7340 | 7320 | 7281 | 7229 | 7162 | 7079 | 6979 | 6868 | 6741 | 6597 | 49 | 75 | 116 | 175 | 262 | 394 | 584 | 859 | 1247 | 1583 | 1991 | 2482 | 3045 | 3664 | 4284 | 4909 | 5500 | 6035 | 6480 | 6840 | 7119 | 7311 | 7360 | 7328 | 7264 | 7167 | 7045 | 6937 | 6823 | 6697 | 49 | 106 | 199 | 354 | 608 | 1016 | 1389 | 1883 | 2479 | 3173 | 3933 | 4697 | 5424 | 6054 | 6542 | 6898 | 7130 | 7272 | 7324 | 7273 | 7199 | 7105 | 6989 | 6842 | 6664 | 6455 | 6213 | 5934 | 5616 | 5253 | 49 | 134 | 200 | 296 | 422 | 604 | 839 | 1135 | 1515 | 2008 | 2508 | 2987 | 3460 | 3931 | 4402 | 4862 | 5315 | 5752 | 6178 | 6575 | 6937 | 7258 | 7542 | 7787 | 7985 | 8151 | 8299 | 8435 | 8570 | 8639
PSS | SHAWBURY T1 | 13 | 25 | 41 | 65 | 98 | 153 | 231 | 344 | 503 | 628 | 775 | 954 | 1157 | 1380 | 1625 | 1917 | 2224 | 2538 | 2846 | 3157 | 3443 | 3695 | 3922 | 4111 | 4268 | 4325 | 4382 | 4434 | 4487 | 4536 | 13 | 53 | 104 | 191 | 337 | 574 | 785 | 1045 | 1352 | 1698 | 2116 | 2559 | 2993 | 3389 | 3729 | 3996 | 4194 | 4334 | 4427 | 4493 | 4507 | 4505 | 4491 | 4471 | 4444 | 4408 | 4361 | 4309 | 4248 | 4176 | 13 | 37 | 61 | 98 | 152 | 232 | 349 | 518 | 754 | 959 | 1209 | 1507 | 1848 | 2225 | 2598 | 2974 | 3333 | 3654 | 3923 | 4140 | 4308 | 4429 | 4465 | 4452 | 4419 | 4368 | 4306 | 4250 | 4187 | 4113 | 13 | 54 | 112 | 205 | 361 | 607 | 834 | 1134 | 1498 | 1918 | 2375 | 2838 | 3274 | 3651 | 3947 | 4158 | 4298 | 4384 | 4420 | 4393 | 4354 | 4302 | 4239 | 4157 | 4057 | 3940 | 3801 | 3644 | 3452 | 3233 | 13 | 89 | 135 | 197 | 280 | 396 | 552 | 741 | 984 | 1301 | 1617 | 1920 | 2218 | 2515 | 2809 | 3095 | 3377 | 3650 | 3921 | 4174 | 4407 | 4616 | 4804 | 4969 | 5104 | 5226 | 5335 | 5439 | 5537 | 5595
PSS | SMALLWOOD T1 | 36 | 45 | 59 | 85 | 123 | 181 | 272 | 401 | 583 | 725 | 892 | 1089 | 1321 | 1579 | 1861 | 2193 | 2549 | 2916 | 3279 | 3646 | 3989 | 4298 | 4570 | 4805 | 5002 | 5085 | 5162 | 5231 | 5296 | 5361 | 36 | 66 | 121 | 218 | 379 | 640 | 870 | 1152 | 1493 | 1881 | 2347 | 2846 | 3340 | 3799 | 4197 | 4523 | 4771 | 4955 | 5078 | 5163 | 5187 | 5183 | 5168 | 5139 | 5099 | 5047 | 4982 | 4910 | 4825 | 4728 | 36 | 52 | 81 | 120 | 179 | 268 | 401 | 588 | 854 | 1086 | 1368 | 1707 | 2100 | 2531 | 2968 | 3412 | 3839 | 4224 | 4548 | 4810 | 5017 | 5158 | 5206 | 5192 | 5155 | 5089 | 5006 | 4932 | 4848 | 4758 | 36 | 75 | 137 | 245 | 418 | 698 | 956 | 1295 | 1706 | 2187 | 2716 | 3255 | 3771 | 4226 | 4586 | 4848 | 5026 | 5137 | 5183 | 5159 | 5117 | 5060 | 4987 | 4893 | 4778 | 4641 | 4480 | 4298 | 4084 | 3841 | 36 | 96 | 142 | 209 | 298 | 426 | 592 | 801 | 1073 | 1421 | 1779 | 2122 | 2464 | 2808 | 3155 | 3501 | 3839 | 4166 | 4485 | 4781 | 5050 | 5291 | 5501 | 5687 | 5837 | 5964 | 6078 | 6186 | 6293 | 6352
PSS | SNOWHILL T1 | 32 | 42 | 60 | 84 | 123 | 181 | 270 | 395 | 574 | 712 | 873 | 1067 | 1284 | 1531 | 1791 | 2103 | 2426 | 2756 | 3079 | 3396 | 3682 | 3933 | 4148 | 4328 | 4476 | 4518 | 4560 | 4603 | 4650 | 4698 | 32 | 67 | 120 | 215 | 375 | 634 | 864 | 1146 | 1481 | 1855 | 2304 | 2774 | 3230 | 3633 | 3964 | 4210 | 4376 | 4481 | 4541 | 4573 | 4560 | 4525 | 4488 | 4445 | 4393 | 4333 | 4261 | 4181 | 4093 | 3989 | 32 | 50 | 79 | 118 | 176 | 264 | 389 | 570 | 826 | 1043 | 1307 | 1622 | 1983 | 2373 | 2755 | 3137 | 3490 | 3804 | 4064 | 4268 | 4429 | 4537 | 4552 | 4520 | 4473 | 4411 | 4333 | 4267 | 4195 | 4118 | 32 | 71 | 132 | 234 | 401 | 670 | 913 | 1235 | 1622 | 2068 | 2547 | 3022 | 3465 | 3835 | 4115 | 4310 | 4431 | 4500 | 4522 | 4473 | 4414 | 4347 | 4261 | 4157 | 4035 | 3888 | 3719 | 3524 | 3302 | 3048 | 32 | 85 | 130 | 190 | 272 | 388 | 540 | 727 | 968 | 1278 | 1589 | 1885 | 2167 | 2447 | 2713 | 2971 | 3223 | 3463 | 3704 | 3929 | 4138 | 4325 | 4488 | 4627 | 4740 | 4835 | 4921 | 4996 | 5068 | 5102
PSS | ST ASAPH BUSINESS PK T1 | 2 | 11 | 34 | 64 | 102 | 166 | 255 | 383 | 566 | 710 | 881 | 1087 | 1338 | 1628 | 1966 | 2376 | 2839 | 3351 | 3892 | 4480 | 5074 | 5658 | 6206 | 6706 | 7140 | 7457 | 7720 | 7927 | 8089 | 8219 | 2 | 78 | 149 | 255 | 422 | 688 | 911 | 1193 | 1540 | 1960 | 2490 | 3107 | 3811 | 4573 | 5401 | 6241 | 7043 | 7779 | 8398 | 8922 | 9327 | 9672 | 9959 | 10207 | 10433 | 10637 | 10834 | 11029 | 11222 | 11397 | 2 | 32 | 69 | 116 | 186 | 290 | 440 | 658 | 971 | 1246 | 1602 | 2036 | 2563 | 3179 | 3885 | 4656 | 5457 | 6245 | 6956 | 7572 | 8082 | 8481 | 8816 | 9031 | 9143 | 9192 | 9222 | 9241 | 9186 | 9048 | 2 | 61 | 138 | 257 | 452 | 760 | 1053 | 1439 | 1926 | 2530 | 3242 | 4064 | 4946 | 5822 | 6628 | 7307 | 7844 | 8254 | 8531 | 8726 | 8888 | 9028 | 9150 | 9254 | 9346 | 9434 | 9515 | 9595 | 9578 | 9513 | 2 | 157 | 224 | 305 | 407 | 549 | 730 | 959 | 1257 | 1659 | 2078 | 2515 | 3000 | 3539 | 4180 | 4872 | 5595 | 6310 | 6994 | 7620 | 8196 | 8755 | 9269 | 9828 | 10305 | 10743 | 11192 | 11693 | 12158 | 12571
PSS | ST HELENS RD T1 | 12 | 18 | 28 | 42 | 61 | 93 | 137 | 205 | 296 | 369 | 456 | 557 | 673 | 805 | 949 | 1119 | 1301 | 1484 | 1671 | 1854 | 2022 | 2180 | 2313 | 2429 | 2526 | 2564 | 2603 | 2636 | 2667 | 2699 | 12 | 33 | 60 | 107 | 188 | 319 | 435 | 579 | 748 | 943 | 1176 | 1426 | 1676 | 1907 | 2107 | 2274 | 2398 | 2489 | 2555 | 2597 | 2606 | 2608 | 2601 | 2586 | 2569 | 2541 | 2512 | 2474 | 2433 | 2383 | 12 | 21 | 37 | 58 | 87 | 132 | 197 | 294 | 424 | 543 | 683 | 854 | 1052 | 1266 | 1489 | 1713 | 1926 | 2119 | 2283 | 2415 | 2518 | 2592 | 2616 | 2611 | 2590 | 2561 | 2518 | 2479 | 2439 | 2392 | 12 | 34 | 67 | 120 | 208 | 348 | 478 | 647 | 857 | 1101 | 1366 | 1639 | 1903 | 2129 | 2313 | 2447 | 2540 | 2596 | 2620 | 2607 | 2588 | 2560 | 2522 | 2477 | 2418 | 2351 | 2271 | 2176 | 2069 | 1943 | 12 | 43 | 61 | 88 | 125 | 176 | 247 | 330 | 441 | 585 | 730 | 873 | 1016 | 1160 | 1306 | 1451 | 1597 | 1735 | 1874 | 1997 | 2112 | 2216 | 2306 | 2386 | 2452 | 2508 | 2560 | 2605 | 2654 | 2682
PSS | STAPELEY T1 | 36 | 49 | 69 | 102 | 149 | 224 | 335 | 494 | 724 | 901 | 1108 | 1355 | 1640 | 1958 | 2300 | 2709 | 3139 | 3578 | 4006 | 4437 | 4835 | 5182 | 5490 | 5749 | 5961 | 6037 | 6112 | 6182 | 6254 | 6327 | 36 | 81 | 148 | 271 | 476 | 807 | 1099 | 1463 | 1890 | 2375 | 2959 | 3572 | 4178 | 4719 | 5175 | 5530 | 5783 | 5958 | 6066 | 6134 | 6135 | 6109 | 6072 | 6021 | 5963 | 5889 | 5802 | 5706 | 5594 | 5464 | 36 | 59 | 96 | 146 | 220 | 334 | 496 | 733 | 1063 | 1346 | 1695 | 2109 | 2584 | 3107 | 3623 | 4142 | 4629 | 5066 | 5431 | 5722 | 5947 | 6103 | 6139 | 6110 | 6053 | 5972 | 5870 | 5778 | 5683 | 5577 | 36 | 86 | 167 | 296 | 514 | 861 | 1182 | 1599 | 2108 | 2694 | 3331 | 3971 | 4574 | 5086 | 5486 | 5769 | 5950 | 6060 | 6101 | 6050 | 5986 | 5904 | 5804 | 5675 | 5520 | 5339 | 5130 | 4887 | 4606 | 4287 | 36 | 118 | 178 | 263 | 376 | 537 | 746 | 1008 | 1342 | 1776 | 2214 | 2631 | 3038 | 3443 | 3839 | 4226 | 4603 | 4971 | 5330 | 5663 | 5971 | 6249 | 6491 | 6698 | 6867 | 7013 | 7140 | 7257 | 7371 | 7429
PSS | TACO PLASTICS T1 / TACO PLASTICS T2 / UNITED PERIPHERALS T1 | 13 | 13 | 17 | 21 | 27 | 38 | 54 | 77 | 107 | 130 | 155 | 187 | 223 | 261 | 303 | 355 | 408 | 461 | 513 | 563 | 606 | 646 | 680 | 709 | 729 | 734 | 742 | 747 | 755 | 761 | 13 | 18 | 26 | 44 | 70 | 112 | 149 | 195 | 246 | 307 | 379 | 452 | 524 | 588 | 640 | 681 | 706 | 724 | 733 | 739 | 738 | 732 | 726 | 719 | 711 | 703 | 690 | 679 | 665 | 646 | 13 | 17 | 19 | 26 | 35 | 50 | 71 | 102 | 143 | 176 | 217 | 268 | 326 | 387 | 450 | 508 | 565 | 614 | 657 | 688 | 714 | 733 | 734 | 730 | 722 | 713 | 700 | 691 | 678 | 667 | 13 | 19 | 29 | 46 | 73 | 118 | 156 | 207 | 268 | 339 | 419 | 493 | 564 | 624 | 669 | 701 | 719 | 731 | 735 | 729 | 717 | 708 | 695 | 678 | 658 | 635 | 611 | 580 | 543 | 502 | 13 | 17 | 22 | 31 | 40 | 52 | 74 | 97 | 126 | 163 | 202 | 239 | 273 | 307 | 341 | 374 | 404 | 433 | 462 | 492 | 518 | 540 | 563 | 579 | 594 | 607 | 618 | 628 | 639 | 643
PSS | TARPORLEY T1 | 12 | 26 | 43 | 70 | 109 | 170 | 261 | 394 | 582 | 728 | 904 | 1115 | 1354 | 1625 | 1919 | 2266 | 2637 | 3019 | 3398 | 3777 | 4131 | 4452 | 4733 | 4975 | 5175 | 5258 | 5334 | 5404 | 5471 | 5534 | 12 | 51 | 107 | 206 | 371 | 640 | 880 | 1177 | 1532 | 1934 | 2421 | 2937 | 3455 | 3927 | 4341 | 4678 | 4930 | 5116 | 5240 | 5323 | 5344 | 5338 | 5317 | 5283 | 5243 | 5184 | 5115 | 5039 | 4952 | 4851 | 12 | 33 | 63 | 106 | 167 | 259 | 393 | 587 | 862 | 1103 | 1398 | 1753 | 2161 | 2607 | 3064 | 3524 | 3964 | 4362 | 4695 | 4965 | 5175 | 5319 | 5365 | 5349 | 5305 | 5236 | 5149 | 5069 | 4986 | 4893 | 12 | 56 | 125 | 234 | 413 | 699 | 968 | 1323 | 1750 | 2251 | 2801 | 3361 | 3895 | 4363 | 4734 | 5004 | 5186 | 5297 | 5341 | 5312 | 5265 | 5203 | 5122 | 5020 | 4901 | 4755 | 4587 | 4392 | 4168 | 3916 | 12 | 93 | 142 | 211 | 303 | 433 | 605 | 818 | 1096 | 1454 | 1821 | 2174 | 2524 | 2877 | 3231 | 3583 | 3929 | 4265 | 4587 | 4888 | 5160 | 5404 | 5618 | 5806 | 5955 | 6082 | 6194 | 6298 | 6404 | 6463
PSS | TARVIN T1 | 43 | 65 | 92 | 139 | 206 | 314 | 474 | 708 | 1038 | 1293 | 1594 | 1955 | 2369 | 2833 | 3327 | 3924 | 4552 | 5196 | 5826 | 6458 | 7047 | 7564 | 8018 | 8407 | 8724 | 8840 | 8953 | 9056 | 9163 | 9265 | 43 | 106 | 206 | 381 | 673 | 1151 | 1574 | 2096 | 2716 | 3419 | 4262 | 5153 | 6029 | 6825 | 7500 | 8031 | 8410 | 8681 | 8851 | 8957 | 8964 | 8928 | 8876 | 8804 | 8717 | 8610 | 8483 | 8343 | 8185 | 8003 | 43 | 79 | 128 | 202 | 310 | 472 | 706 | 1048 | 1527 | 1941 | 2445 | 3051 | 3745 | 4503 | 5263 | 6025 | 6747 | 7394 | 7934 | 8363 | 8700 | 8930 | 8983 | 8938 | 8854 | 8732 | 8582 | 8451 | 8311 | 8159 | 43 | 118 | 234 | 424 | 733 | 1240 | 1701 | 2309 | 3046 | 3902 | 4832 | 5772 | 6652 | 7416 | 8009 | 8431 | 8704 | 8869 | 8927 | 8857 | 8758 | 8640 | 8492 | 8302 | 8078 | 7818 | 7512 | 7162 | 6763 | 6311 | 43 | 164 | 250 | 373 | 538 | 772 | 1073 | 1454 | 1945 | 2574 | 3217 | 3827 | 4430 | 5025 | 5618 | 6193 | 6758 | 7303 | 7838 | 8335 | 8789 | 9192 | 9548 | 9853 | 10095 | 10302 | 10486 | 10653 | 10817 | 10900
PSS | TRYWERYN T1 | 0 | 6 | 9 | 14 | 24 | 37 | 56 | 86 | 127 | 158 | 195 | 239 | 289 | 344 | 404 | 475 | 547 | 623 | 695 | 765 | 826 | 881 | 929 | 966 | 997 | 1005 | 1013 | 1021 | 1028 | 1037 | 0 | 11 | 25 | 44 | 78 | 136 | 185 | 248 | 322 | 404 | 505 | 609 | 708 | 799 | 871 | 925 | 962 | 984 | 999 | 1007 | 1002 | 993 | 984 | 974 | 962 | 949 | 933 | 915 | 895 | 873 | 0 | 8 | 13 | 22 | 35 | 55 | 82 | 121 | 177 | 227 | 285 | 354 | 433 | 520 | 606 | 691 | 766 | 837 | 894 | 939 | 974 | 997 | 1001 | 994 | 983 | 967 | 950 | 935 | 920 | 901 | 0 | 12 | 25 | 48 | 85 | 143 | 197 | 269 | 354 | 454 | 560 | 664 | 761 | 843 | 904 | 950 | 975 | 989 | 993 | 981 | 969 | 953 | 934 | 910 | 883 | 849 | 813 | 769 | 719 | 662 | 0 | 16 | 25 | 36 | 52 | 74 | 103 | 135 | 181 | 238 | 298 | 352 | 404 | 456 | 505 | 554 | 600 | 644 | 690 | 731 | 770 | 805 | 835 | 859 | 879 | 897 | 913 | 925 | 938 | 944
PSS | TWYFORDS T1 | 28 | 35 | 48 | 68 | 99 | 149 | 220 | 322 | 468 | 581 | 714 | 870 | 1050 | 1252 | 1463 | 1718 | 1987 | 2258 | 2523 | 2783 | 3022 | 3230 | 3409 | 3560 | 3683 | 3719 | 3753 | 3790 | 3831 | 3872 | 28 | 55 | 99 | 178 | 312 | 526 | 716 | 948 | 1224 | 1534 | 1906 | 2291 | 2667 | 3000 | 3272 | 3475 | 3610 | 3696 | 3746 | 3771 | 3758 | 3729 | 3696 | 3659 | 3615 | 3563 | 3502 | 3439 | 3366 | 3280 | 28 | 43 | 65 | 98 | 146 | 217 | 324 | 472 | 684 | 863 | 1081 | 1343 | 1638 | 1961 | 2275 | 2590 | 2883 | 3142 | 3355 | 3523 | 3653 | 3744 | 3755 | 3726 | 3686 | 3631 | 3566 | 3510 | 3454 | 3389 | 28 | 60 | 110 | 194 | 333 | 555 | 757 | 1021 | 1341 | 1708 | 2104 | 2496 | 2858 | 3166 | 3395 | 3555 | 3653 | 3708 | 3723 | 3684 | 3633 | 3575 | 3505 | 3417 | 3313 | 3192 | 3053 | 2891 | 2706 | 2498 | 28 | 75 | 115 | 169 | 241 | 346 | 480 | 647 | 863 | 1139 | 1418 | 1681 | 1934 | 2182 | 2424 | 2652 | 2874 | 3089 | 3302 | 3503 | 3689 | 3854 | 3997 | 4118 | 4215 | 4300 | 4374 | 4438 | 4501 | 4527
PSS | TYWYN T1 | 9 | 24 | 45 | 73 | 113 | 175 | 266 | 400 | 586 | 734 | 907 | 1114 | 1352 | 1620 | 1911 | 2263 | 2634 | 3020 | 3405 | 3795 | 4158 | 4490 | 4785 | 5039 | 5250 | 5349 | 5439 | 5512 | 5582 | 5643 | 9 | 58 | 115 | 213 | 379 | 644 | 879 | 1172 | 1517 | 1920 | 2399 | 2917 | 3445 | 3934 | 4379 | 4757 | 5060 | 5296 | 5469 | 5598 | 5659 | 5697 | 5714 | 5716 | 5710 | 5691 | 5660 | 5622 | 5577 | 5517 | 9 | 34 | 65 | 108 | 169 | 260 | 395 | 591 | 863 | 1101 | 1395 | 1750 | 2158 | 2614 | 3081 | 3561 | 4025 | 4448 | 4813 | 5110 | 5345 | 5513 | 5589 | 5601 | 5578 | 5526 | 5461 | 5401 | 5328 | 5232 | 9 | 57 | 126 | 233 | 410 | 696 | 961 | 1307 | 1732 | 2230 | 2780 | 3349 | 3904 | 4394 | 4797 | 5101 | 5310 | 5446 | 5519 | 5514 | 5492 | 5455 | 5404 | 5328 | 5237 | 5127 | 4993 | 4839 | 4646 | 4418 | 9 | 92 | 138 | 202 | 286 | 403 | 556 | 749 | 996 | 1318 | 1647 | 1967 | 2290 | 2621 | 2963 | 3306 | 3651 | 3987 | 4313 | 4615 | 4890 | 5144 | 5372 | 5582 | 5756 | 5909 | 6055 | 6202 | 6340 | 6438
PSS | VAUXHALL NORTH RD T1 | 0 | 1 | 1 | 1 | 2 | 2 | 3 | 3 | 5 | 6 | 7 | 8 | 10 | 12 | 13 | 16 | 18 | 20 | 22 | 24 | 27 | 29 | 31 | 32 | 33 | 33 | 33 | 34 | 34 | 34 | 0 | 1 | 2 | 2 | 3 | 6 | 7 | 9 | 11 | 15 | 18 | 21 | 24 | 27 | 29 | 31 | 32 | 33 | 34 | 33 | 33 | 33 | 33 | 32 | 32 | 32 | 31 | 31 | 30 | 29 | 0 | 1 | 1 | 2 | 2 | 3 | 3 | 5 | 7 | 8 | 10 | 12 | 15 | 18 | 20 | 23 | 25 | 28 | 29 | 31 | 33 | 34 | 33 | 33 | 33 | 32 | 32 | 32 | 31 | 30 | 0 | 1 | 2 | 3 | 4 | 6 | 8 | 10 | 13 | 16 | 20 | 24 | 27 | 30 | 32 | 33 | 34 | 35 | 35 | 35 | 34 | 34 | 33 | 32 | 31 | 30 | 29 | 27 | 26 | 24 | 0 | 2 | 4 | 4 | 6 | 8 | 11 | 13 | 17 | 23 | 28 | 33 | 38 | 42 | 47 | 51 | 56 | 59 | 64 | 67 | 71 | 74 | 76 | 79 | 80 | 82 | 84 | 85 | 86 | 86
PSS | WAENFAWR T1 | 12 | 23 | 36 | 57 | 90 | 143 | 222 | 336 | 494 | 623 | 772 | 958 | 1164 | 1403 | 1665 | 1982 | 2319 | 2675 | 3035 | 3402 | 3756 | 4079 | 4373 | 4629 | 4845 | 4958 | 5056 | 5139 | 5212 | 5275 | 12 | 41 | 87 | 168 | 301 | 518 | 714 | 960 | 1254 | 1597 | 2010 | 2462 | 2929 | 3375 | 3793 | 4156 | 4455 | 4695 | 4873 | 4999 | 5061 | 5087 | 5093 | 5082 | 5060 | 5019 | 4971 | 4918 | 4854 | 4778 | 12 | 29 | 52 | 87 | 137 | 214 | 329 | 497 | 731 | 940 | 1204 | 1518 | 1887 | 2299 | 2732 | 3183 | 3621 | 4026 | 4374 | 4657 | 4879 | 5038 | 5110 | 5116 | 5086 | 5023 | 4945 | 4874 | 4792 | 4700 | 12 | 48 | 106 | 197 | 351 | 599 | 828 | 1137 | 1515 | 1964 | 2466 | 2994 | 3516 | 3990 | 4383 | 4684 | 4892 | 5032 | 5098 | 5094 | 5071 | 5034 | 4980 | 4908 | 4815 | 4707 | 4581 | 4433 | 4267 | 4076 | 12 | 78 | 118 | 178 | 254 | 364 | 509 | 694 | 934 | 1249 | 1577 | 1899 | 2228 | 2570 | 2931 | 3296 | 3663 | 4016 | 4352 | 4659 | 4934 | 5180 | 5394 | 5589 | 5741 | 5866 | 5982 | 6094 | 6211 | 6281
PSS | WELSHPOOL GRID T1 | 7 | 15 | 25 | 38 | 56 | 88 | 132 | 197 | 290 | 361 | 447 | 550 | 664 | 792 | 930 | 1094 | 1266 | 1440 | 1609 | 1776 | 1931 | 2063 | 2177 | 2273 | 2354 | 2377 | 2399 | 2422 | 2449 | 2475 | 7 | 30 | 58 | 108 | 191 | 329 | 450 | 600 | 776 | 976 | 1214 | 1463 | 1703 | 1915 | 2092 | 2222 | 2307 | 2365 | 2396 | 2411 | 2402 | 2383 | 2363 | 2339 | 2311 | 2278 | 2240 | 2198 | 2150 | 2097 | 7 | 22 | 35 | 56 | 87 | 132 | 199 | 294 | 429 | 543 | 686 | 851 | 1043 | 1249 | 1453 | 1653 | 1839 | 2005 | 2143 | 2250 | 2335 | 2392 | 2401 | 2381 | 2357 | 2320 | 2279 | 2243 | 2206 | 2164 | 7 | 31 | 64 | 118 | 205 | 346 | 478 | 646 | 851 | 1087 | 1340 | 1593 | 1826 | 2023 | 2170 | 2273 | 2335 | 2372 | 2382 | 2355 | 2323 | 2286 | 2240 | 2184 | 2116 | 2040 | 1949 | 1846 | 1728 | 1594 | 7 | 48 | 74 | 109 | 156 | 224 | 311 | 419 | 561 | 738 | 920 | 1089 | 1255 | 1415 | 1570 | 1718 | 1863 | 2003 | 2141 | 2271 | 2390 | 2497 | 2592 | 2670 | 2732 | 2786 | 2834 | 2875 | 2916 | 2934
PSS | WEM EAST T1 | 9 | 20 | 30 | 48 | 73 | 111 | 166 | 250 | 368 | 459 | 567 | 695 | 839 | 1000 | 1174 | 1381 | 1597 | 1815 | 2027 | 2236 | 2428 | 2594 | 2736 | 2855 | 2952 | 2980 | 3005 | 3031 | 3065 | 3096 | 9 | 37 | 71 | 135 | 239 | 412 | 563 | 750 | 971 | 1220 | 1516 | 1827 | 2125 | 2394 | 2613 | 2775 | 2882 | 2953 | 2992 | 3011 | 3000 | 2979 | 2953 | 2921 | 2887 | 2845 | 2796 | 2746 | 2685 | 2618 | 9 | 25 | 43 | 70 | 109 | 166 | 248 | 367 | 536 | 679 | 855 | 1064 | 1303 | 1560 | 1814 | 2066 | 2301 | 2506 | 2677 | 2813 | 2919 | 2991 | 2997 | 2976 | 2943 | 2900 | 2849 | 2805 | 2758 | 2706 | 9 | 38 | 80 | 147 | 255 | 433 | 594 | 808 | 1063 | 1358 | 1677 | 1992 | 2282 | 2528 | 2714 | 2841 | 2920 | 2966 | 2978 | 2946 | 2905 | 2857 | 2801 | 2729 | 2646 | 2549 | 2436 | 2307 | 2158 | 1992 | 9 | 56 | 85 | 125 | 180 | 258 | 358 | 483 | 643 | 850 | 1057 | 1252 | 1442 | 1627 | 1807 | 1978 | 2143 | 2303 | 2463 | 2612 | 2749 | 2872 | 2980 | 3070 | 3143 | 3205 | 3259 | 3307 | 3353 | 3374
PSS | WEM T1 | 13 | 26 | 43 | 66 | 101 | 152 | 231 | 344 | 510 | 636 | 784 | 963 | 1165 | 1391 | 1633 | 1921 | 2222 | 2529 | 2825 | 3121 | 3393 | 3625 | 3828 | 3998 | 4136 | 4176 | 4218 | 4258 | 4304 | 4349 | 13 | 51 | 99 | 188 | 334 | 572 | 787 | 1048 | 1360 | 1712 | 2128 | 2564 | 2988 | 3363 | 3672 | 3901 | 4052 | 4152 | 4207 | 4236 | 4220 | 4189 | 4154 | 4111 | 4062 | 4006 | 3937 | 3865 | 3782 | 3686 | 13 | 35 | 61 | 97 | 150 | 231 | 348 | 513 | 749 | 953 | 1200 | 1494 | 1827 | 2191 | 2548 | 2901 | 3233 | 3524 | 3766 | 3957 | 4105 | 4205 | 4218 | 4185 | 4142 | 4082 | 4008 | 3947 | 3881 | 3809 | 13 | 54 | 110 | 205 | 358 | 604 | 832 | 1131 | 1492 | 1908 | 2354 | 2796 | 3206 | 3550 | 3811 | 3991 | 4102 | 4164 | 4184 | 4138 | 4083 | 4018 | 3939 | 3838 | 3724 | 3588 | 3429 | 3249 | 3041 | 2805 | 13 | 81 | 125 | 187 | 268 | 385 | 537 | 726 | 967 | 1279 | 1590 | 1886 | 2171 | 2451 | 2721 | 2980 | 3230 | 3473 | 3712 | 3938 | 4147 | 4332 | 4496 | 4632 | 4743 | 4837 | 4921 | 4993 | 5064 | 5098
PSS | WERVIN T1 | 13 | 23 | 37 | 54 | 83 | 128 | 192 | 286 | 419 | 522 | 644 | 792 | 959 | 1145 | 1347 | 1591 | 1846 | 2108 | 2366 | 2627 | 2869 | 3083 | 3275 | 3436 | 3569 | 3621 | 3671 | 3716 | 3763 | 3805 | 13 | 46 | 89 | 162 | 284 | 481 | 654 | 871 | 1125 | 1413 | 1759 | 2130 | 2494 | 2825 | 3111 | 3342 | 3510 | 3639 | 3723 | 3783 | 3797 | 3800 | 3795 | 3780 | 3763 | 3736 | 3699 | 3662 | 3613 | 3557 | 13 | 33 | 53 | 83 | 129 | 196 | 293 | 434 | 631 | 801 | 1010 | 1258 | 1543 | 1857 | 2172 | 2488 | 2790 | 3060 | 3291 | 3476 | 3622 | 3726 | 3756 | 3748 | 3723 | 3683 | 3631 | 3586 | 3538 | 3475 | 13 | 47 | 97 | 175 | 303 | 509 | 697 | 947 | 1248 | 1599 | 1978 | 2366 | 2733 | 3050 | 3302 | 3483 | 3604 | 3680 | 3710 | 3691 | 3664 | 3622 | 3572 | 3508 | 3427 | 3332 | 3223 | 3095 | 2939 | 2761 | 13 | 77 | 116 | 168 | 237 | 336 | 465 | 625 | 829 | 1095 | 1361 | 1617 | 1869 | 2120 | 2369 | 2615 | 2857 | 3090 | 3323 | 3538 | 3738 | 3917 | 4080 | 4223 | 4342 | 4446 | 4541 | 4633 | 4722 | 4773
PSS | WEST FELTON T1 | 7 | 12 | 18 | 26 | 38 | 57 | 85 | 126 | 184 | 229 | 282 | 344 | 415 | 495 | 579 | 679 | 786 | 892 | 998 | 1103 | 1197 | 1278 | 1349 | 1409 | 1459 | 1472 | 1486 | 1500 | 1515 | 1532 | 7 | 21 | 37 | 69 | 120 | 206 | 280 | 375 | 482 | 606 | 753 | 904 | 1055 | 1186 | 1294 | 1373 | 1429 | 1464 | 1484 | 1493 | 1485 | 1474 | 1461 | 1448 | 1430 | 1409 | 1387 | 1362 | 1332 | 1298 | 7 | 15 | 24 | 37 | 56 | 84 | 125 | 185 | 268 | 339 | 425 | 529 | 647 | 775 | 899 | 1022 | 1139 | 1242 | 1325 | 1393 | 1446 | 1480 | 1485 | 1474 | 1459 | 1435 | 1411 | 1388 | 1366 | 1341 | 7 | 22 | 43 | 77 | 131 | 220 | 299 | 405 | 530 | 676 | 834 | 989 | 1134 | 1253 | 1346 | 1409 | 1449 | 1471 | 1476 | 1460 | 1441 | 1416 | 1390 | 1355 | 1314 | 1264 | 1209 | 1145 | 1072 | 991 | 7 | 30 | 47 | 69 | 98 | 140 | 194 | 263 | 349 | 462 | 573 | 678 | 782 | 883 | 979 | 1072 | 1160 | 1248 | 1335 | 1416 | 1490 | 1557 | 1615 | 1664 | 1703 | 1738 | 1767 | 1793 | 1818 | 1830
PSS | WESTON T1 | 51 | 68 | 98 | 141 | 205 | 308 | 461 | 681 | 993 | 1238 | 1521 | 1861 | 2248 | 2682 | 3149 | 3705 | 4293 | 4887 | 5466 | 6053 | 6587 | 7053 | 7463 | 7809 | 8090 | 8183 | 8277 | 8365 | 8460 | 8552 | 51 | 109 | 203 | 372 | 654 | 1108 | 1512 | 2011 | 2596 | 3265 | 4062 | 4897 | 5718 | 6451 | 7065 | 7534 | 7860 | 8083 | 8214 | 8295 | 8282 | 8236 | 8176 | 8101 | 8016 | 7910 | 7785 | 7650 | 7496 | 7320 | 51 | 83 | 130 | 200 | 304 | 456 | 681 | 1005 | 1456 | 1844 | 2319 | 2884 | 3530 | 4236 | 4937 | 5636 | 6294 | 6876 | 7362 | 7748 | 8047 | 8252 | 8291 | 8236 | 8154 | 8040 | 7899 | 7777 | 7650 | 7509 | 51 | 120 | 230 | 410 | 707 | 1183 | 1618 | 2191 | 2883 | 3682 | 4550 | 5415 | 6226 | 6915 | 7447 | 7820 | 8055 | 8194 | 8237 | 8162 | 8062 | 7940 | 7794 | 7614 | 7393 | 7141 | 6847 | 6508 | 6123 | 5682 | 51 | 159 | 241 | 357 | 511 | 730 | 1014 | 1372 | 1829 | 2417 | 3012 | 3577 | 4127 | 4670 | 5203 | 5716 | 6218 | 6704 | 7181 | 7626 | 8034 | 8400 | 8720 | 8990 | 9209 | 9394 | 9560 | 9705 | 9848 | 9917
PSS | WHEELOCK T1 | 40 | 54 | 78 | 113 | 167 | 250 | 377 | 558 | 816 | 1015 | 1250 | 1532 | 1855 | 2219 | 2615 | 3088 | 3589 | 4109 | 4623 | 5145 | 5632 | 6071 | 6459 | 6793 | 7070 | 7189 | 7301 | 7400 | 7494 | 7582 | 40 | 89 | 168 | 305 | 533 | 907 | 1230 | 1637 | 2119 | 2670 | 3334 | 4040 | 4747 | 5399 | 5972 | 6445 | 6803 | 7077 | 7261 | 7390 | 7435 | 7442 | 7430 | 7400 | 7357 | 7297 | 7219 | 7134 | 7032 | 6914 | 40 | 68 | 105 | 165 | 247 | 376 | 562 | 829 | 1207 | 1534 | 1938 | 2418 | 2973 | 3590 | 4211 | 4845 | 5451 | 6002 | 6467 | 6842 | 7135 | 7343 | 7417 | 7404 | 7354 | 7263 | 7157 | 7059 | 6952 | 6824 | 40 | 96 | 186 | 339 | 583 | 982 | 1345 | 1824 | 2408 | 3091 | 3837 | 4602 | 5336 | 5978 | 6492 | 6872 | 7125 | 7285 | 7356 | 7325 | 7270 | 7193 | 7096 | 6969 | 6813 | 6630 | 6414 | 6168 | 5875 | 5541 | 40 | 140 | 211 | 309 | 439 | 625 | 866 | 1168 | 1560 | 2064 | 2580 | 3074 | 3569 | 4066 | 4567 | 5066 | 5555 | 6035 | 6498 | 6926 | 7319 | 7673 | 7985 | 8262 | 8486 | 8679 | 8853 | 9022 | 9188 | 9284
PSS | WHITCHURCH T1 | 13 | 29 | 46 | 74 | 115 | 179 | 277 | 416 | 615 | 770 | 955 | 1176 | 1429 | 1713 | 2022 | 2389 | 2779 | 3180 | 3578 | 3979 | 4353 | 4688 | 4982 | 5234 | 5444 | 5531 | 5610 | 5684 | 5754 | 5819 | 13 | 55 | 113 | 219 | 394 | 677 | 932 | 1247 | 1624 | 2050 | 2563 | 3110 | 3653 | 4150 | 4584 | 4935 | 5197 | 5389 | 5515 | 5599 | 5617 | 5608 | 5583 | 5546 | 5498 | 5438 | 5361 | 5282 | 5187 | 5080 | 13 | 38 | 68 | 112 | 177 | 275 | 417 | 623 | 914 | 1166 | 1480 | 1853 | 2283 | 2755 | 3233 | 3717 | 4178 | 4595 | 4945 | 5224 | 5445 | 5595 | 5640 | 5619 | 5571 | 5495 | 5404 | 5322 | 5232 | 5137 | 13 | 62 | 132 | 248 | 435 | 741 | 1025 | 1399 | 1848 | 2377 | 2955 | 3546 | 4106 | 4596 | 4983 | 5264 | 5451 | 5565 | 5610 | 5574 | 5524 | 5456 | 5368 | 5260 | 5128 | 4973 | 4791 | 4588 | 4352 | 4084 | 13 | 100 | 153 | 228 | 327 | 471 | 655 | 890 | 1191 | 1581 | 1977 | 2361 | 2741 | 3121 | 3502 | 3879 | 4249 | 4607 | 4955 | 5275 | 5567 | 5828 | 6058 | 6256 | 6413 | 6548 | 6665 | 6777 | 6887 | 6944
PSS | WIMPEYS PANT QUARRY T1 / WIMPEYS PANT QUARRY T2 | 7 | 21 | 36 | 58 | 89 | 140 | 213 | 322 | 477 | 599 | 741 | 913 | 1109 | 1328 | 1564 | 1846 | 2146 | 2451 | 2749 | 3053 | 3334 | 3576 | 3795 | 3979 | 4131 | 4188 | 4242 | 4293 | 4344 | 4391 | 7 | 42 | 88 | 170 | 308 | 532 | 733 | 981 | 1274 | 1608 | 2007 | 2429 | 2845 | 3223 | 3545 | 3797 | 3980 | 4107 | 4191 | 4244 | 4246 | 4231 | 4206 | 4173 | 4132 | 4081 | 4021 | 3954 | 3880 | 3794 | 7 | 27 | 53 | 87 | 137 | 212 | 324 | 485 | 708 | 907 | 1147 | 1432 | 1762 | 2122 | 2485 | 2845 | 3190 | 3498 | 3756 | 3961 | 4119 | 4229 | 4257 | 4238 | 4198 | 4137 | 4067 | 4001 | 3937 | 3862 | 7 | 47 | 102 | 190 | 337 | 573 | 794 | 1082 | 1432 | 1837 | 2279 | 2724 | 3147 | 3508 | 3791 | 3993 | 4122 | 4201 | 4231 | 4197 | 4153 | 4096 | 4024 | 3936 | 3830 | 3704 | 3561 | 3399 | 3209 | 2994 | 7 | 77 | 118 | 178 | 256 | 369 | 514 | 697 | 931 | 1234 | 1540 | 1835 | 2124 | 2410 | 2696 | 2973 | 3246 | 3508 | 3765 | 4003 | 4220 | 4416 | 4587 | 4734 | 4850 | 4951 | 5036 | 5118 | 5196 | 5238
PSS | WINCHAM T1 | 7 | 10 | 15 | 22 | 31 | 46 | 66 | 98 | 143 | 177 | 217 | 265 | 318 | 380 | 443 | 521 | 603 | 685 | 764 | 842 | 914 | 976 | 1033 | 1079 | 1117 | 1126 | 1137 | 1148 | 1162 | 1172 | 7 | 18 | 30 | 55 | 94 | 160 | 217 | 287 | 371 | 464 | 577 | 693 | 808 | 910 | 991 | 1052 | 1095 | 1120 | 1135 | 1142 | 1138 | 1132 | 1121 | 1109 | 1096 | 1081 | 1063 | 1042 | 1021 | 995 | 7 | 13 | 20 | 29 | 45 | 65 | 97 | 142 | 208 | 262 | 328 | 407 | 495 | 595 | 689 | 782 | 872 | 950 | 1015 | 1066 | 1106 | 1131 | 1137 | 1130 | 1118 | 1100 | 1081 | 1063 | 1046 | 1027 | 7 | 17 | 33 | 59 | 101 | 170 | 229 | 311 | 405 | 519 | 637 | 756 | 866 | 959 | 1031 | 1077 | 1109 | 1125 | 1131 | 1119 | 1103 | 1086 | 1065 | 1039 | 1008 | 970 | 929 | 881 | 824 | 760 | 7 | 27 | 39 | 56 | 78 | 111 | 153 | 206 | 272 | 357 | 443 | 524 | 603 | 680 | 755 | 825 | 895 | 960 | 1027 | 1089 | 1148 | 1199 | 1244 | 1280 | 1312 | 1340 | 1362 | 1381 | 1401 | 1411
PSS | WISTASTON HALL T1 | 43 | 59 | 82 | 119 | 176 | 265 | 396 | 586 | 855 | 1066 | 1309 | 1603 | 1935 | 2307 | 2703 | 3177 | 3674 | 4178 | 4666 | 5150 | 5594 | 5977 | 6309 | 6588 | 6817 | 6880 | 6948 | 7014 | 7089 | 7164 | 43 | 93 | 176 | 324 | 566 | 966 | 1315 | 1746 | 2259 | 2834 | 3522 | 4238 | 4935 | 5551 | 6054 | 6432 | 6680 | 6841 | 6930 | 6979 | 6951 | 6898 | 6838 | 6764 | 6684 | 6588 | 6478 | 6357 | 6220 | 6063 | 43 | 71 | 112 | 173 | 260 | 393 | 585 | 863 | 1255 | 1587 | 1994 | 2475 | 3024 | 3623 | 4209 | 4791 | 5333 | 5811 | 6207 | 6519 | 6761 | 6925 | 6943 | 6889 | 6816 | 6717 | 6595 | 6493 | 6387 | 6270 | 43 | 100 | 196 | 352 | 606 | 1017 | 1391 | 1882 | 2474 | 3157 | 3891 | 4618 | 5291 | 5857 | 6283 | 6578 | 6761 | 6863 | 6889 | 6815 | 6721 | 6611 | 6482 | 6316 | 6124 | 5898 | 5638 | 5341 | 5002 | 4613 | 43 | 134 | 207 | 308 | 442 | 634 | 881 | 1191 | 1587 | 2095 | 2608 | 3091 | 3558 | 4016 | 4458 | 4879 | 5288 | 5686 | 6076 | 6444 | 6785 | 7087 | 7354 | 7573 | 7754 | 7907 | 8041 | 8159 | 8274 | 8323
PSS | WRENBURY FRITH T1 | 12 | 16 | 24 | 36 | 50 | 79 | 119 | 176 | 256 | 321 | 394 | 484 | 586 | 702 | 827 | 979 | 1140 | 1306 | 1468 | 1636 | 1790 | 1930 | 2054 | 2161 | 2250 | 2288 | 2324 | 2356 | 2386 | 2414 | 12 | 28 | 50 | 93 | 165 | 279 | 383 | 509 | 660 | 833 | 1043 | 1264 | 1486 | 1693 | 1876 | 2021 | 2134 | 2220 | 2278 | 2318 | 2328 | 2329 | 2321 | 2305 | 2289 | 2264 | 2236 | 2203 | 2169 | 2125 | 12 | 21 | 34 | 50 | 77 | 116 | 174 | 260 | 376 | 480 | 608 | 760 | 936 | 1129 | 1327 | 1529 | 1722 | 1896 | 2044 | 2161 | 2254 | 2318 | 2340 | 2335 | 2317 | 2284 | 2246 | 2212 | 2177 | 2136 | 12 | 30 | 59 | 104 | 183 | 308 | 421 | 573 | 760 | 974 | 1212 | 1453 | 1688 | 1893 | 2057 | 2178 | 2256 | 2307 | 2329 | 2318 | 2298 | 2270 | 2239 | 2196 | 2143 | 2083 | 2012 | 1930 | 1836 | 1727 | 12 | 46 | 68 | 99 | 141 | 200 | 279 | 376 | 500 | 664 | 828 | 988 | 1148 | 1310 | 1471 | 1632 | 1790 | 1943 | 2094 | 2230 | 2355 | 2469 | 2565 | 2651 | 2719 | 2778 | 2829 | 2878 | 2927 | 2953
PSS | YOCKINGS GATE T1 | 9 | 16 | 25 | 39 | 57 | 88 | 133 | 198 | 290 | 360 | 445 | 544 | 658 | 786 | 922 | 1082 | 1253 | 1424 | 1594 | 1758 | 1909 | 2040 | 2155 | 2251 | 2328 | 2350 | 2372 | 2395 | 2422 | 2447 | 9 | 29 | 57 | 107 | 190 | 326 | 445 | 592 | 768 | 965 | 1200 | 1444 | 1684 | 1894 | 2066 | 2194 | 2282 | 2337 | 2367 | 2382 | 2375 | 2355 | 2335 | 2311 | 2284 | 2252 | 2213 | 2173 | 2125 | 2073 | 9 | 21 | 36 | 57 | 87 | 130 | 197 | 293 | 425 | 539 | 679 | 842 | 1030 | 1235 | 1434 | 1634 | 1820 | 1982 | 2119 | 2226 | 2309 | 2364 | 2372 | 2354 | 2329 | 2296 | 2253 | 2219 | 2182 | 2143 | 9 | 31 | 64 | 116 | 202 | 343 | 472 | 640 | 842 | 1074 | 1326 | 1574 | 1806 | 2000 | 2146 | 2245 | 2309 | 2345 | 2355 | 2330 | 2298 | 2261 | 2216 | 2160 | 2094 | 2018 | 1929 | 1827 | 1711 | 1578 | 9 | 47 | 72 | 106 | 154 | 219 | 306 | 411 | 548 | 723 | 901 | 1067 | 1228 | 1385 | 1538 | 1682 | 1825 | 1960 | 2096 | 2224 | 2341 | 2446 | 2538 | 2615 | 2677 | 2732 | 2778 | 2818 | 2858 | 2876
PSS | YSBYTY GLAN CLWYD T1 | 4 | 7 | 12 | 19 | 26 | 41 | 63 | 95 | 138 | 172 | 212 | 263 | 320 | 384 | 457 | 541 | 635 | 730 | 826 | 926 | 1022 | 1109 | 1188 | 1254 | 1312 | 1343 | 1368 | 1391 | 1413 | 1430 | 4 | 14 | 26 | 48 | 86 | 146 | 201 | 268 | 350 | 444 | 558 | 681 | 809 | 931 | 1041 | 1138 | 1217 | 1279 | 1326 | 1359 | 1372 | 1380 | 1380 | 1377 | 1369 | 1359 | 1344 | 1327 | 1312 | 1290 | 4 | 10 | 16 | 25 | 39 | 61 | 94 | 140 | 203 | 261 | 333 | 420 | 519 | 631 | 750 | 870 | 988 | 1097 | 1190 | 1265 | 1325 | 1368 | 1386 | 1387 | 1377 | 1359 | 1339 | 1318 | 1297 | 1272 | 4 | 15 | 31 | 56 | 100 | 167 | 231 | 315 | 419 | 541 | 678 | 820 | 960 | 1087 | 1192 | 1275 | 1327 | 1364 | 1383 | 1380 | 1373 | 1361 | 1347 | 1325 | 1300 | 1270 | 1233 | 1193 | 1147 | 1092 | 4 | 26 | 39 | 56 | 79 | 112 | 157 | 213 | 282 | 378 | 474 | 568 | 665 | 765 | 867 | 971 | 1076 | 1175 | 1273 | 1360 | 1437 | 1508 | 1570 | 1626 | 1669 | 1707 | 1740 | 1772 | 1804 | 1824
GSP | BIRKENHEAD | 1040 | 1433 | 2011 | 2943 | 4370 | 6599 | 9890 | 14665 | 21438 | 26706 | 32879 | 40296 | 48745 | 58270 | 68558 | 80864 | 93872 | 107240 | 120405 | 133640 | 145975 | 156906 | 166579 | 174832 | 181653 | 184362 | 186898 | 189183 | 191464 | 193607 | 1040 | 2266 | 4307 | 7888 | 13830 | 23511 | 32068 | 42673 | 55267 | 69602 | 86847 | 105124 | 123245 | 139808 | 154102 | 165571 | 174036 | 180210 | 184248 | 186945 | 187445 | 187072 | 186247 | 185008 | 183430 | 181403 | 178949 | 176256 | 173145 | 169550 | 1040 | 1726 | 2735 | 4240 | 6446 | 9740 | 14549 | 21505 | 31317 | 39780 | 50208 | 62644 | 76939 | 92691 | 108529 | 124527 | 139737 | 153467 | 164995 | 174253 | 181428 | 186445 | 187884 | 187177 | 185611 | 183165 | 180121 | 177419 | 174522 | 171254 | 1040 | 2507 | 4879 | 8782 | 15176 | 25483 | 34938 | 47413 | 62551 | 80172 | 99417 | 118944 | 137517 | 153646 | 166343 | 175563 | 181619 | 185343 | 186835 | 185634 | 183900 | 181628 | 178780 | 175117 | 170724 | 165532 | 159518 | 152568 | 144625 | 135541 | 1040 | 3429 | 5154 | 7572 | 10779 | 15382 | 21347 | 28874 | 38560 | 51043 | 63785 | 75983 | 88078 | 100164 | 112272 | 124168 | 135864 | 147219 | 158254 | 168484 | 177834 | 186190 | 193534 | 199906 | 205055 | 209397 | 213269 | 216881 | 220487 | 222413
GSP | CAPENHURST | 777 | 1066 | 1492 | 2173 | 3207 | 4833 | 7225 | 10711 | 15630 | 19467 | 23957 | 29350 | 35529 | 42471 | 49975 | 58957 | 68458 | 78225 | 87856 | 97558 | 106617 | 114652 | 121790 | 127871 | 132912 | 134935 | 136847 | 138555 | 140254 | 141852 | 777 | 1688 | 3172 | 5789 | 10137 | 17194 | 23433 | 31164 | 40329 | 50795 | 63370 | 76719 | 89986 | 102125 | 112632 | 121104 | 127397 | 132017 | 135080 | 137122 | 137565 | 137365 | 136829 | 135974 | 134870 | 133440 | 131696 | 129771 | 127548 | 124965 | 777 | 1287 | 2013 | 3127 | 4728 | 7141 | 10644 | 15718 | 22894 | 29077 | 36682 | 45773 | 56231 | 67754 | 79362 | 91094 | 102279 | 112366 | 120860 | 127683 | 132993 | 136703 | 137806 | 137343 | 136224 | 134464 | 132266 | 130304 | 128193 | 125800 | 777 | 1858 | 3597 | 6445 | 11114 | 18639 | 25550 | 34649 | 45698 | 58592 | 72666 | 86977 | 100614 | 112480 | 121859 | 128672 | 133178 | 135965 | 137100 | 136274 | 135038 | 133428 | 131374 | 128744 | 125580 | 121839 | 117499 | 112475 | 106702 | 100103 | 777 | 2401 | 3673 | 5442 | 7795 | 11174 | 15550 | 21066 | 28167 | 37339 | 46686 | 55672 | 64578 | 73488 | 82438 | 91237 | 99903 | 108308 | 116476 | 124056 | 130973 | 137164 | 142601 | 147355 | 151182 | 154431 | 157329 | 160048 | 162747 | 164224
GSP | CARRINGTON - FIDDLERS FERRY | 2702 | 2901 | 3586 | 4803 | 6682 | 9652 | 14021 | 20333 | 29227 | 35954 | 43864 | 53384 | 64245 | 76457 | 89614 | 105362 | 121980 | 139016 | 155741 | 172557 | 188142 | 201905 | 214059 | 224395 | 232925 | 236116 | 239186 | 242000 | 244838 | 247553 | 2702 | 3911 | 6575 | 11336 | 19230 | 32013 | 43115 | 56865 | 73168 | 91697 | 113941 | 137429 | 160673 | 181747 | 199759 | 214033 | 224375 | 231784 | 236533 | 239611 | 239957 | 239239 | 238015 | 236276 | 234137 | 231434 | 228196 | 224655 | 220577 | 215871 | 2702 | 3338 | 4591 | 6554 | 9447 | 13790 | 20094 | 29203 | 41990 | 52851 | 66217 | 82154 | 100455 | 120558 | 140701 | 160968 | 180175 | 197448 | 211907 | 223464 | 232435 | 238692 | 240312 | 239245 | 237139 | 233987 | 230057 | 226617 | 222945 | 218834 | 2702 | 4273 | 7335 | 12477 | 20868 | 34368 | 46537 | 62587 | 82048 | 104662 | 129300 | 154173 | 177740 | 198058 | 213949 | 225384 | 232799 | 237317 | 239041 | 237307 | 234918 | 231871 | 228068 | 223237 | 217447 | 210640 | 202767 | 193674 | 183257 | 171360 | 2702 | 4643 | 6884 | 10035 | 14221 | 20216 | 27997 | 37778 | 50338 | 66537 | 83006 | 98720 | 114230 | 129669 | 145019 | 160026 | 174757 | 189036 | 202976 | 215939 | 227789 | 238377 | 247702 | 255726 | 262213 | 267723 | 272608 | 277123 | 281597 | 283919
GSP | CELLARHEAD | 962 | 1173 | 1572 | 2206 | 3174 | 4689 | 6941 | 10190 | 14800 | 18334 | 22488 | 27477 | 33163 | 39556 | 46443 | 54683 | 63369 | 72263 | 80990 | 89775 | 97886 | 105065 | 111377 | 116754 | 121186 | 122834 | 124416 | 125878 | 127368 | 128791 | 962 | 1763 | 3141 | 5607 | 9716 | 16357 | 22204 | 29428 | 37993 | 47707 | 59394 | 71713 | 83888 | 94916 | 104313 | 111722 | 117080 | 120905 | 123352 | 124941 | 125112 | 124718 | 124088 | 123176 | 122079 | 120683 | 119012 | 117161 | 115050 | 112592 | 962 | 1398 | 2081 | 3110 | 4609 | 6863 | 10154 | 14891 | 21551 | 27258 | 34258 | 42614 | 52195 | 62732 | 73247 | 83836 | 93856 | 102842 | 110364 | 116382 | 121071 | 124321 | 125162 | 124599 | 123515 | 121862 | 119836 | 118052 | 116149 | 114005 | 962 | 1909 | 3518 | 6172 | 10544 | 17553 | 23939 | 32350 | 42551 | 54384 | 67261 | 80245 | 92532 | 103111 | 111375 | 117303 | 121149 | 123476 | 124371 | 123467 | 122213 | 120598 | 118623 | 116104 | 113074 | 109521 | 105395 | 100644 | 95161 | 88893 | 962 | 2281 | 3452 | 5073 | 7237 | 10328 | 14338 | 19356 | 25811 | 34141 | 42577 | 50630 | 58541 | 66406 | 74184 | 81778 | 89214 | 96433 | 103491 | 110060 | 116085 | 121487 | 126231 | 130317 | 133630 | 136469 | 138986 | 141292 | 143572 | 144751
GSP | CONNAHS QUAY - PENTIR - ST ASAPH | 967 | 1842 | 2882 | 4456 | 6778 | 10439 | 15836 | 23693 | 34842 | 43586 | 53836 | 66148 | 80190 | 95984 | 113081 | 133504 | 155143 | 177373 | 199270 | 221352 | 241880 | 260141 | 276298 | 290116 | 301531 | 306131 | 310439 | 314300 | 318123 | 321676 | 967 | 3409 | 6764 | 12657 | 22475 | 38431 | 52631 | 70227 | 91094 | 114891 | 143495 | 173855 | 204069 | 231729 | 255737 | 275141 | 289622 | 300275 | 307435 | 312278 | 313468 | 313223 | 312196 | 310447 | 308169 | 305130 | 301398 | 297281 | 292496 | 286886 | 967 | 2226 | 4132 | 6650 | 10276 | 15730 | 23698 | 35211 | 51424 | 65495 | 82828 | 103500 | 127262 | 153464 | 179914 | 206635 | 232102 | 255122 | 274485 | 290062 | 302231 | 310762 | 313397 | 312470 | 310032 | 306143 | 301282 | 296977 | 292275 | 286860 | 967 | 3664 | 7631 | 14046 | 24618 | 41615 | 57296 | 77982 | 103105 | 132362 | 164362 | 196882 | 227889 | 254882 | 276248 | 291829 | 302131 | 308541 | 311235 | 309442 | 306791 | 303194 | 298689 | 292858 | 285810 | 277498 | 267789 | 256611 | 243624 | 228723 | 967 | 5232 | 8193 | 12175 | 17469 | 25037 | 34852 | 47171 | 63035 | 83559 | 104478 | 124545 | 144458 | 164446 | 184515 | 204275 | 223762 | 242654 | 261072 | 278122 | 293702 | 307716 | 320055 | 330907 | 339669 | 347183 | 353915 | 360287 | 366584 | 370137
GSP | FRODSHAM - INCE | 310 | 422 | 589 | 860 | 1265 | 1895 | 2836 | 4192 | 6125 | 7613 | 9372 | 11472 | 13877 | 16567 | 19465 | 22937 | 26598 | 30347 | 34020 | 37711 | 41131 | 44149 | 46799 | 49055 | 50911 | 51602 | 52261 | 52874 | 53496 | 54092 | 310 | 675 | 1250 | 2280 | 3989 | 6782 | 9240 | 12272 | 15879 | 19978 | 24889 | 30074 | 35189 | 39822 | 43769 | 46878 | 49117 | 50722 | 51741 | 52388 | 52437 | 52262 | 51978 | 51590 | 51109 | 50508 | 49782 | 48999 | 48092 | 47050 | 310 | 514 | 804 | 1230 | 1862 | 2807 | 4179 | 6167 | 8955 | 11366 | 14315 | 17831 | 21873 | 26292 | 30724 | 35168 | 39385 | 43157 | 46317 | 48832 | 50805 | 52172 | 52501 | 52253 | 51794 | 51082 | 50223 | 49466 | 48657 | 47764 | 310 | 731 | 1407 | 2520 | 4340 | 7282 | 9975 | 13516 | 17803 | 22791 | 28209 | 33676 | 38834 | 43275 | 46744 | 49225 | 50834 | 51810 | 52172 | 51774 | 51237 | 50556 | 49705 | 48635 | 47350 | 45843 | 44093 | 42082 | 39763 | 37130 | 310 | 969 | 1474 | 2188 | 3130 | 4483 | 6239 | 8431 | 11264 | 14914 | 18613 | 22142 | 25622 | 29080 | 32503 | 35846 | 39122 | 42299 | 45403 | 48290 | 50930 | 53293 | 55368 | 57152 | 58596 | 59820 | 60912 | 61907 | 62894 | 63402
GSP | KIRKBY | 1366 | 1880 | 2619 | 3846 | 5730 | 8645 | 12980 | 19284 | 28217 | 35156 | 43323 | 53137 | 64364 | 77013 | 90698 | 107107 | 124475 | 142384 | 160072 | 177953 | 194678 | 209591 | 222829 | 234167 | 243553 | 247491 | 251121 | 254357 | 257521 | 260464 | 1366 | 2942 | 5633 | 10349 | 18159 | 30897 | 42165 | 56145 | 72773 | 91733 | 114570 | 138849 | 163062 | 185300 | 204708 | 220446 | 232269 | 241014 | 246850 | 250782 | 251726 | 251433 | 250469 | 248905 | 246850 | 244210 | 240981 | 237457 | 233401 | 228692 | 1366 | 2265 | 3574 | 5568 | 8473 | 12830 | 19187 | 28388 | 41407 | 52662 | 66539 | 83116 | 102224 | 123315 | 144623 | 166229 | 186845 | 205521 | 221235 | 233880 | 243685 | 250535 | 252663 | 251848 | 249778 | 246487 | 242400 | 238757 | 234849 | 230450 | 1366 | 3300 | 6441 | 11606 | 20075 | 33748 | 46307 | 62867 | 83012 | 106528 | 132277 | 158539 | 183636 | 205565 | 222954 | 235658 | 244083 | 249306 | 251459 | 249994 | 247794 | 244864 | 241129 | 236342 | 230572 | 223766 | 215864 | 206780 | 196402 | 184551 | 1366 | 4598 | 6909 | 10151 | 14480 | 20676 | 28726 | 38891 | 51971 | 68891 | 86179 | 102803 | 119338 | 135925 | 152666 | 169170 | 185417 | 201191 | 216470 | 230597 | 243456 | 254949 | 265017 | 273816 | 280867 | 286779 | 292066 | 297049 | 302003 | 304683
GSP | LEGACY | 1014 | 1513 | 2214 | 3299 | 4889 | 7432 | 11139 | 16545 | 24221 | 30160 | 37167 | 45598 | 55182 | 65976 | 77673 | 91633 | 106429 | 121631 | 136622 | 151734 | 165754 | 178244 | 189290 | 198745 | 206549 | 209698 | 212627 | 215280 | 217879 | 220312 | 1014 | 2570 | 4853 | 8881 | 15641 | 26594 | 36280 | 48305 | 62563 | 78805 | 98340 | 119083 | 139705 | 158593 | 174976 | 188176 | 198027 | 205247 | 210085 | 213323 | 214054 | 213821 | 213037 | 211758 | 210124 | 207947 | 205300 | 202406 | 199029 | 195118 | 1014 | 1884 | 3040 | 4759 | 7249 | 10972 | 16425 | 24324 | 35415 | 45041 | 56867 | 70994 | 87241 | 105138 | 123202 | 141466 | 158872 | 174558 | 187787 | 198405 | 206685 | 212466 | 214229 | 213555 | 211829 | 209100 | 205738 | 202704 | 199471 | 195784 | 1014 | 2779 | 5492 | 9878 | 17141 | 28808 | 39531 | 53656 | 70826 | 90850 | 112715 | 134953 | 156134 | 174566 | 189165 | 199783 | 206796 | 211133 | 212933 | 211667 | 209791 | 207266 | 204150 | 200087 | 195226 | 189454 | 182768 | 175086 | 166131 | 155914 | 1014 | 3786 | 5763 | 8516 | 12170 | 17403 | 24211 | 32719 | 43701 | 57935 | 72398 | 86303 | 100084 | 113903 | 127780 | 141434 | 154887 | 167919 | 180635 | 192374 | 203111 | 212733 | 221197 | 228608 | 234568 | 239682 | 244241 | 248528 | 252761 | 255107
GSP | LISTER DRIVE | 538 | 632 | 822 | 1144 | 1606 | 2351 | 3440 | 5015 | 7233 | 8953 | 10974 | 13417 | 16205 | 19383 | 22860 | 27008 | 31456 | 36055 | 40672 | 45376 | 49798 | 53863 | 57475 | 60634 | 63259 | 64506 | 65663 | 66678 | 67596 | 68436 | 538 | 916 | 1578 | 2738 | 4659 | 7774 | 10491 | 13897 | 17941 | 22613 | 28258 | 34333 | 40490 | 46297 | 51528 | 55968 | 59479 | 62217 | 64177 | 65552 | 66136 | 66353 | 66321 | 66096 | 65743 | 65199 | 64507 | 63709 | 62744 | 61622 | 538 | 741 | 1067 | 1568 | 2286 | 3365 | 4946 | 7258 | 10477 | 13298 | 16779 | 20965 | 25818 | 31215 | 36797 | 42503 | 48049 | 53120 | 57427 | 60942 | 63710 | 65668 | 66481 | 66502 | 66103 | 65337 | 64349 | 63367 | 62316 | 61122 | 538 | 1007 | 1806 | 3104 | 5233 | 8645 | 11774 | 15914 | 20990 | 26948 | 33571 | 40441 | 47127 | 53102 | 57974 | 61639 | 64164 | 65803 | 66598 | 66452 | 66116 | 65526 | 64767 | 63730 | 62438 | 60889 | 59083 | 56958 | 54493 | 51674 | 538 | 1258 | 1799 | 2541 | 3536 | 4972 | 6846 | 9204 | 12259 | 16287 | 20398 | 24404 | 28455 | 32619 | 36918 | 41237 | 45554 | 49711 | 53749 | 57437 | 60779 | 63802 | 66439 | 68853 | 70760 | 72396 | 73859 | 75296 | 76756 | 77633
GSP | RAINHILL | 947 | 1431 | 2077 | 3107 | 4666 | 7104 | 10720 | 15963 | 23396 | 29203 | 36022 | 44190 | 53535 | 64026 | 75351 | 88896 | 103212 | 117890 | 132323 | 146863 | 160386 | 172341 | 182903 | 191911 | 199339 | 202217 | 204939 | 207414 | 209907 | 212277 | 947 | 2390 | 4628 | 8604 | 15193 | 25915 | 35426 | 47195 | 61174 | 77062 | 96157 | 116359 | 136354 | 154553 | 170175 | 182604 | 191710 | 198264 | 202509 | 205289 | 205697 | 205157 | 204151 | 202701 | 200897 | 198616 | 195847 | 192845 | 189381 | 185383 | 947 | 1757 | 2886 | 4559 | 6988 | 10640 | 15947 | 23631 | 34483 | 43855 | 55363 | 69095 | 84869 | 102219 | 119614 | 137149 | 153796 | 168790 | 181341 | 191386 | 199185 | 204612 | 206076 | 205201 | 203413 | 200690 | 197316 | 194368 | 191207 | 187648 | 947 | 2626 | 5248 | 9560 | 16621 | 28005 | 38477 | 52264 | 69004 | 88442 | 109660 | 131115 | 151470 | 169080 | 182894 | 192855 | 199362 | 203323 | 204857 | 203425 | 201425 | 198827 | 195593 | 191489 | 186537 | 180728 | 174003 | 166267 | 157381 | 147252 | 947 | 3687 | 5652 | 8397 | 12052 | 17290 | 24069 | 32604 | 43588 | 57738 | 72158 | 85931 | 99571 | 113150 | 126688 | 139935 | 152942 | 165567 | 177857 | 189268 | 199706 | 209014 | 217193 | 224259 | 229954 | 234787 | 239064 | 243039 | 246975 | 249029
GSP | SWANSEA NORTH | 132 | 216 | 319 | 496 | 748 | 1138 | 1721 | 2566 | 3762 | 4690 | 5796 | 7127 | 8648 | 10363 | 12238 | 14482 | 16879 | 19364 | 21845 | 24353 | 26709 | 28857 | 30764 | 32422 | 33799 | 34447 | 35021 | 35514 | 35964 | 36368 | 132 | 366 | 715 | 1324 | 2342 | 3993 | 5461 | 7290 | 9477 | 11991 | 15019 | 18290 | 21600 | 24698 | 27492 | 29851 | 31716 | 33165 | 34193 | 34917 | 35207 | 35305 | 35279 | 35152 | 34957 | 34666 | 34305 | 33901 | 33424 | 32865 | 132 | 262 | 443 | 704 | 1088 | 1658 | 2503 | 3722 | 5445 | 6956 | 8829 | 11080 | 13685 | 16582 | 19564 | 22624 | 25574 | 28273 | 30574 | 32435 | 33893 | 34921 | 35334 | 35317 | 35083 | 34657 | 34131 | 33635 | 33104 | 32481 | 132 | 412 | 828 | 1512 | 2634 | 4447 | 6119 | 8342 | 11055 | 14243 | 17762 | 21426 | 24967 | 28123 | 30693 | 32619 | 33932 | 34776 | 35170 | 35067 | 34859 | 34535 | 34107 | 33527 | 32839 | 32013 | 31041 | 29918 | 28625 | 27145 | 132 | 553 | 839 | 1246 | 1773 | 2537 | 3529 | 4781 | 6401 | 8529 | 10703 | 12831 | 14977 | 17175 | 19448 | 21724 | 23993 | 26187 | 28304 | 30242 | 31988 | 33563 | 34949 | 36188 | 37180 | 38017 | 38775 | 39520 | 40261 | 40712
GSP | TRAWSFYNYDD | 203 | 403 | 630 | 997 | 1509 | 2335 | 3550 | 5306 | 7825 | 9778 | 12090 | 14874 | 18033 | 21629 | 25542 | 30211 | 35211 | 40396 | 45558 | 50743 | 55610 | 60036 | 63973 | 67380 | 70208 | 71521 | 72690 | 73688 | 74605 | 75422 | 203 | 740 | 1453 | 2719 | 4840 | 8284 | 11359 | 15175 | 19726 | 24966 | 31298 | 38082 | 44964 | 51407 | 57178 | 62044 | 65890 | 68848 | 70958 | 72446 | 73029 | 73217 | 73156 | 72886 | 72473 | 71873 | 71100 | 70256 | 69249 | 68071 | 203 | 506 | 880 | 1427 | 2217 | 3410 | 5167 | 7708 | 11285 | 14439 | 18345 | 23021 | 28436 | 34456 | 40651 | 46979 | 53084 | 58677 | 63425 | 67274 | 70300 | 72421 | 73267 | 73229 | 72756 | 71876 | 70768 | 69745 | 68632 | 67338 | 203 | 812 | 1681 | 3097 | 5445 | 9201 | 12682 | 17308 | 22957 | 29585 | 36912 | 44495 | 51845 | 58369 | 63684 | 67653 | 70360 | 72086 | 72896 | 72683 | 72248 | 71559 | 70676 | 69482 | 68025 | 66301 | 64273 | 61929 | 59204 | 56094 | 203 | 1160 | 1748 | 2566 | 3646 | 5205 | 7240 | 9787 | 13093 | 17426 | 21861 | 26191 | 30575 | 35041 | 39666 | 44302 | 48911 | 53369 | 57678 | 61617 | 65191 | 68409 | 71225 | 73775 | 75798 | 77522 | 79086 | 80610 | 82131 | 83052
GSP | WYLFA | 207 | 364 | 555 | 850 | 1272 | 1944 | 2941 | 4394 | 6449 | 8055 | 9933 | 12199 | 14771 | 17652 | 20776 | 24505 | 28448 | 32486 | 36445 | 40428 | 44101 | 47348 | 50210 | 52651 | 54667 | 55429 | 56145 | 56808 | 57467 | 58084 | 207 | 645 | 1251 | 2335 | 4149 | 7078 | 9686 | 12928 | 16748 | 21115 | 26349 | 31877 | 37356 | 42341 | 46593 | 49984 | 52465 | 54238 | 55387 | 56126 | 56221 | 56069 | 55787 | 55376 | 54882 | 54250 | 53479 | 52639 | 51698 | 50595 | 207 | 459 | 773 | 1233 | 1891 | 2888 | 4348 | 6456 | 9406 | 11988 | 15145 | 18908 | 23233 | 27968 | 32738 | 37531 | 42081 | 46165 | 49580 | 52323 | 54463 | 55934 | 56324 | 56084 | 55575 | 54821 | 53909 | 53084 | 52224 | 51250 | 207 | 700 | 1422 | 2591 | 4539 | 7648 | 10503 | 14292 | 18868 | 24199 | 30011 | 35882 | 41449 | 46249 | 50012 | 52735 | 54504 | 55566 | 55979 | 55579 | 55022 | 54292 | 53399 | 52266 | 50918 | 49316 | 47470 | 45347 | 42885 | 40094 | 207 | 1020 | 1552 | 2288 | 3271 | 4670 | 6498 | 8777 | 11725 | 15535 | 19394 | 23086 | 26734 | 30381 | 34003 | 37547 | 41038 | 44397 | 47697 | 50745 | 53532 | 56026 | 58220 | 60117 | 61627 | 62935 | 64078 | 65138 | 66189 | 66737

## Residential electric vehicles
Return to Contents | Home EV charging | FS | FS | FS | FS | FS | FS | FS | FS | FS | FS | FS | FS | FS | FS | FS | FS | FS | FS | FS | FS | FS | FS | FS | FS | FS | FS | FS | FS | FS | FS | CT | CT | CT | CT | CT | CT | CT | CT | CT | CT | CT | CT | CT | CT | CT | CT | CT | CT | CT | CT | CT | CT | CT | CT | CT | CT | CT | CT | CT | CT | ST | ST | ST | ST | ST | ST | ST | ST | ST | ST | ST | ST | ST | ST | ST | ST | ST | ST | ST | ST | ST | ST | ST | ST | ST | ST | ST | ST | ST | ST | LW | LW | LW | LW | LW | LW | LW | LW | LW | LW | LW | LW | LW | LW | LW | LW | LW | LW | LW | LW | LW | LW | LW | LW | LW | LW | LW | LW | LW | LW | BV | BV | BV | BV | BV | BV | BV | BV | BV | BV | BV | BV | BV | BV | BV | BV | BV | BV | BV | BV | BV | BV | BV | BV | BV | BV | BV | BV | BV | BV
|  | 2021 | 2022 | 2023 | 2024 | 2025 | 2026 | 2027 | 2028 | 2029 | 2030 | 2031 | 2032 | 2033 | 2034 | 2035 | 2036 | 2037 | 2038 | 2039 | 2040 | 2041 | 2042 | 2043 | 2044 | 2045 | 2046 | 2047 | 2048 | 2049 | 2050 | 2021 | 2022 | 2023 | 2024 | 2025 | 2026 | 2027 | 2028 | 2029 | 2030 | 2031 | 2032 | 2033 | 2034 | 2035 | 2036 | 2037 | 2038 | 2039 | 2040 | 2041 | 2042 | 2043 | 2044 | 2045 | 2046 | 2047 | 2048 | 2049 | 2050 | 2021 | 2022 | 2023 | 2024 | 2025 | 2026 | 2027 | 2028 | 2029 | 2030 | 2031 | 2032 | 2033 | 2034 | 2035 | 2036 | 2037 | 2038 | 2039 | 2040 | 2041 | 2042 | 2043 | 2044 | 2045 | 2046 | 2047 | 2048 | 2049 | 2050 | 2021 | 2022 | 2023 | 2024 | 2025 | 2026 | 2027 | 2028 | 2029 | 2030 | 2031 | 2032 | 2033 | 2034 | 2035 | 2036 | 2037 | 2038 | 2039 | 2040 | 2041 | 2042 | 2043 | 2044 | 2045 | 2046 | 2047 | 2048 | 2049 | 2050 | 2021 | 2022 | 2023 | 2024 | 2025 | 2026 | 2027 | 2028 | 2029 | 2030 | 2031 | 2032 | 2033 | 2034 | 2035 | 2036 | 2037 | 2038 | 2039 | 2040 | 2041 | 2042 | 2043 | 2044 | 2045 | 2046 | 2047 | 2048 | 2049 | 2050
PSS | ABERDYFI T1 | 68 | 58 | 60 | 70 | 88 | 117 | 158 | 215 | 296 | 350 | 414 | 493 | 584 | 684 | 789 | 918 | 1051 | 1186 | 1317 | 1449 | 1567 | 1672 | 1761 | 1837 | 1898 | 1915 | 1932 | 1949 | 1971 | 1991 | 68 | 60 | 83 | 128 | 201 | 318 | 413 | 529 | 669 | 823 | 1010 | 1204 | 1391 | 1557 | 1694 | 1795 | 1860 | 1905 | 1928 | 1940 | 1932 | 1918 | 1902 | 1882 | 1861 | 1834 | 1806 | 1772 | 1735 | 1694 | 68 | 62 | 70 | 87 | 113 | 152 | 209 | 288 | 400 | 488 | 597 | 727 | 874 | 1035 | 1193 | 1350 | 1497 | 1625 | 1731 | 1816 | 1881 | 1925 | 1931 | 1916 | 1897 | 1870 | 1837 | 1809 | 1781 | 1750 | 68 | 66 | 91 | 138 | 213 | 331 | 433 | 566 | 725 | 909 | 1108 | 1304 | 1485 | 1638 | 1752 | 1832 | 1881 | 1909 | 1917 | 1895 | 1871 | 1840 | 1806 | 1761 | 1711 | 1648 | 1580 | 1498 | 1407 | 1303 | 68 | 31 | 47 | 69 | 97 | 138 | 190 | 256 | 340 | 449 | 558 | 658 | 758 | 855 | 949 | 1038 | 1124 | 1209 | 1292 | 1370 | 1443 | 1507 | 1564 | 1611 | 1650 | 1683 | 1712 | 1738 | 1763 | 1775
PSS | ABERGELE T1 / PENSARN T1 | 18 | 48 | 82 | 130 | 205 | 320 | 491 | 740 | 1093 | 1372 | 1700 | 2088 | 2532 | 3026 | 3554 | 4186 | 4846 | 5515 | 6162 | 6808 | 7401 | 7908 | 8351 | 8722 | 9024 | 9109 | 9199 | 9286 | 9386 | 9486 | 18 | 96 | 206 | 398 | 718 | 1239 | 1706 | 2280 | 2959 | 3725 | 4639 | 5592 | 6518 | 7338 | 8009 | 8510 | 8843 | 9057 | 9172 | 9235 | 9200 | 9130 | 9049 | 8955 | 8848 | 8721 | 8571 | 8412 | 8231 | 8022 | 18 | 63 | 119 | 201 | 317 | 491 | 745 | 1110 | 1626 | 2068 | 2611 | 3253 | 3982 | 4778 | 5560 | 6331 | 7054 | 7689 | 8216 | 8631 | 8951 | 9171 | 9196 | 9122 | 9026 | 8894 | 8731 | 8598 | 8455 | 8300 | 18 | 103 | 229 | 434 | 770 | 1309 | 1808 | 2460 | 3248 | 4155 | 5131 | 6097 | 6994 | 7746 | 8313 | 8704 | 8946 | 9083 | 9120 | 9018 | 8897 | 8751 | 8574 | 8360 | 8102 | 7801 | 7457 | 7059 | 6608 | 6091 | 18 | 165 | 261 | 395 | 572 | 823 | 1149 | 1557 | 2080 | 2748 | 3427 | 4066 | 4688 | 5298 | 5888 | 6449 | 6988 | 7500 | 7996 | 8456 | 8875 | 9248 | 9565 | 9840 | 10063 | 10249 | 10411 | 10561 | 10713 | 10780
PSS | ABERSOCH T1 | 9 | 17 | 26 | 39 | 60 | 93 | 140 | 210 | 310 | 389 | 481 | 589 | 712 | 853 | 999 | 1177 | 1361 | 1549 | 1729 | 1910 | 2076 | 2219 | 2344 | 2447 | 2531 | 2555 | 2580 | 2604 | 2633 | 2661 | 9 | 28 | 59 | 114 | 204 | 350 | 481 | 642 | 832 | 1046 | 1302 | 1568 | 1829 | 2058 | 2246 | 2386 | 2479 | 2539 | 2572 | 2589 | 2579 | 2559 | 2537 | 2511 | 2481 | 2444 | 2403 | 2360 | 2307 | 2249 | 9 | 20 | 36 | 58 | 92 | 140 | 212 | 313 | 459 | 582 | 734 | 914 | 1118 | 1340 | 1559 | 1777 | 1979 | 2156 | 2303 | 2421 | 2509 | 2570 | 2577 | 2557 | 2531 | 2494 | 2449 | 2411 | 2371 | 2326 | 9 | 31 | 67 | 125 | 218 | 369 | 508 | 693 | 911 | 1166 | 1439 | 1709 | 1962 | 2172 | 2332 | 2440 | 2509 | 2546 | 2556 | 2528 | 2494 | 2453 | 2404 | 2344 | 2271 | 2187 | 2091 | 1981 | 1853 | 1709 | 9 | 43 | 69 | 103 | 150 | 215 | 300 | 403 | 538 | 714 | 888 | 1052 | 1215 | 1372 | 1527 | 1673 | 1814 | 1949 | 2078 | 2200 | 2310 | 2408 | 2493 | 2565 | 2625 | 2676 | 2719 | 2759 | 2799 | 2820
PSS | ABERYSTWYTH T1 / NORTH RD T1 / PARC-Y-LLYN T1 / PARC-Y-LLYN T2 / U C WALES T1 | 9 | 35 | 61 | 100 | 159 | 250 | 385 | 582 | 863 | 1083 | 1342 | 1652 | 2003 | 2395 | 2814 | 3313 | 3836 | 4367 | 4880 | 5393 | 5862 | 6265 | 6615 | 6910 | 7150 | 7217 | 7289 | 7359 | 7436 | 7516 | 9 | 71 | 158 | 311 | 563 | 976 | 1345 | 1801 | 2338 | 2945 | 3669 | 4427 | 5160 | 5809 | 6342 | 6739 | 7004 | 7173 | 7264 | 7314 | 7287 | 7230 | 7168 | 7091 | 7007 | 6906 | 6788 | 6662 | 6518 | 6352 | 9 | 45 | 90 | 154 | 247 | 384 | 585 | 873 | 1282 | 1633 | 2062 | 2571 | 3149 | 3782 | 4399 | 5013 | 5584 | 6090 | 6507 | 6837 | 7088 | 7263 | 7283 | 7225 | 7147 | 7043 | 6915 | 6809 | 6696 | 6573 | 9 | 80 | 179 | 341 | 606 | 1033 | 1428 | 1946 | 2570 | 3289 | 4063 | 4828 | 5538 | 6135 | 6585 | 6897 | 7088 | 7196 | 7225 | 7145 | 7049 | 6933 | 6793 | 6621 | 6418 | 6181 | 5906 | 5591 | 5233 | 4824 | 9 | 128 | 202 | 305 | 441 | 634 | 884 | 1198 | 1599 | 2115 | 2638 | 3135 | 3618 | 4093 | 4557 | 4997 | 5414 | 5803 | 6172 | 6511 | 6813 | 7088 | 7310 | 7513 | 7677 | 7811 | 7926 | 8046 | 8165 | 8222
PSS | ACER AVE T1 | 53 | 75 | 105 | 152 | 229 | 345 | 517 | 767 | 1123 | 1398 | 1719 | 2104 | 2540 | 3029 | 3549 | 4174 | 4825 | 5486 | 6126 | 6763 | 7348 | 7849 | 8286 | 8652 | 8953 | 9036 | 9124 | 9211 | 9309 | 9408 | 53 | 118 | 226 | 420 | 740 | 1263 | 1722 | 2290 | 2961 | 3717 | 4619 | 5562 | 6477 | 7287 | 7950 | 8442 | 8772 | 8983 | 9097 | 9160 | 9125 | 9055 | 8976 | 8882 | 8775 | 8651 | 8505 | 8345 | 8165 | 7960 | 53 | 89 | 142 | 223 | 339 | 514 | 767 | 1131 | 1644 | 2082 | 2614 | 3249 | 3969 | 4756 | 5527 | 6290 | 7002 | 7631 | 8151 | 8562 | 8875 | 9094 | 9119 | 9047 | 8951 | 8821 | 8661 | 8526 | 8388 | 8232 | 53 | 127 | 252 | 456 | 791 | 1330 | 1822 | 2468 | 3245 | 4141 | 5104 | 6059 | 6944 | 7688 | 8249 | 8635 | 8873 | 9008 | 9044 | 8946 | 8825 | 8682 | 8507 | 8294 | 8040 | 7744 | 7403 | 7011 | 6564 | 6054 | 53 | 172 | 267 | 400 | 577 | 831 | 1157 | 1566 | 2092 | 2764 | 3442 | 4082 | 4704 | 5313 | 5899 | 6460 | 6999 | 7518 | 8022 | 8494 | 8927 | 9311 | 9643 | 9926 | 10155 | 10350 | 10519 | 10673 | 10828 | 10896
PSS | ACORNFIELD RD T1 / DICKINSONS T1 / HAMMOND RD T1 / KODAK T1 | 10 | 9 | 10 | 10 | 14 | 18 | 24 | 32 | 42 | 51 | 59 | 70 | 83 | 97 | 111 | 129 | 149 | 167 | 185 | 204 | 219 | 234 | 248 | 258 | 266 | 268 | 272 | 273 | 278 | 279 | 10 | 9 | 13 | 20 | 29 | 46 | 59 | 76 | 95 | 116 | 142 | 169 | 195 | 218 | 239 | 253 | 263 | 268 | 272 | 272 | 271 | 269 | 266 | 264 | 261 | 256 | 253 | 249 | 244 | 239 | 10 | 9 | 11 | 13 | 17 | 23 | 30 | 42 | 58 | 69 | 85 | 104 | 123 | 147 | 167 | 191 | 210 | 228 | 243 | 255 | 265 | 270 | 270 | 269 | 267 | 262 | 257 | 254 | 251 | 246 | 10 | 10 | 13 | 20 | 31 | 47 | 62 | 81 | 103 | 129 | 157 | 184 | 209 | 230 | 246 | 257 | 264 | 269 | 270 | 265 | 262 | 259 | 254 | 249 | 241 | 232 | 223 | 210 | 198 | 183 | 10 | 12 | 15 | 17 | 21 | 27 | 34 | 45 | 56 | 73 | 89 | 104 | 118 | 134 | 149 | 164 | 177 | 190 | 202 | 212 | 221 | 229 | 236 | 243 | 248 | 253 | 257 | 262 | 267 | 270
PSS | ACTON T1 | 66 | 62 | 70 | 87 | 117 | 163 | 230 | 326 | 461 | 559 | 674 | 812 | 970 | 1147 | 1334 | 1561 | 1796 | 2035 | 2268 | 2497 | 2708 | 2889 | 3048 | 3181 | 3288 | 3320 | 3350 | 3382 | 3418 | 3454 | 66 | 72 | 113 | 186 | 309 | 505 | 673 | 878 | 1121 | 1394 | 1722 | 2063 | 2395 | 2688 | 2927 | 3106 | 3224 | 3301 | 3341 | 3363 | 3350 | 3325 | 3297 | 3263 | 3224 | 3178 | 3125 | 3067 | 3003 | 2929 | 66 | 68 | 85 | 114 | 158 | 224 | 319 | 457 | 646 | 804 | 997 | 1225 | 1485 | 1769 | 2048 | 2324 | 2583 | 2809 | 2997 | 3145 | 3260 | 3338 | 3347 | 3323 | 3286 | 3241 | 3182 | 3134 | 3083 | 3028 | 66 | 79 | 124 | 203 | 329 | 531 | 710 | 942 | 1223 | 1548 | 1897 | 2242 | 2563 | 2832 | 3035 | 3175 | 3260 | 3308 | 3323 | 3286 | 3243 | 3190 | 3128 | 3051 | 2959 | 2852 | 2728 | 2588 | 2425 | 2242 | 66 | 62 | 96 | 145 | 209 | 300 | 419 | 567 | 757 | 1001 | 1247 | 1478 | 1703 | 1923 | 2134 | 2337 | 2533 | 2723 | 2911 | 3088 | 3249 | 3395 | 3523 | 3628 | 3714 | 3789 | 3853 | 3911 | 3964 | 3988
PSS | AIGBURTH VALE T1 / IVY AVE T1 / MATHER AVE T1 / MOSSLEY HILL T1 / WAVERTREE T1 | 10 | 77 | 145 | 241 | 386 | 613 | 946 | 1434 | 2130 | 2681 | 3324 | 4092 | 4965 | 5942 | 6982 | 8228 | 9528 | 10848 | 12125 | 13398 | 14565 | 15565 | 16441 | 17170 | 17765 | 17935 | 18110 | 18286 | 18479 | 18677 | 10 | 174 | 389 | 767 | 1394 | 2420 | 3338 | 4469 | 5808 | 7316 | 9119 | 10999 | 12825 | 14441 | 15763 | 16750 | 17404 | 17827 | 18057 | 18182 | 18112 | 17972 | 17815 | 17629 | 17417 | 17168 | 16876 | 16559 | 16199 | 15790 | 10 | 107 | 218 | 377 | 607 | 949 | 1446 | 2163 | 3180 | 4054 | 5119 | 6386 | 7825 | 9395 | 10932 | 12457 | 13879 | 15136 | 16171 | 16992 | 17620 | 18054 | 18103 | 17960 | 17767 | 17509 | 17190 | 16924 | 16645 | 16337 | 10 | 187 | 435 | 838 | 1494 | 2557 | 3537 | 4825 | 6376 | 8163 | 10090 | 11993 | 13760 | 15245 | 16361 | 17135 | 17612 | 17880 | 17954 | 17755 | 17514 | 17227 | 16881 | 16454 | 15946 | 15356 | 14674 | 13893 | 13000 | 11983 | 10 | 340 | 531 | 795 | 1145 | 1644 | 2289 | 3099 | 4134 | 5459 | 6799 | 8061 | 9289 | 10489 | 11648 | 12754 | 13820 | 14844 | 15843 | 16775 | 17630 | 18390 | 19046 | 19602 | 20056 | 20440 | 20770 | 21073 | 21372 | 21504
PSS | AINSDALE T1 / PINFOLD LA T1 | 190 | 172 | 192 | 236 | 311 | 429 | 602 | 849 | 1194 | 1443 | 1734 | 2086 | 2487 | 2935 | 3412 | 3985 | 4584 | 5191 | 5779 | 6365 | 6902 | 7363 | 7766 | 8102 | 8376 | 8456 | 8536 | 8616 | 8706 | 8797 | 190 | 198 | 302 | 492 | 806 | 1310 | 1732 | 2255 | 2872 | 3569 | 4400 | 5269 | 6110 | 6854 | 7462 | 7916 | 8215 | 8410 | 8513 | 8570 | 8538 | 8471 | 8400 | 8315 | 8215 | 8102 | 7965 | 7820 | 7655 | 7466 | 190 | 189 | 231 | 307 | 419 | 587 | 831 | 1178 | 1667 | 2065 | 2553 | 3135 | 3798 | 4518 | 5226 | 5928 | 6583 | 7160 | 7639 | 8015 | 8306 | 8504 | 8529 | 8463 | 8374 | 8254 | 8109 | 7985 | 7856 | 7714 | 190 | 217 | 331 | 529 | 854 | 1371 | 1821 | 2415 | 3131 | 3954 | 4842 | 5720 | 6533 | 7217 | 7731 | 8088 | 8308 | 8430 | 8462 | 8371 | 8260 | 8129 | 7969 | 7774 | 7539 | 7269 | 6952 | 6594 | 6183 | 5716 | 190 | 166 | 251 | 371 | 531 | 760 | 1054 | 1423 | 1898 | 2506 | 3118 | 3695 | 4256 | 4806 | 5337 | 5844 | 6333 | 6801 | 7257 | 7683 | 8073 | 8420 | 8721 | 8976 | 9183 | 9359 | 9510 | 9651 | 9788 | 9849
PSS | AINTREE LOCAL T1 / OLD ROAN T1 / WANGO LA T1 | 7 | 40 | 71 | 118 | 188 | 297 | 459 | 695 | 1033 | 1297 | 1607 | 1980 | 2402 | 2874 | 3374 | 3977 | 4606 | 5243 | 5860 | 6475 | 7037 | 7520 | 7943 | 8296 | 8584 | 8667 | 8750 | 8834 | 8929 | 9023 | 7 | 84 | 189 | 372 | 674 | 1169 | 1613 | 2161 | 2806 | 3535 | 4405 | 5315 | 6196 | 6977 | 7616 | 8091 | 8408 | 8612 | 8723 | 8783 | 8749 | 8682 | 8607 | 8517 | 8414 | 8293 | 8153 | 7998 | 7827 | 7628 | 7 | 52 | 105 | 182 | 293 | 459 | 701 | 1047 | 1537 | 1958 | 2474 | 3086 | 3782 | 4539 | 5281 | 6018 | 6705 | 7311 | 7814 | 8208 | 8513 | 8721 | 8746 | 8676 | 8583 | 8458 | 8305 | 8175 | 8040 | 7892 | 7 | 92 | 213 | 407 | 724 | 1238 | 1711 | 2334 | 3083 | 3947 | 4877 | 5797 | 6650 | 7367 | 7906 | 8280 | 8511 | 8640 | 8676 | 8580 | 8462 | 8325 | 8157 | 7950 | 7705 | 7420 | 7091 | 6714 | 6283 | 5792 | 7 | 169 | 265 | 395 | 567 | 813 | 1132 | 1529 | 2040 | 2692 | 3351 | 3976 | 4584 | 5178 | 5753 | 6301 | 6820 | 7311 | 7784 | 8218 | 8610 | 8963 | 9257 | 9517 | 9727 | 9903 | 10052 | 10199 | 10345 | 10412
PSS | AIRBUS T1 / BROUGHTON RETAIL PARK T1 / MIXALLOY T1 | 9 | 22 | 36 | 59 | 91 | 144 | 220 | 332 | 490 | 615 | 761 | 938 | 1136 | 1358 | 1593 | 1878 | 2173 | 2474 | 2763 | 3054 | 3320 | 3547 | 3745 | 3911 | 4047 | 4084 | 4125 | 4165 | 4210 | 4254 | 9 | 43 | 93 | 178 | 322 | 556 | 765 | 1023 | 1327 | 1671 | 2081 | 2508 | 2924 | 3292 | 3593 | 3818 | 3966 | 4062 | 4113 | 4143 | 4126 | 4095 | 4058 | 4017 | 3969 | 3912 | 3845 | 3772 | 3692 | 3598 | 9 | 29 | 53 | 89 | 142 | 220 | 334 | 498 | 730 | 929 | 1170 | 1459 | 1786 | 2144 | 2494 | 2841 | 3164 | 3450 | 3684 | 3871 | 4014 | 4114 | 4125 | 4092 | 4047 | 3989 | 3915 | 3857 | 3792 | 3723 | 9 | 46 | 104 | 195 | 345 | 588 | 811 | 1104 | 1456 | 1863 | 2301 | 2735 | 3136 | 3474 | 3728 | 3904 | 4012 | 4074 | 4091 | 4044 | 3991 | 3924 | 3846 | 3750 | 3633 | 3499 | 3345 | 3166 | 2964 | 2732 | 9 | 77 | 121 | 181 | 262 | 379 | 527 | 713 | 953 | 1260 | 1568 | 1860 | 2143 | 2420 | 2688 | 2944 | 3189 | 3425 | 3656 | 3869 | 4066 | 4240 | 4391 | 4520 | 4624 | 4713 | 4789 | 4859 | 4928 | 4959
PSS | AIRPORT T1 / ALDERWOOD AVE (CROYDE RD) T1 / HAREFIELD RD T1 / METAL BOX (SPEKE) T1 | 10 | 17 | 25 | 38 | 58 | 88 | 133 | 199 | 292 | 366 | 450 | 552 | 668 | 797 | 935 | 1101 | 1273 | 1449 | 1618 | 1786 | 1942 | 2074 | 2190 | 2288 | 2365 | 2388 | 2412 | 2435 | 2461 | 2486 | 10 | 29 | 58 | 108 | 193 | 330 | 451 | 603 | 780 | 980 | 1219 | 1470 | 1713 | 1926 | 2102 | 2231 | 2318 | 2375 | 2405 | 2422 | 2414 | 2394 | 2374 | 2348 | 2321 | 2287 | 2249 | 2207 | 2159 | 2104 | 10 | 21 | 36 | 57 | 88 | 133 | 201 | 296 | 431 | 548 | 689 | 857 | 1047 | 1256 | 1461 | 1662 | 1852 | 2018 | 2154 | 2263 | 2348 | 2405 | 2412 | 2392 | 2366 | 2333 | 2290 | 2255 | 2218 | 2176 | 10 | 32 | 64 | 117 | 207 | 349 | 479 | 649 | 854 | 1092 | 1347 | 1600 | 1836 | 2032 | 2181 | 2283 | 2346 | 2381 | 2391 | 2366 | 2332 | 2295 | 2248 | 2193 | 2125 | 2048 | 1956 | 1854 | 1734 | 1599 | 10 | 50 | 78 | 115 | 165 | 236 | 328 | 442 | 589 | 777 | 966 | 1146 | 1320 | 1489 | 1655 | 1809 | 1957 | 2091 | 2221 | 2337 | 2443 | 2538 | 2614 | 2685 | 2741 | 2788 | 2829 | 2870 | 2911 | 2930
PSS | ALBERT DOCK T1 / KINGS DOCK T1 / KINGS DOCK T2 / WAPPING T1 | 38 | 28 | 25 | 25 | 27 | 30 | 34 | 38 | 43 | 42 | 41 | 41 | 40 | 40 | 40 | 40 | 40 | 39 | 39 | 39 | 39 | 39 | 39 | 39 | 40 | 40 | 40 | 39 | 39 | 39 | 38 | 24 | 25 | 28 | 33 | 39 | 39 | 40 | 40 | 40 | 41 | 41 | 41 | 41 | 41 | 41 | 41 | 40 | 40 | 40 | 40 | 40 | 40 | 39 | 39 | 39 | 39 | 39 | 39 | 39 | 38 | 29 | 27 | 27 | 29 | 31 | 34 | 37 | 41 | 41 | 40 | 40 | 39 | 39 | 39 | 39 | 39 | 39 | 39 | 39 | 39 | 39 | 39 | 39 | 39 | 39 | 39 | 39 | 39 | 39 | 38 | 26 | 26 | 29 | 33 | 39 | 39 | 39 | 39 | 39 | 40 | 40 | 40 | 40 | 40 | 40 | 40 | 40 | 39 | 39 | 39 | 39 | 40 | 40 | 40 | 40 | 40 | 40 | 40 | 40 | 38 | 4 | 4 | 4 | 5 | 6 | 6 | 7 | 8 | 9 | 9 | 9 | 9 | 9 | 9 | 9 | 9 | 9 | 10 | 10 | 10 | 11 | 11 | 12 | 12 | 13 | 13 | 14 | 14 | 15
PSS | ALLERTON T1 / ECP WEST-BANKS RD T1 / GARSTON T1 / WEAVER IND EST T1 / YEW TREE RD T1 | 3 | 26 | 48 | 80 | 129 | 204 | 316 | 478 | 708 | 892 | 1107 | 1361 | 1653 | 1978 | 2324 | 2738 | 3171 | 3611 | 4036 | 4460 | 4847 | 5180 | 5471 | 5715 | 5911 | 5968 | 6028 | 6085 | 6150 | 6216 | 3 | 58 | 130 | 255 | 464 | 806 | 1110 | 1487 | 1932 | 2435 | 3033 | 3659 | 4267 | 4806 | 5246 | 5574 | 5792 | 5932 | 6010 | 6051 | 6026 | 5980 | 5928 | 5866 | 5795 | 5713 | 5616 | 5511 | 5390 | 5255 | 3 | 36 | 72 | 125 | 202 | 315 | 482 | 719 | 1059 | 1349 | 1704 | 2125 | 2604 | 3125 | 3639 | 4145 | 4618 | 5037 | 5381 | 5655 | 5864 | 6007 | 6025 | 5976 | 5912 | 5827 | 5720 | 5631 | 5539 | 5436 | 3 | 62 | 145 | 279 | 497 | 852 | 1177 | 1606 | 2121 | 2718 | 3357 | 3991 | 4580 | 5073 | 5445 | 5702 | 5861 | 5949 | 5974 | 5909 | 5829 | 5733 | 5618 | 5476 | 5307 | 5111 | 4884 | 4624 | 4327 | 3989 | 3 | 114 | 175 | 259 | 374 | 535 | 743 | 1004 | 1339 | 1765 | 2197 | 2603 | 2997 | 3382 | 3753 | 4108 | 4452 | 4786 | 5115 | 5425 | 5710 | 5964 | 6189 | 6374 | 6525 | 6656 | 6768 | 6869 | 6969 | 7011
PSS | ALMATEX T1 / DELTA METALS T1 / WATERY LA T2 | 61 | 47 | 47 | 52 | 60 | 75 | 96 | 125 | 163 | 188 | 216 | 248 | 287 | 329 | 377 | 431 | 491 | 549 | 605 | 663 | 714 | 759 | 799 | 832 | 857 | 865 | 874 | 881 | 890 | 899 | 61 | 45 | 57 | 80 | 115 | 171 | 213 | 264 | 324 | 391 | 472 | 558 | 639 | 711 | 771 | 815 | 842 | 861 | 872 | 877 | 873 | 868 | 860 | 852 | 842 | 831 | 818 | 803 | 789 | 768 | 61 | 50 | 52 | 61 | 73 | 92 | 119 | 155 | 207 | 247 | 293 | 348 | 412 | 483 | 552 | 619 | 683 | 739 | 786 | 822 | 850 | 870 | 874 | 866 | 858 | 846 | 831 | 819 | 808 | 793 | 61 | 50 | 60 | 83 | 120 | 177 | 220 | 279 | 349 | 427 | 514 | 599 | 679 | 746 | 796 | 829 | 851 | 863 | 865 | 857 | 847 | 833 | 817 | 799 | 776 | 750 | 720 | 685 | 644 | 599 | 61 | 21 | 31 | 43 | 60 | 86 | 118 | 158 | 209 | 276 | 341 | 404 | 464 | 523 | 580 | 633 | 684 | 731 | 777 | 817 | 854 | 888 | 915 | 940 | 960 | 977 | 992 | 1006 | 1022 | 1029
PSS | ALMONDS TURN T1 / ATLANTIC COMPLEX T1 / GIRO T1 / MIDLAND BANK T1 / NETHERTON T1 | 12 | 42 | 75 | 122 | 194 | 305 | 471 | 712 | 1054 | 1325 | 1642 | 2019 | 2448 | 2927 | 3439 | 4051 | 4690 | 5339 | 5966 | 6593 | 7167 | 7659 | 8087 | 8448 | 8739 | 8824 | 8909 | 8996 | 9091 | 9188 | 12 | 89 | 195 | 382 | 690 | 1197 | 1647 | 2204 | 2862 | 3605 | 4490 | 5413 | 6313 | 7107 | 7756 | 8240 | 8562 | 8771 | 8884 | 8946 | 8911 | 8841 | 8764 | 8672 | 8570 | 8447 | 8302 | 8147 | 7971 | 7769 | 12 | 58 | 112 | 189 | 304 | 471 | 718 | 1071 | 1569 | 1999 | 2524 | 3147 | 3855 | 4625 | 5381 | 6130 | 6829 | 7447 | 7956 | 8360 | 8668 | 8883 | 8906 | 8836 | 8741 | 8614 | 8457 | 8326 | 8189 | 8038 | 12 | 97 | 219 | 417 | 741 | 1265 | 1747 | 2379 | 3142 | 4021 | 4966 | 5904 | 6772 | 7502 | 8050 | 8431 | 8664 | 8796 | 8833 | 8736 | 8616 | 8476 | 8306 | 8095 | 7847 | 7556 | 7221 | 6837 | 6397 | 5896 | 12 | 177 | 274 | 405 | 579 | 829 | 1149 | 1552 | 2068 | 2728 | 3393 | 4022 | 4632 | 5230 | 5806 | 6358 | 6883 | 7383 | 7867 | 8316 | 8724 | 9087 | 9395 | 9663 | 9880 | 10062 | 10218 | 10368 | 10513 | 10580
PSS | ALPOCO T1 | 24 | 19 | 19 | 21 | 25 | 32 | 40 | 55 | 72 | 84 | 95 | 111 | 131 | 150 | 171 | 199 | 226 | 253 | 280 | 307 | 333 | 353 | 372 | 388 | 400 | 404 | 408 | 411 | 415 | 420 | 24 | 19 | 24 | 34 | 51 | 75 | 96 | 120 | 147 | 180 | 217 | 259 | 297 | 331 | 358 | 379 | 394 | 403 | 407 | 408 | 407 | 404 | 400 | 398 | 393 | 387 | 381 | 373 | 366 | 358 | 24 | 20 | 21 | 25 | 30 | 39 | 52 | 69 | 92 | 111 | 134 | 160 | 191 | 223 | 255 | 287 | 317 | 344 | 366 | 383 | 397 | 406 | 408 | 403 | 400 | 393 | 388 | 382 | 376 | 369 | 24 | 21 | 26 | 36 | 52 | 78 | 99 | 127 | 159 | 196 | 237 | 279 | 315 | 347 | 370 | 388 | 397 | 403 | 403 | 401 | 395 | 388 | 382 | 373 | 362 | 349 | 335 | 318 | 299 | 277 | 24 | 12 | 17 | 23 | 31 | 42 | 58 | 75 | 98 | 130 | 158 | 187 | 215 | 241 | 268 | 291 | 315 | 336 | 356 | 373 | 389 | 403 | 415 | 426 | 435 | 442 | 448 | 455 | 462 | 465
PSS | AMLWCH T1 / AMLWCH T2 | 10 | 20 | 33 | 51 | 79 | 122 | 185 | 280 | 411 | 516 | 637 | 783 | 947 | 1131 | 1330 | 1565 | 1811 | 2060 | 2301 | 2543 | 2763 | 2953 | 3118 | 3255 | 3368 | 3400 | 3434 | 3467 | 3503 | 3541 | 10 | 38 | 78 | 151 | 270 | 467 | 641 | 854 | 1108 | 1392 | 1734 | 2089 | 2436 | 2741 | 2992 | 3178 | 3301 | 3381 | 3424 | 3447 | 3435 | 3409 | 3379 | 3344 | 3303 | 3257 | 3201 | 3140 | 3074 | 2996 | 10 | 27 | 47 | 77 | 121 | 186 | 281 | 418 | 610 | 777 | 978 | 1216 | 1488 | 1785 | 2077 | 2364 | 2635 | 2872 | 3068 | 3223 | 3341 | 3423 | 3433 | 3407 | 3370 | 3320 | 3260 | 3209 | 3156 | 3098 | 10 | 42 | 89 | 165 | 290 | 492 | 677 | 922 | 1215 | 1553 | 1918 | 2277 | 2612 | 2893 | 3104 | 3251 | 3340 | 3391 | 3406 | 3367 | 3322 | 3268 | 3202 | 3122 | 3025 | 2914 | 2785 | 2637 | 2468 | 2276 | 10 | 60 | 94 | 142 | 205 | 295 | 410 | 554 | 742 | 982 | 1222 | 1451 | 1673 | 1893 | 2106 | 2308 | 2502 | 2685 | 2861 | 3025 | 3172 | 3305 | 3417 | 3514 | 3593 | 3660 | 3718 | 3772 | 3827 | 3853
PSS | ANDERTON T1 | 22 | 37 | 56 | 85 | 128 | 197 | 297 | 443 | 652 | 813 | 1002 | 1229 | 1487 | 1775 | 2081 | 2449 | 2833 | 3223 | 3600 | 3976 | 4320 | 4615 | 4872 | 5088 | 5265 | 5314 | 5367 | 5418 | 5475 | 5533 | 22 | 64 | 127 | 241 | 428 | 734 | 1007 | 1341 | 1735 | 2180 | 2712 | 3267 | 3806 | 4283 | 4674 | 4965 | 5158 | 5284 | 5349 | 5388 | 5367 | 5326 | 5279 | 5224 | 5162 | 5088 | 5002 | 4908 | 4802 | 4681 | 22 | 47 | 79 | 125 | 194 | 297 | 444 | 659 | 961 | 1218 | 1533 | 1906 | 2332 | 2795 | 3248 | 3699 | 4117 | 4488 | 4793 | 5036 | 5222 | 5350 | 5364 | 5321 | 5264 | 5188 | 5093 | 5015 | 4934 | 4842 | 22 | 70 | 142 | 263 | 458 | 775 | 1065 | 1445 | 1904 | 2431 | 3000 | 3562 | 4082 | 4520 | 4851 | 5080 | 5219 | 5298 | 5320 | 5261 | 5189 | 5106 | 5003 | 4877 | 4728 | 4553 | 4352 | 4120 | 3858 | 3557 | 22 | 108 | 166 | 245 | 348 | 497 | 687 | 926 | 1235 | 1627 | 2022 | 2396 | 2760 | 3115 | 3459 | 3786 | 4098 | 4396 | 4679 | 4943 | 5182 | 5396 | 5576 | 5732 | 5861 | 5967 | 6058 | 6148 | 6235 | 6276
PSS | APPLETON T1 / HORNSBRIDGE T1 / LUGSDALE T2 | 12 | 62 | 113 | 186 | 297 | 470 | 726 | 1099 | 1630 | 2054 | 2545 | 3131 | 3799 | 4546 | 5342 | 6293 | 7288 | 8295 | 9272 | 10246 | 11137 | 11902 | 12570 | 13130 | 13585 | 13714 | 13849 | 13980 | 14130 | 14280 | 12 | 135 | 299 | 588 | 1068 | 1851 | 2553 | 3420 | 4441 | 5595 | 6974 | 8410 | 9806 | 11042 | 12053 | 12806 | 13309 | 13631 | 13807 | 13901 | 13849 | 13742 | 13622 | 13479 | 13317 | 13127 | 12902 | 12660 | 12388 | 12073 | 12 | 84 | 169 | 291 | 465 | 728 | 1108 | 1657 | 2433 | 3102 | 3916 | 4885 | 5986 | 7185 | 8360 | 9527 | 10613 | 11573 | 12365 | 12991 | 13473 | 13803 | 13842 | 13733 | 13585 | 13387 | 13144 | 12940 | 12727 | 12492 | 12 | 147 | 337 | 644 | 1146 | 1959 | 2710 | 3694 | 4880 | 6246 | 7719 | 9173 | 10523 | 11658 | 12513 | 13105 | 13469 | 13672 | 13729 | 13579 | 13393 | 13174 | 12909 | 12583 | 12196 | 11745 | 11223 | 10626 | 9943 | 9165 | 12 | 258 | 408 | 612 | 883 | 1270 | 1770 | 2395 | 3197 | 4223 | 5258 | 6233 | 7184 | 8113 | 9007 | 9860 | 10682 | 11471 | 12243 | 12962 | 13618 | 14204 | 14710 | 15137 | 15485 | 15781 | 16034 | 16267 | 16496 | 16597
PSS | ARROWE PK HOSP T1 / CHAMPION PLUGS T1 / CHAMPION PLUGS T2 / WOODCHURCH T1 | 22 | 19 | 20 | 25 | 31 | 42 | 58 | 79 | 111 | 132 | 159 | 191 | 225 | 264 | 307 | 358 | 411 | 465 | 517 | 567 | 615 | 655 | 692 | 722 | 745 | 753 | 760 | 767 | 774 | 783 | 22 | 21 | 30 | 47 | 75 | 121 | 158 | 206 | 258 | 319 | 395 | 470 | 546 | 610 | 664 | 705 | 732 | 749 | 759 | 762 | 760 | 754 | 748 | 740 | 732 | 720 | 709 | 697 | 682 | 664 | 22 | 21 | 24 | 30 | 41 | 56 | 78 | 109 | 153 | 188 | 232 | 282 | 342 | 404 | 468 | 528 | 587 | 638 | 681 | 713 | 740 | 756 | 760 | 753 | 745 | 735 | 722 | 711 | 699 | 686 | 22 | 22 | 33 | 50 | 79 | 125 | 166 | 218 | 282 | 354 | 433 | 511 | 582 | 643 | 689 | 720 | 738 | 751 | 754 | 745 | 734 | 723 | 709 | 693 | 672 | 648 | 621 | 588 | 552 | 510 | 22 | 17 | 24 | 35 | 50 | 70 | 98 | 131 | 173 | 229 | 284 | 335 | 386 | 436 | 483 | 530 | 574 | 615 | 657 | 697 | 734 | 766 | 795 | 818 | 838 | 855 | 870 | 883 | 898 | 903
PSS | ARUNDEL T1 / GROVE PK T1 / WAVERTREE VALE T1 | 26 | 22 | 24 | 28 | 36 | 48 | 67 | 93 | 129 | 154 | 184 | 220 | 260 | 306 | 356 | 414 | 475 | 537 | 597 | 657 | 712 | 759 | 800 | 835 | 862 | 870 | 879 | 888 | 896 | 905 | 26 | 24 | 34 | 54 | 87 | 140 | 182 | 236 | 299 | 371 | 457 | 544 | 630 | 707 | 768 | 816 | 845 | 866 | 877 | 881 | 879 | 873 | 865 | 857 | 845 | 834 | 821 | 806 | 788 | 770 | 26 | 23 | 28 | 36 | 48 | 65 | 90 | 126 | 175 | 217 | 266 | 328 | 393 | 467 | 540 | 612 | 679 | 739 | 787 | 825 | 855 | 875 | 877 | 870 | 862 | 849 | 836 | 822 | 809 | 794 | 26 | 26 | 37 | 59 | 93 | 146 | 193 | 252 | 327 | 410 | 501 | 591 | 674 | 744 | 797 | 832 | 855 | 868 | 870 | 862 | 851 | 837 | 820 | 801 | 777 | 750 | 717 | 680 | 637 | 591 | 26 | 20 | 27 | 38 | 51 | 71 | 96 | 127 | 168 | 221 | 274 | 325 | 375 | 426 | 475 | 522 | 568 | 610 | 649 | 683 | 715 | 743 | 765 | 787 | 803 | 818 | 831 | 844 | 856 | 864
PSS | ASH RD T1 / KELLOGGS (WREXHAM) T1 / KELLOGGS (WREXHAM) T2 | 22 | 22 | 27 | 34 | 47 | 68 | 98 | 139 | 200 | 245 | 298 | 361 | 433 | 513 | 600 | 703 | 810 | 919 | 1024 | 1130 | 1226 | 1309 | 1381 | 1442 | 1490 | 1504 | 1519 | 1534 | 1550 | 1567 | 22 | 28 | 46 | 78 | 133 | 222 | 297 | 392 | 502 | 627 | 776 | 931 | 1082 | 1216 | 1326 | 1406 | 1461 | 1496 | 1515 | 1525 | 1518 | 1507 | 1493 | 1479 | 1462 | 1441 | 1416 | 1391 | 1360 | 1326 | 22 | 25 | 33 | 47 | 66 | 95 | 138 | 199 | 285 | 357 | 445 | 549 | 667 | 799 | 925 | 1051 | 1168 | 1271 | 1357 | 1426 | 1477 | 1514 | 1518 | 1506 | 1489 | 1468 | 1442 | 1419 | 1397 | 1372 | 22 | 30 | 50 | 85 | 143 | 233 | 314 | 420 | 549 | 697 | 855 | 1013 | 1159 | 1281 | 1373 | 1439 | 1477 | 1500 | 1505 | 1490 | 1469 | 1445 | 1417 | 1382 | 1340 | 1291 | 1235 | 1170 | 1095 | 1011 | 22 | 29 | 44 | 63 | 90 | 128 | 178 | 238 | 318 | 420 | 520 | 617 | 708 | 800 | 888 | 971 | 1053 | 1131 | 1209 | 1283 | 1350 | 1410 | 1464 | 1507 | 1542 | 1574 | 1601 | 1624 | 1648 | 1659
PSS | ASSOCIATED LEAD T1 / GREAT BOUGHTON T1 / PIPERS ASH T1 | 9 | 68 | 128 | 215 | 345 | 547 | 846 | 1283 | 1905 | 2399 | 2974 | 3663 | 4445 | 5319 | 6252 | 7366 | 8532 | 9713 | 10856 | 11997 | 13041 | 13937 | 14721 | 15375 | 15908 | 16060 | 16218 | 16373 | 16549 | 16724 | 9 | 155 | 347 | 684 | 1246 | 2166 | 2987 | 4003 | 5199 | 6552 | 8164 | 9849 | 11483 | 12932 | 14116 | 14999 | 15586 | 15965 | 16170 | 16282 | 16219 | 16094 | 15952 | 15787 | 15596 | 15373 | 15109 | 14828 | 14506 | 14140 | 9 | 96 | 194 | 336 | 543 | 849 | 1295 | 1936 | 2846 | 3628 | 4582 | 5718 | 7006 | 8413 | 9790 | 11156 | 12428 | 13553 | 14481 | 15215 | 15779 | 16167 | 16212 | 16081 | 15910 | 15679 | 15392 | 15156 | 14906 | 14629 | 9 | 167 | 389 | 750 | 1337 | 2288 | 3168 | 4321 | 5709 | 7311 | 9034 | 10740 | 12323 | 13652 | 14652 | 15345 | 15771 | 16012 | 16077 | 15901 | 15683 | 15426 | 15115 | 14733 | 14280 | 13752 | 13140 | 12441 | 11642 | 10730 | 9 | 292 | 463 | 698 | 1011 | 1458 | 2033 | 2757 | 3684 | 4866 | 6065 | 7197 | 8295 | 9372 | 10413 | 11404 | 12355 | 13268 | 14153 | 14978 | 15733 | 16405 | 16979 | 17471 | 17872 | 18211 | 18501 | 18772 | 19040 | 19161
PSS | ASTMOOR IND EST T1 / MACKAMAX T1 / MERSEY RD T1 / PICOW FARM RD T1 | 6 | 12 | 18 | 28 | 43 | 66 | 100 | 151 | 223 | 280 | 347 | 424 | 513 | 614 | 719 | 848 | 980 | 1115 | 1246 | 1376 | 1495 | 1599 | 1688 | 1762 | 1822 | 1842 | 1859 | 1877 | 1897 | 1916 | 6 | 21 | 42 | 82 | 147 | 252 | 346 | 462 | 599 | 753 | 938 | 1130 | 1317 | 1483 | 1618 | 1719 | 1786 | 1828 | 1852 | 1865 | 1858 | 1844 | 1827 | 1809 | 1786 | 1762 | 1732 | 1698 | 1662 | 1621 | 6 | 14 | 25 | 41 | 66 | 101 | 151 | 226 | 329 | 420 | 528 | 658 | 805 | 966 | 1123 | 1280 | 1425 | 1553 | 1660 | 1743 | 1808 | 1853 | 1857 | 1841 | 1823 | 1795 | 1763 | 1738 | 1708 | 1675 | 6 | 23 | 48 | 89 | 156 | 267 | 367 | 498 | 657 | 840 | 1037 | 1231 | 1413 | 1564 | 1679 | 1758 | 1806 | 1833 | 1841 | 1821 | 1796 | 1768 | 1731 | 1688 | 1635 | 1576 | 1506 | 1426 | 1335 | 1231 | 6 | 42 | 62 | 92 | 128 | 181 | 252 | 334 | 444 | 584 | 724 | 855 | 983 | 1106 | 1226 | 1338 | 1449 | 1554 | 1659 | 1757 | 1847 | 1927 | 1997 | 2055 | 2103 | 2144 | 2178 | 2211 | 2243 | 2260
PSS | ATHOL ST T1 / CHISENHALE ST T1 / SANDHILLS LA T1 | 41 | 31 | 31 | 34 | 39 | 49 | 61 | 79 | 103 | 116 | 132 | 153 | 175 | 201 | 229 | 262 | 296 | 331 | 366 | 400 | 430 | 459 | 481 | 501 | 517 | 520 | 526 | 531 | 534 | 540 | 41 | 30 | 38 | 50 | 73 | 107 | 131 | 162 | 198 | 239 | 286 | 337 | 387 | 429 | 464 | 491 | 508 | 519 | 525 | 528 | 525 | 521 | 517 | 512 | 507 | 499 | 492 | 484 | 474 | 463 | 41 | 33 | 34 | 40 | 47 | 58 | 74 | 98 | 129 | 152 | 179 | 213 | 250 | 293 | 334 | 375 | 411 | 447 | 473 | 495 | 512 | 523 | 524 | 521 | 516 | 509 | 500 | 493 | 485 | 476 | 41 | 33 | 40 | 53 | 75 | 110 | 137 | 169 | 212 | 259 | 312 | 363 | 410 | 450 | 479 | 500 | 513 | 520 | 521 | 515 | 510 | 501 | 493 | 482 | 468 | 451 | 433 | 413 | 390 | 363 | 41 | 18 | 23 | 31 | 41 | 55 | 73 | 94 | 123 | 161 | 196 | 230 | 263 | 296 | 329 | 358 | 386 | 413 | 438 | 461 | 480 | 498 | 513 | 528 | 538 | 548 | 556 | 565 | 574 | 578
PSS | AUDLEM T1 | 21 | 25 | 35 | 51 | 74 | 111 | 165 | 244 | 356 | 441 | 542 | 662 | 799 | 953 | 1116 | 1311 | 1513 | 1722 | 1922 | 2121 | 2303 | 2460 | 2598 | 2713 | 2806 | 2832 | 2860 | 2888 | 2918 | 2948 | 21 | 40 | 74 | 135 | 236 | 400 | 544 | 722 | 933 | 1168 | 1452 | 1746 | 2033 | 2286 | 2493 | 2648 | 2751 | 2817 | 2853 | 2872 | 2862 | 2839 | 2815 | 2785 | 2752 | 2713 | 2667 | 2618 | 2560 | 2497 | 21 | 32 | 48 | 74 | 110 | 165 | 245 | 359 | 521 | 657 | 823 | 1023 | 1248 | 1494 | 1734 | 1974 | 2196 | 2393 | 2556 | 2685 | 2783 | 2851 | 2859 | 2837 | 2806 | 2765 | 2717 | 2675 | 2630 | 2582 | 21 | 43 | 83 | 146 | 251 | 422 | 576 | 777 | 1021 | 1302 | 1604 | 1902 | 2179 | 2411 | 2587 | 2708 | 2783 | 2824 | 2836 | 2805 | 2767 | 2722 | 2667 | 2601 | 2521 | 2429 | 2321 | 2200 | 2060 | 1899 | 21 | 51 | 81 | 121 | 176 | 253 | 354 | 477 | 639 | 842 | 1049 | 1245 | 1434 | 1618 | 1795 | 1966 | 2132 | 2290 | 2449 | 2598 | 2732 | 2855 | 2963 | 3052 | 3124 | 3187 | 3241 | 3287 | 3335 | 3354
PSS | BALA T1 | 6 | 15 | 26 | 40 | 61 | 96 | 145 | 217 | 322 | 402 | 497 | 611 | 741 | 883 | 1038 | 1220 | 1412 | 1607 | 1797 | 1985 | 2156 | 2305 | 2433 | 2542 | 2629 | 2654 | 2680 | 2706 | 2734 | 2763 | 6 | 29 | 60 | 117 | 210 | 363 | 497 | 665 | 862 | 1085 | 1351 | 1629 | 1898 | 2137 | 2332 | 2478 | 2575 | 2636 | 2671 | 2689 | 2679 | 2659 | 2635 | 2608 | 2576 | 2539 | 2496 | 2449 | 2397 | 2335 | 6 | 19 | 36 | 59 | 93 | 145 | 218 | 324 | 474 | 603 | 760 | 947 | 1160 | 1391 | 1619 | 1845 | 2054 | 2239 | 2393 | 2512 | 2607 | 2669 | 2678 | 2658 | 2628 | 2590 | 2543 | 2503 | 2463 | 2417 | 6 | 32 | 68 | 127 | 225 | 381 | 527 | 718 | 946 | 1209 | 1495 | 1775 | 2035 | 2255 | 2420 | 2535 | 2606 | 2644 | 2654 | 2628 | 2591 | 2548 | 2498 | 2434 | 2359 | 2272 | 2172 | 2056 | 1924 | 1774 | 6 | 42 | 65 | 97 | 138 | 199 | 277 | 374 | 499 | 660 | 821 | 976 | 1124 | 1272 | 1416 | 1553 | 1686 | 1812 | 1935 | 2048 | 2152 | 2245 | 2326 | 2394 | 2450 | 2498 | 2539 | 2578 | 2616 | 2635
PSS | BANASTRE RD T1 / DOVER RD T1 / GRANTHAM CL T1 | 14 | 55 | 99 | 162 | 257 | 404 | 624 | 942 | 1398 | 1758 | 2179 | 2679 | 3249 | 3888 | 4568 | 5381 | 6231 | 7092 | 7928 | 8759 | 9520 | 10175 | 10744 | 11223 | 11613 | 11723 | 11837 | 11952 | 12078 | 12207 | 14 | 117 | 258 | 505 | 916 | 1587 | 2186 | 2926 | 3801 | 4786 | 5965 | 7192 | 8385 | 9440 | 10305 | 10949 | 11377 | 11653 | 11804 | 11884 | 11839 | 11747 | 11645 | 11524 | 11384 | 11221 | 11029 | 10823 | 10590 | 10321 | 14 | 76 | 146 | 251 | 401 | 625 | 951 | 1420 | 2083 | 2655 | 3351 | 4179 | 5119 | 6144 | 7148 | 8144 | 9072 | 9893 | 10570 | 11106 | 11516 | 11799 | 11833 | 11738 | 11613 | 11445 | 11236 | 11062 | 10880 | 10678 | 14 | 127 | 289 | 552 | 983 | 1677 | 2316 | 3159 | 4172 | 5341 | 6597 | 7843 | 8995 | 9965 | 10696 | 11200 | 11512 | 11687 | 11735 | 11606 | 11448 | 11261 | 11033 | 10754 | 10424 | 10039 | 9593 | 9081 | 8499 | 7835 | 14 | 230 | 358 | 535 | 769 | 1103 | 1533 | 2074 | 2767 | 3651 | 4545 | 5389 | 6213 | 7015 | 7793 | 8533 | 9239 | 9912 | 10560 | 11159 | 11704 | 12192 | 12603 | 12961 | 13251 | 13494 | 13703 | 13904 | 14101 | 14190
PSS | BANGOR HOSP T1 / EITHINOG T1 / BANGOR UNIVERSITY T1 / HIRAEL T1 | 6 | 18 | 32 | 50 | 78 | 122 | 187 | 283 | 418 | 526 | 649 | 800 | 967 | 1158 | 1359 | 1600 | 1853 | 2109 | 2357 | 2604 | 2831 | 3024 | 3193 | 3336 | 3451 | 3484 | 3517 | 3552 | 3590 | 3627 | 6 | 36 | 78 | 151 | 274 | 474 | 653 | 872 | 1130 | 1423 | 1774 | 2138 | 2492 | 2806 | 3063 | 3255 | 3382 | 3462 | 3507 | 3531 | 3517 | 3491 | 3461 | 3424 | 3383 | 3335 | 3278 | 3216 | 3146 | 3067 | 6 | 25 | 45 | 76 | 122 | 187 | 285 | 424 | 621 | 791 | 997 | 1244 | 1523 | 1826 | 2125 | 2421 | 2697 | 2940 | 3140 | 3300 | 3422 | 3507 | 3516 | 3487 | 3451 | 3402 | 3340 | 3286 | 3234 | 3173 | 6 | 39 | 87 | 166 | 295 | 499 | 690 | 941 | 1241 | 1588 | 1962 | 2330 | 2673 | 2961 | 3179 | 3329 | 3421 | 3474 | 3486 | 3449 | 3402 | 3345 | 3278 | 3195 | 3097 | 2983 | 2850 | 2699 | 2526 | 2330 | 6 | 61 | 97 | 145 | 210 | 302 | 421 | 569 | 761 | 1007 | 1257 | 1491 | 1723 | 1949 | 2170 | 2381 | 2580 | 2766 | 2943 | 3104 | 3248 | 3378 | 3485 | 3582 | 3660 | 3725 | 3781 | 3838 | 3897 | 3927
PSS | BARBAULD ST T1 / HORROCKS LA T1 / WARRINGTON CENTRAL T1 | 85 | 62 | 58 | 59 | 64 | 73 | 83 | 98 | 114 | 118 | 121 | 127 | 134 | 141 | 150 | 161 | 171 | 183 | 195 | 205 | 215 | 224 | 231 | 239 | 242 | 245 | 247 | 249 | 250 | 252 | 85 | 54 | 59 | 70 | 87 | 109 | 118 | 128 | 140 | 154 | 171 | 187 | 203 | 219 | 229 | 238 | 241 | 246 | 248 | 248 | 247 | 245 | 243 | 242 | 241 | 239 | 235 | 234 | 230 | 227 | 85 | 65 | 61 | 63 | 70 | 78 | 89 | 103 | 120 | 127 | 135 | 144 | 156 | 170 | 182 | 196 | 209 | 220 | 229 | 236 | 241 | 246 | 245 | 245 | 243 | 241 | 237 | 235 | 232 | 231 | 85 | 60 | 62 | 72 | 88 | 110 | 118 | 130 | 143 | 161 | 177 | 192 | 210 | 223 | 232 | 239 | 242 | 245 | 244 | 242 | 241 | 239 | 235 | 232 | 228 | 223 | 216 | 211 | 201 | 192 | 85 | 16 | 16 | 16 | 17 | 18 | 21 | 23 | 26 | 30 | 34 | 37 | 40 | 43 | 45 | 48 | 51 | 54 | 57 | 61 | 64 | 67 | 69 | 72 | 74 | 76 | 78 | 81 | 82 | 84
PSS | BARMOUTH T1 | 21 | 19 | 22 | 28 | 38 | 53 | 75 | 106 | 150 | 182 | 219 | 267 | 318 | 376 | 437 | 512 | 589 | 670 | 747 | 822 | 891 | 952 | 1004 | 1046 | 1084 | 1093 | 1104 | 1114 | 1125 | 1138 | 21 | 23 | 37 | 62 | 102 | 168 | 222 | 291 | 370 | 460 | 570 | 681 | 790 | 886 | 966 | 1024 | 1063 | 1088 | 1103 | 1110 | 1105 | 1096 | 1088 | 1076 | 1064 | 1049 | 1033 | 1012 | 990 | 968 | 21 | 23 | 29 | 38 | 52 | 74 | 106 | 152 | 213 | 266 | 329 | 404 | 490 | 584 | 676 | 767 | 852 | 927 | 989 | 1038 | 1075 | 1102 | 1106 | 1096 | 1085 | 1069 | 1050 | 1035 | 1017 | 998 | 21 | 26 | 42 | 66 | 109 | 175 | 234 | 311 | 404 | 510 | 625 | 741 | 846 | 935 | 1000 | 1048 | 1076 | 1092 | 1095 | 1084 | 1070 | 1051 | 1031 | 1006 | 977 | 941 | 900 | 854 | 799 | 738 | 21 | 20 | 30 | 43 | 60 | 87 | 120 | 160 | 212 | 281 | 348 | 413 | 478 | 540 | 602 | 661 | 718 | 770 | 822 | 868 | 910 | 948 | 980 | 1009 | 1032 | 1053 | 1070 | 1088 | 1107 | 1119
PSS | BARNSTON T1 / GAYTON T1 / IRBY T1 / THINGWALL T1 | 56 | 137 | 228 | 363 | 567 | 884 | 1353 | 2037 | 3009 | 3775 | 4671 | 5739 | 6954 | 8312 | 9759 | 11491 | 13301 | 15135 | 16914 | 18686 | 20308 | 21700 | 22915 | 23934 | 24762 | 24997 | 25242 | 25484 | 25755 | 26029 | 56 | 267 | 567 | 1096 | 1974 | 3408 | 4685 | 6262 | 8123 | 10222 | 12731 | 15348 | 17888 | 20138 | 21977 | 23348 | 24261 | 24849 | 25167 | 25341 | 25243 | 25049 | 24829 | 24571 | 24278 | 23929 | 23521 | 23082 | 22582 | 22012 | 56 | 179 | 332 | 554 | 875 | 1353 | 2048 | 3051 | 4469 | 5682 | 7166 | 8928 | 10932 | 13115 | 15254 | 17377 | 19353 | 21101 | 22543 | 23684 | 24557 | 25161 | 25230 | 25030 | 24763 | 24402 | 23958 | 23589 | 23200 | 22773 | 56 | 290 | 637 | 1198 | 2118 | 3601 | 4966 | 6759 | 8917 | 11405 | 14082 | 16732 | 19191 | 21256 | 22811 | 23887 | 24549 | 24921 | 25024 | 24748 | 24411 | 24013 | 23532 | 22938 | 22233 | 21412 | 20462 | 19374 | 18134 | 16717 | 56 | 476 | 738 | 1100 | 1581 | 2267 | 3151 | 4265 | 5687 | 7504 | 9344 | 11078 | 12765 | 14413 | 16006 | 17528 | 18991 | 20400 | 21770 | 23048 | 24219 | 25264 | 26162 | 26926 | 27550 | 28075 | 28531 | 28953 | 29367 | 29554
PSS | BASCHURCH T1 | 86 | 79 | 91 | 115 | 155 | 217 | 308 | 437 | 619 | 753 | 909 | 1097 | 1314 | 1553 | 1808 | 2115 | 2435 | 2759 | 3074 | 3387 | 3675 | 3922 | 4138 | 4318 | 4464 | 4507 | 4548 | 4592 | 4640 | 4688 | 86 | 96 | 151 | 251 | 417 | 684 | 910 | 1190 | 1520 | 1891 | 2337 | 2800 | 3249 | 3649 | 3976 | 4217 | 4378 | 4480 | 4538 | 4567 | 4551 | 4516 | 4476 | 4431 | 4379 | 4316 | 4244 | 4166 | 4078 | 3977 | 86 | 89 | 113 | 154 | 213 | 301 | 431 | 616 | 875 | 1088 | 1349 | 1661 | 2017 | 2402 | 2781 | 3156 | 3505 | 3815 | 4071 | 4272 | 4426 | 4534 | 4548 | 4512 | 4465 | 4400 | 4322 | 4256 | 4187 | 4111 | 86 | 105 | 166 | 271 | 442 | 715 | 958 | 1276 | 1658 | 2099 | 2574 | 3042 | 3479 | 3843 | 4119 | 4309 | 4427 | 4493 | 4510 | 4461 | 4402 | 4332 | 4246 | 4141 | 4017 | 3871 | 3703 | 3509 | 3290 | 3040 | 86 | 94 | 141 | 210 | 298 | 425 | 589 | 794 | 1059 | 1396 | 1737 | 2058 | 2371 | 2678 | 2972 | 3254 | 3524 | 3779 | 4027 | 4257 | 4466 | 4654 | 4812 | 4950 | 5061 | 5156 | 5236 | 5313 | 5389 | 5422
PSS | BASS CHARRINGTON T1 / BASS CHARRINGTON T2 / CLIFTON T1 / YKK T1 | 17 | 35 | 57 | 89 | 139 | 214 | 328 | 492 | 728 | 912 | 1128 | 1383 | 1675 | 2003 | 2352 | 2769 | 3205 | 3647 | 4075 | 4501 | 4890 | 5226 | 5520 | 5764 | 5964 | 6020 | 6078 | 6137 | 6203 | 6268 | 17 | 67 | 140 | 267 | 478 | 825 | 1132 | 1510 | 1959 | 2465 | 3068 | 3698 | 4310 | 4850 | 5295 | 5625 | 5845 | 5985 | 6062 | 6104 | 6081 | 6034 | 5982 | 5918 | 5847 | 5765 | 5666 | 5559 | 5440 | 5302 | 17 | 45 | 82 | 136 | 212 | 329 | 496 | 738 | 1078 | 1371 | 1729 | 2152 | 2634 | 3161 | 3676 | 4186 | 4663 | 5083 | 5431 | 5704 | 5915 | 6061 | 6077 | 6030 | 5966 | 5878 | 5772 | 5682 | 5588 | 5485 | 17 | 71 | 155 | 290 | 512 | 870 | 1199 | 1630 | 2149 | 2748 | 3392 | 4030 | 4623 | 5119 | 5495 | 5754 | 5914 | 6004 | 6028 | 5961 | 5881 | 5783 | 5668 | 5525 | 5355 | 5157 | 4929 | 4667 | 4368 | 4027 | 17 | 114 | 178 | 270 | 388 | 559 | 779 | 1054 | 1410 | 1862 | 2320 | 2751 | 3170 | 3582 | 3978 | 4357 | 4719 | 5067 | 5403 | 5717 | 6002 | 6258 | 6477 | 6662 | 6815 | 6944 | 7054 | 7158 | 7260 | 7305
PSS | BATTERSBY LA T1 / RYLANDS ELDON ST T2 | 12 | 9 | 9 | 10 | 12 | 15 | 19 | 24 | 33 | 37 | 44 | 51 | 58 | 67 | 75 | 86 | 99 | 110 | 123 | 133 | 145 | 154 | 161 | 169 | 174 | 174 | 177 | 177 | 180 | 182 | 12 | 9 | 11 | 16 | 23 | 35 | 42 | 53 | 65 | 78 | 96 | 112 | 130 | 143 | 156 | 165 | 171 | 174 | 177 | 178 | 177 | 175 | 174 | 172 | 170 | 169 | 165 | 163 | 159 | 155 | 12 | 11 | 10 | 12 | 14 | 18 | 23 | 31 | 42 | 49 | 59 | 70 | 84 | 96 | 110 | 125 | 138 | 150 | 160 | 167 | 172 | 175 | 177 | 176 | 173 | 171 | 168 | 165 | 163 | 161 | 12 | 10 | 12 | 16 | 25 | 36 | 45 | 56 | 71 | 86 | 103 | 122 | 137 | 150 | 161 | 168 | 171 | 175 | 176 | 174 | 170 | 169 | 165 | 162 | 156 | 151 | 145 | 138 | 131 | 122 | 12 | 6 | 9 | 12 | 17 | 23 | 32 | 41 | 54 | 72 | 91 | 105 | 122 | 137 | 152 | 166 | 179 | 193 | 206 | 218 | 229 | 240 | 249 | 256 | 262 | 269 | 272 | 276 | 280 | 282
PSS | BEAUMARIS T1 | 22 | 25 | 33 | 46 | 65 | 96 | 142 | 207 | 300 | 369 | 453 | 550 | 662 | 787 | 922 | 1081 | 1249 | 1419 | 1582 | 1747 | 1897 | 2025 | 2138 | 2233 | 2309 | 2331 | 2353 | 2375 | 2401 | 2425 | 22 | 35 | 64 | 114 | 198 | 334 | 452 | 597 | 768 | 964 | 1196 | 1437 | 1672 | 1881 | 2050 | 2178 | 2262 | 2317 | 2345 | 2362 | 2352 | 2334 | 2313 | 2289 | 2263 | 2230 | 2192 | 2153 | 2105 | 2054 | 22 | 29 | 44 | 63 | 94 | 139 | 206 | 300 | 432 | 545 | 681 | 844 | 1030 | 1231 | 1428 | 1624 | 1806 | 1970 | 2102 | 2207 | 2288 | 2344 | 2351 | 2333 | 2308 | 2274 | 2235 | 2198 | 2164 | 2124 | 22 | 39 | 71 | 124 | 211 | 351 | 476 | 642 | 842 | 1072 | 1320 | 1565 | 1791 | 1982 | 2128 | 2228 | 2288 | 2322 | 2332 | 2307 | 2276 | 2238 | 2194 | 2139 | 2074 | 1998 | 1911 | 1810 | 1694 | 1563 | 22 | 38 | 61 | 90 | 132 | 191 | 265 | 362 | 483 | 638 | 795 | 943 | 1086 | 1227 | 1361 | 1491 | 1617 | 1738 | 1857 | 1971 | 2075 | 2168 | 2249 | 2316 | 2371 | 2419 | 2461 | 2496 | 2533 | 2549
PSS | BEAUMONT ST T1 / DINGLE VALE T1 / LARK LA T1 / MDHB BRUNSWICK DOCK T1 | 10 | 11 | 15 | 21 | 30 | 44 | 66 | 96 | 139 | 174 | 211 | 259 | 310 | 370 | 434 | 508 | 587 | 667 | 744 | 822 | 893 | 953 | 1006 | 1050 | 1087 | 1096 | 1107 | 1118 | 1130 | 1142 | 10 | 16 | 29 | 54 | 92 | 156 | 210 | 281 | 360 | 452 | 563 | 676 | 788 | 885 | 966 | 1025 | 1065 | 1089 | 1103 | 1111 | 1107 | 1099 | 1089 | 1077 | 1066 | 1051 | 1031 | 1014 | 992 | 966 | 10 | 13 | 19 | 28 | 44 | 64 | 96 | 140 | 202 | 256 | 321 | 396 | 485 | 579 | 672 | 764 | 851 | 927 | 990 | 1038 | 1076 | 1105 | 1106 | 1098 | 1086 | 1070 | 1051 | 1035 | 1018 | 999 | 10 | 17 | 32 | 58 | 97 | 163 | 224 | 301 | 396 | 505 | 621 | 736 | 843 | 934 | 1002 | 1049 | 1077 | 1092 | 1098 | 1086 | 1072 | 1052 | 1031 | 1007 | 976 | 939 | 898 | 851 | 797 | 736 | 10 | 24 | 34 | 49 | 68 | 96 | 131 | 175 | 231 | 306 | 379 | 449 | 517 | 584 | 650 | 712 | 772 | 828 | 882 | 932 | 976 | 1015 | 1049 | 1079 | 1103 | 1124 | 1140 | 1158 | 1175 | 1183
PSS | BEDBURN DV T1 / BLUEBELL LA T1 / BROOKBRIDGE T1 / ECCLESTON T1 | 10 | 56 | 103 | 172 | 276 | 436 | 675 | 1022 | 1515 | 1908 | 2364 | 2910 | 3529 | 4223 | 4963 | 5846 | 6770 | 7708 | 8616 | 9521 | 10347 | 11059 | 11679 | 12200 | 12622 | 12742 | 12868 | 12990 | 13130 | 13269 | 10 | 125 | 278 | 545 | 991 | 1721 | 2373 | 3177 | 4127 | 5200 | 6480 | 7817 | 9111 | 10262 | 11200 | 11900 | 12366 | 12667 | 12830 | 12918 | 12868 | 12769 | 12657 | 12524 | 12376 | 12197 | 11989 | 11766 | 11511 | 11219 | 10 | 78 | 156 | 269 | 432 | 676 | 1029 | 1538 | 2261 | 2881 | 3639 | 4538 | 5562 | 6677 | 7768 | 8851 | 9861 | 10754 | 11490 | 12074 | 12519 | 12825 | 12863 | 12759 | 12623 | 12439 | 12212 | 12024 | 11826 | 11607 | 10 | 135 | 311 | 597 | 1064 | 1817 | 2516 | 3430 | 4533 | 5802 | 7168 | 8522 | 9778 | 10831 | 11626 | 12175 | 12512 | 12703 | 12755 | 12615 | 12443 | 12239 | 11994 | 11691 | 11330 | 10912 | 10427 | 9871 | 9238 | 8514 | 10 | 239 | 380 | 573 | 829 | 1193 | 1663 | 2253 | 3008 | 3974 | 4952 | 5876 | 6777 | 7657 | 8510 | 9318 | 10083 | 10804 | 11490 | 12120 | 12689 | 13200 | 13618 | 13996 | 14300 | 14551 | 14765 | 14982 | 15195 | 15295
PSS | BEECH ST T1 / LISTER DV A T2 | 30 | 25 | 25 | 30 | 37 | 48 | 65 | 87 | 120 | 140 | 165 | 196 | 230 | 267 | 309 | 359 | 410 | 464 | 514 | 565 | 611 | 651 | 686 | 715 | 737 | 744 | 752 | 759 | 766 | 775 | 30 | 26 | 37 | 54 | 82 | 130 | 166 | 210 | 263 | 325 | 396 | 472 | 544 | 610 | 662 | 700 | 727 | 743 | 752 | 758 | 755 | 747 | 741 | 734 | 726 | 717 | 705 | 693 | 678 | 662 | 30 | 28 | 31 | 37 | 47 | 64 | 86 | 117 | 161 | 196 | 237 | 287 | 345 | 407 | 467 | 528 | 585 | 636 | 677 | 709 | 734 | 751 | 754 | 749 | 741 | 729 | 718 | 707 | 695 | 682 | 30 | 29 | 39 | 58 | 88 | 134 | 173 | 225 | 286 | 358 | 435 | 510 | 582 | 639 | 685 | 716 | 734 | 745 | 747 | 739 | 730 | 718 | 705 | 689 | 667 | 643 | 618 | 586 | 552 | 509 | 30 | 20 | 29 | 40 | 55 | 77 | 105 | 138 | 182 | 240 | 296 | 350 | 401 | 452 | 502 | 548 | 592 | 632 | 672 | 707 | 738 | 766 | 790 | 811 | 828 | 843 | 856 | 869 | 881 | 888
PSS | BEMROSE T1 / CARR LA EAST T1 / LUCAS (FAZAKERLEY) T1 / NORRIS GREEN T1 / WEST DERBY T1 | 115 | 158 | 223 | 327 | 487 | 735 | 1103 | 1636 | 2392 | 2976 | 3661 | 4478 | 5408 | 6449 | 7559 | 8888 | 10274 | 11680 | 13044 | 14404 | 15646 | 16715 | 17648 | 18427 | 19061 | 19244 | 19431 | 19616 | 19825 | 20032 | 115 | 250 | 483 | 895 | 1577 | 2689 | 3668 | 4878 | 6305 | 7916 | 9839 | 11846 | 13794 | 15520 | 16930 | 17981 | 18681 | 19131 | 19375 | 19506 | 19432 | 19283 | 19114 | 18915 | 18690 | 18424 | 18111 | 17774 | 17391 | 16954 | 115 | 192 | 306 | 477 | 724 | 1096 | 1635 | 2411 | 3506 | 4435 | 5572 | 6922 | 8457 | 10130 | 11771 | 13398 | 14913 | 16253 | 17359 | 18234 | 18905 | 19367 | 19422 | 19267 | 19063 | 18786 | 18445 | 18163 | 17865 | 17535 | 115 | 273 | 538 | 975 | 1687 | 2836 | 3884 | 5257 | 6915 | 8821 | 10875 | 12907 | 14791 | 16375 | 17568 | 18391 | 18900 | 19185 | 19264 | 19052 | 18795 | 18489 | 18120 | 17664 | 17122 | 16494 | 15766 | 14931 | 13980 | 12895 | 115 | 370 | 570 | 850 | 1222 | 1754 | 2438 | 3298 | 4400 | 5807 | 7228 | 8568 | 9870 | 11143 | 12370 | 13541 | 14674 | 15769 | 16844 | 17850 | 18774 | 19597 | 20315 | 20916 | 21408 | 21825 | 22187 | 22513 | 22833 | 22972
PSS | BENTINCK ST T1 / BENTINCK ST T2 / CHESTER ST (BIRKENHEAD) T1 | 34 | 26 | 25 | 27 | 32 | 39 | 51 | 66 | 85 | 97 | 110 | 127 | 147 | 168 | 191 | 218 | 247 | 276 | 305 | 334 | 360 | 382 | 402 | 419 | 430 | 435 | 440 | 443 | 447 | 452 | 34 | 25 | 31 | 41 | 60 | 89 | 109 | 134 | 165 | 199 | 239 | 281 | 322 | 359 | 388 | 409 | 423 | 434 | 438 | 441 | 439 | 435 | 433 | 428 | 423 | 417 | 412 | 404 | 395 | 386 | 34 | 27 | 28 | 32 | 39 | 48 | 62 | 80 | 106 | 125 | 149 | 178 | 210 | 244 | 278 | 311 | 343 | 372 | 395 | 414 | 427 | 436 | 440 | 435 | 432 | 425 | 418 | 412 | 406 | 399 | 34 | 28 | 32 | 44 | 63 | 91 | 112 | 142 | 176 | 217 | 261 | 302 | 342 | 375 | 401 | 416 | 428 | 433 | 435 | 431 | 426 | 419 | 411 | 401 | 391 | 377 | 362 | 345 | 326 | 302 | 34 | 23 | 26 | 29 | 35 | 44 | 55 | 69 | 88 | 112 | 137 | 160 | 184 | 207 | 231 | 253 | 275 | 295 | 312 | 328 | 341 | 353 | 364 | 374 | 383 | 389 | 396 | 404 | 412 | 419
PSS | BERSHAM COLLIERY T1 | 22 | 22 | 28 | 36 | 51 | 73 | 106 | 151 | 218 | 267 | 326 | 394 | 474 | 561 | 656 | 769 | 886 | 1005 | 1122 | 1238 | 1343 | 1434 | 1513 | 1580 | 1634 | 1649 | 1665 | 1681 | 1699 | 1717 | 22 | 29 | 49 | 85 | 145 | 242 | 324 | 427 | 549 | 687 | 850 | 1020 | 1186 | 1332 | 1452 | 1541 | 1600 | 1639 | 1659 | 1671 | 1664 | 1651 | 1636 | 1621 | 1601 | 1578 | 1552 | 1523 | 1490 | 1452 | 22 | 26 | 34 | 49 | 71 | 103 | 150 | 218 | 310 | 390 | 487 | 600 | 731 | 874 | 1012 | 1151 | 1281 | 1395 | 1488 | 1563 | 1619 | 1659 | 1663 | 1650 | 1633 | 1609 | 1581 | 1556 | 1531 | 1502 | 22 | 31 | 55 | 93 | 155 | 254 | 343 | 459 | 600 | 763 | 938 | 1110 | 1269 | 1405 | 1505 | 1575 | 1619 | 1643 | 1650 | 1630 | 1611 | 1584 | 1552 | 1514 | 1469 | 1414 | 1353 | 1282 | 1201 | 1109 | 22 | 35 | 54 | 78 | 112 | 159 | 220 | 296 | 395 | 522 | 648 | 767 | 884 | 998 | 1108 | 1212 | 1312 | 1406 | 1497 | 1581 | 1658 | 1725 | 1781 | 1833 | 1873 | 1907 | 1938 | 1967 | 1995 | 2009
PSS | BERSHAM RD T1 / IND COOPE T1 / RHYD BROUGHTON LA T1 / TUTTLE ST T1 | 2 | 25 | 50 | 85 | 137 | 218 | 337 | 512 | 762 | 959 | 1191 | 1468 | 1781 | 2131 | 2505 | 2951 | 3419 | 3894 | 4351 | 4809 | 5228 | 5587 | 5902 | 6165 | 6378 | 6438 | 6502 | 6565 | 6634 | 6704 | 2 | 61 | 139 | 274 | 499 | 867 | 1197 | 1604 | 2085 | 2626 | 3273 | 3950 | 4604 | 5185 | 5661 | 6014 | 6249 | 6402 | 6484 | 6529 | 6504 | 6453 | 6397 | 6331 | 6255 | 6164 | 6060 | 5945 | 5817 | 5670 | 2 | 38 | 77 | 134 | 217 | 340 | 519 | 775 | 1141 | 1453 | 1836 | 2291 | 2809 | 3373 | 3925 | 4472 | 4984 | 5434 | 5808 | 6101 | 6326 | 6483 | 6500 | 6450 | 6379 | 6286 | 6172 | 6077 | 5976 | 5865 | 2 | 66 | 156 | 299 | 536 | 918 | 1269 | 1732 | 2290 | 2931 | 3623 | 4305 | 4941 | 5473 | 5874 | 6152 | 6324 | 6421 | 6446 | 6376 | 6289 | 6185 | 6061 | 5909 | 5727 | 5514 | 5269 | 4989 | 4668 | 4303 | 2 | 112 | 180 | 268 | 386 | 557 | 775 | 1051 | 1402 | 1852 | 2307 | 2741 | 3161 | 3571 | 3972 | 4352 | 4716 | 5065 | 5402 | 5713 | 5996 | 6249 | 6463 | 6650 | 6800 | 6928 | 7040 | 7147 | 7253 | 7303
PSS | BETHESDA T1 | 9 | 23 | 36 | 59 | 92 | 141 | 217 | 326 | 484 | 606 | 750 | 920 | 1115 | 1334 | 1566 | 1843 | 2134 | 2429 | 2714 | 2999 | 3258 | 3482 | 3677 | 3840 | 3972 | 4010 | 4049 | 4089 | 4133 | 4175 | 9 | 42 | 90 | 175 | 316 | 545 | 751 | 1004 | 1303 | 1639 | 2041 | 2460 | 2868 | 3230 | 3524 | 3745 | 3891 | 3986 | 4038 | 4065 | 4049 | 4017 | 3982 | 3942 | 3894 | 3839 | 3771 | 3701 | 3622 | 3530 | 9 | 28 | 52 | 88 | 140 | 216 | 328 | 489 | 716 | 910 | 1148 | 1430 | 1752 | 2103 | 2447 | 2786 | 3103 | 3384 | 3616 | 3798 | 3938 | 4035 | 4047 | 4014 | 3971 | 3914 | 3844 | 3784 | 3721 | 3652 | 9 | 45 | 101 | 191 | 338 | 576 | 794 | 1082 | 1429 | 1829 | 2258 | 2683 | 3077 | 3409 | 3657 | 3830 | 3937 | 3997 | 4013 | 3970 | 3916 | 3851 | 3773 | 3678 | 3565 | 3433 | 3280 | 3107 | 2907 | 2680 | 9 | 69 | 112 | 167 | 243 | 349 | 489 | 662 | 886 | 1169 | 1457 | 1728 | 1993 | 2250 | 2496 | 2733 | 2963 | 3186 | 3406 | 3613 | 3802 | 3972 | 4122 | 4245 | 4347 | 4434 | 4509 | 4575 | 4644 | 4673
PSS | BETWS-Y-COED T1 | 6 | 13 | 22 | 35 | 55 | 86 | 131 | 196 | 290 | 363 | 448 | 552 | 667 | 798 | 938 | 1102 | 1276 | 1454 | 1624 | 1794 | 1950 | 2083 | 2201 | 2298 | 2378 | 2401 | 2425 | 2447 | 2472 | 2499 | 6 | 26 | 55 | 106 | 192 | 328 | 451 | 603 | 782 | 982 | 1224 | 1475 | 1718 | 1934 | 2112 | 2243 | 2330 | 2386 | 2419 | 2434 | 2425 | 2405 | 2384 | 2360 | 2332 | 2298 | 2260 | 2217 | 2169 | 2114 | 6 | 19 | 34 | 55 | 85 | 132 | 198 | 295 | 430 | 546 | 690 | 859 | 1052 | 1260 | 1467 | 1669 | 1859 | 2027 | 2165 | 2274 | 2359 | 2416 | 2424 | 2404 | 2379 | 2344 | 2301 | 2265 | 2229 | 2187 | 6 | 29 | 62 | 116 | 205 | 347 | 478 | 651 | 856 | 1096 | 1352 | 1607 | 1843 | 2042 | 2190 | 2293 | 2358 | 2394 | 2404 | 2376 | 2345 | 2306 | 2259 | 2204 | 2135 | 2057 | 1966 | 1861 | 1743 | 1606 | 6 | 37 | 59 | 88 | 127 | 183 | 255 | 345 | 462 | 612 | 763 | 907 | 1048 | 1188 | 1325 | 1455 | 1581 | 1698 | 1811 | 1914 | 2008 | 2091 | 2162 | 2225 | 2275 | 2317 | 2354 | 2389 | 2424 | 2443
PSS | BEWSEY T1 / OWEN ST T1 / RODNEY ST T1 / RYLANDS ELDON ST T1 | 127 | 109 | 115 | 137 | 173 | 231 | 316 | 436 | 603 | 720 | 857 | 1020 | 1209 | 1419 | 1643 | 1913 | 2193 | 2480 | 2756 | 3031 | 3283 | 3500 | 3690 | 3847 | 3978 | 4013 | 4051 | 4090 | 4131 | 4174 | 127 | 117 | 168 | 260 | 411 | 655 | 853 | 1101 | 1390 | 1717 | 2109 | 2517 | 2914 | 3264 | 3549 | 3762 | 3902 | 3993 | 4043 | 4068 | 4052 | 4022 | 3989 | 3947 | 3901 | 3848 | 3784 | 3716 | 3639 | 3550 | 127 | 118 | 137 | 171 | 227 | 308 | 425 | 592 | 826 | 1012 | 1241 | 1515 | 1826 | 2165 | 2497 | 2827 | 3135 | 3406 | 3630 | 3808 | 3945 | 4038 | 4050 | 4018 | 3977 | 3920 | 3852 | 3795 | 3734 | 3666 | 127 | 128 | 181 | 279 | 435 | 684 | 896 | 1175 | 1511 | 1898 | 2317 | 2729 | 3112 | 3433 | 3674 | 3841 | 3946 | 4003 | 4017 | 3975 | 3923 | 3860 | 3786 | 3692 | 3583 | 3457 | 3308 | 3140 | 2945 | 2726 | 127 | 91 | 130 | 184 | 254 | 357 | 490 | 655 | 869 | 1141 | 1417 | 1678 | 1933 | 2183 | 2426 | 2659 | 2881 | 3088 | 3285 | 3467 | 3630 | 3776 | 3897 | 4007 | 4096 | 4170 | 4234 | 4300 | 4365 | 4399
PSS | BIBBYS T1 / INLAND REVENUE OFFICES T1 / REGENT RD T1 | 3 | 9 | 15 | 24 | 39 | 61 | 93 | 141 | 207 | 262 | 325 | 398 | 483 | 578 | 680 | 801 | 927 | 1055 | 1178 | 1304 | 1416 | 1514 | 1598 | 1670 | 1728 | 1743 | 1761 | 1776 | 1797 | 1816 | 3 | 19 | 39 | 76 | 138 | 239 | 327 | 436 | 568 | 713 | 888 | 1072 | 1249 | 1406 | 1535 | 1629 | 1692 | 1734 | 1757 | 1768 | 1761 | 1749 | 1732 | 1714 | 1694 | 1670 | 1642 | 1611 | 1575 | 1536 | 3 | 13 | 24 | 39 | 61 | 94 | 143 | 213 | 311 | 397 | 501 | 622 | 764 | 916 | 1065 | 1213 | 1352 | 1473 | 1574 | 1653 | 1714 | 1756 | 1761 | 1747 | 1729 | 1703 | 1672 | 1647 | 1619 | 1589 | 3 | 20 | 45 | 84 | 148 | 251 | 347 | 471 | 623 | 796 | 982 | 1168 | 1339 | 1484 | 1593 | 1668 | 1713 | 1739 | 1747 | 1726 | 1704 | 1676 | 1642 | 1601 | 1552 | 1494 | 1428 | 1353 | 1266 | 1167 | 3 | 36 | 57 | 83 | 119 | 170 | 236 | 317 | 423 | 558 | 694 | 825 | 951 | 1074 | 1194 | 1305 | 1409 | 1503 | 1591 | 1669 | 1738 | 1803 | 1850 | 1898 | 1937 | 1969 | 1994 | 2025 | 2056 | 2072
PSS | BICC HELSBY T2 / EVC T1 | 6 | 24 | 42 | 70 | 110 | 172 | 266 | 399 | 592 | 744 | 922 | 1134 | 1375 | 1645 | 1932 | 2276 | 2634 | 2998 | 3350 | 3701 | 4025 | 4300 | 4541 | 4743 | 4907 | 4954 | 5003 | 5050 | 5104 | 5160 | 6 | 50 | 110 | 214 | 388 | 670 | 925 | 1236 | 1605 | 2022 | 2521 | 3040 | 3543 | 3990 | 4354 | 4626 | 4806 | 4923 | 4987 | 5022 | 5002 | 4964 | 4920 | 4868 | 4811 | 4742 | 4660 | 4573 | 4474 | 4361 | 6 | 32 | 63 | 107 | 170 | 264 | 403 | 600 | 881 | 1122 | 1416 | 1767 | 2164 | 2596 | 3022 | 3441 | 3833 | 4181 | 4466 | 4692 | 4865 | 4986 | 4999 | 4959 | 4906 | 4835 | 4748 | 4674 | 4597 | 4512 | 6 | 54 | 122 | 233 | 415 | 708 | 980 | 1335 | 1764 | 2258 | 2788 | 3312 | 3801 | 4211 | 4520 | 4733 | 4864 | 4938 | 4957 | 4905 | 4836 | 4758 | 4661 | 4544 | 4405 | 4242 | 4053 | 3838 | 3591 | 3311 | 6 | 90 | 142 | 215 | 310 | 448 | 623 | 843 | 1127 | 1491 | 1856 | 2203 | 2540 | 2871 | 3189 | 3494 | 3786 | 4065 | 4333 | 4584 | 4811 | 5015 | 5188 | 5337 | 5458 | 5561 | 5649 | 5732 | 5815 | 5852
PSS | BICC HUYTON QUARRY T1 / TARBOCK T1 / WHISTON T1 | 104 | 95 | 108 | 134 | 179 | 248 | 351 | 497 | 699 | 850 | 1022 | 1232 | 1470 | 1738 | 2022 | 2362 | 2718 | 3079 | 3431 | 3780 | 4097 | 4373 | 4613 | 4813 | 4976 | 5023 | 5071 | 5118 | 5171 | 5225 | 104 | 112 | 173 | 286 | 471 | 771 | 1022 | 1333 | 1700 | 2114 | 2610 | 3126 | 3626 | 4069 | 4432 | 4703 | 4880 | 4995 | 5058 | 5091 | 5072 | 5033 | 4990 | 4939 | 4881 | 4811 | 4732 | 4645 | 4546 | 4435 | 104 | 107 | 132 | 176 | 244 | 344 | 488 | 695 | 984 | 1220 | 1511 | 1858 | 2251 | 2680 | 3102 | 3520 | 3910 | 4254 | 4537 | 4762 | 4935 | 5054 | 5068 | 5030 | 4977 | 4905 | 4817 | 4745 | 4668 | 4583 | 104 | 122 | 191 | 308 | 499 | 808 | 1075 | 1430 | 1854 | 2345 | 2874 | 3394 | 3879 | 4285 | 4593 | 4804 | 4934 | 5007 | 5028 | 4972 | 4907 | 4828 | 4734 | 4618 | 4477 | 4315 | 4128 | 3916 | 3671 | 3392 | 104 | 103 | 158 | 235 | 335 | 480 | 667 | 900 | 1199 | 1582 | 1969 | 2335 | 2691 | 3038 | 3375 | 3695 | 3995 | 4277 | 4545 | 4791 | 5012 | 5211 | 5373 | 5521 | 5640 | 5740 | 5823 | 5909 | 5995 | 6035
PSS | BICC WREXHAM T1 / MARCHWIEL T1 / WIE CENTRAL T1 | 0 | 0 | 0 | 0 | 0 | 0 | 0 | 0 | 1 | 1 | 1 | 3 | 3 | 5 | 7 | 7 | 8 | 11 | 13 | 13 | 15 | 16 | 16 | 16 | 18 | 18 | 18 | 18 | 18 | 18 | 0 | 0 | 0 | 0 | 1 | 1 | 1 | 3 | 5 | 7 | 9 | 11 | 13 | 15 | 15 | 16 | 16 | 18 | 18 | 18 | 18 | 18 | 18 | 18 | 18 | 16 | 16 | 16 | 16 | 16 | 0 | 0 | 0 | 0 | 0 | 0 | 1 | 1 | 1 | 3 | 3 | 5 | 7 | 8 | 10 | 12 | 15 | 15 | 16 | 18 | 18 | 18 | 18 | 18 | 18 | 18 | 18 | 16 | 16 | 16 | 0 | 0 | 0 | 0 | 1 | 1 | 3 | 3 | 5 | 7 | 8 | 11 | 13 | 15 | 16 | 16 | 18 | 18 | 18 | 18 | 18 | 18 | 16 | 16 | 16 | 15 | 15 | 15 | 13 | 11 | 0 | 2 | 2 | 2 | 2 | 3 | 3 | 4 | 5 | 7 | 8 | 10 | 11 | 12 | 13 | 15 | 16 | 16 | 18 | 19 | 20 | 20 | 21 | 22 | 23 | 22 | 23 | 23 | 24 | 24
PSS | BIRKENHEAD CENTRAL T1 / SINGLETON AVE T1 / TRANMERE T1 | 74 | 57 | 55 | 59 | 66 | 81 | 98 | 124 | 156 | 171 | 191 | 216 | 244 | 275 | 308 | 349 | 391 | 435 | 477 | 518 | 557 | 589 | 619 | 643 | 662 | 669 | 674 | 679 | 686 | 691 | 74 | 53 | 63 | 81 | 112 | 158 | 188 | 226 | 270 | 319 | 380 | 444 | 503 | 556 | 599 | 632 | 652 | 667 | 673 | 677 | 673 | 670 | 663 | 657 | 651 | 641 | 632 | 623 | 610 | 598 | 74 | 61 | 61 | 67 | 77 | 93 | 114 | 145 | 186 | 215 | 249 | 289 | 335 | 388 | 437 | 487 | 532 | 574 | 608 | 635 | 656 | 671 | 672 | 668 | 661 | 653 | 643 | 634 | 625 | 614 | 74 | 58 | 66 | 85 | 116 | 162 | 193 | 237 | 289 | 347 | 411 | 474 | 532 | 580 | 616 | 643 | 657 | 666 | 668 | 660 | 653 | 644 | 633 | 619 | 603 | 582 | 561 | 534 | 505 | 473 | 74 | 29 | 39 | 52 | 68 | 90 | 117 | 150 | 193 | 247 | 299 | 348 | 394 | 439 | 481 | 521 | 555 | 587 | 615 | 640 | 663 | 685 | 699 | 716 | 730 | 741 | 750 | 763 | 775 | 782
PSS | BIXTETH ST T1 / LITTLEWOODS T1 | 14 | 10 | 9 | 9 | 10 | 11 | 12 | 14 | 16 | 15 | 15 | 15 | 15 | 14 | 14 | 14 | 14 | 14 | 14 | 14 | 14 | 14 | 14 | 14 | 14 | 14 | 14 | 14 | 14 | 14 | 14 | 9 | 9 | 10 | 12 | 14 | 14 | 14 | 14 | 15 | 15 | 15 | 15 | 15 | 15 | 15 | 15 | 15 | 14 | 14 | 14 | 14 | 14 | 14 | 14 | 14 | 14 | 14 | 14 | 14 | 14 | 10 | 10 | 10 | 10 | 11 | 12 | 13 | 15 | 15 | 14 | 14 | 14 | 14 | 14 | 14 | 14 | 14 | 14 | 14 | 14 | 14 | 14 | 14 | 14 | 14 | 14 | 14 | 14 | 14 | 14 | 10 | 9 | 11 | 12 | 14 | 14 | 14 | 14 | 14 | 14 | 14 | 14 | 14 | 14 | 14 | 14 | 14 | 14 | 14 | 14 | 14 | 14 | 14 | 14 | 14 | 14 | 14 | 14 | 14 | 14 | 8 | 8 | 8 | 9 | 9 | 10 | 10 | 11 | 12 | 12 | 12 | 12 | 12 | 11 | 11 | 11 | 11 | 11 | 12 | 12 | 12 | 12 | 13 | 13 | 13 | 14 | 15 | 16 | 17
PSS | BLACON T1 / COCOA BARRY T1 / CRANE BANK T1 / KNUTSFORD WAY T1 / TOWER WHARF T1 | 110 | 113 | 137 | 182 | 254 | 366 | 531 | 767 | 1103 | 1352 | 1647 | 1998 | 2400 | 2849 | 3327 | 3900 | 4500 | 5107 | 5694 | 6281 | 6818 | 7279 | 7681 | 8018 | 8292 | 8371 | 8451 | 8532 | 8620 | 8712 | 110 | 148 | 249 | 432 | 736 | 1227 | 1649 | 2171 | 2788 | 3483 | 4313 | 5180 | 6022 | 6768 | 7376 | 7830 | 8130 | 8324 | 8429 | 8486 | 8453 | 8388 | 8317 | 8230 | 8132 | 8017 | 7882 | 7737 | 7572 | 7382 | 110 | 129 | 175 | 249 | 359 | 522 | 760 | 1099 | 1580 | 1979 | 2469 | 3051 | 3714 | 4435 | 5144 | 5846 | 6500 | 7078 | 7556 | 7933 | 8223 | 8422 | 8446 | 8380 | 8292 | 8171 | 8024 | 7903 | 7774 | 7631 | 110 | 161 | 275 | 467 | 783 | 1289 | 1738 | 2332 | 3048 | 3871 | 4759 | 5637 | 6449 | 7134 | 7647 | 8004 | 8223 | 8346 | 8379 | 8288 | 8177 | 8046 | 7886 | 7688 | 7456 | 7183 | 6869 | 6509 | 6100 | 5631 | 110 | 160 | 246 | 365 | 526 | 755 | 1049 | 1418 | 1893 | 2500 | 3113 | 3694 | 4259 | 4811 | 5348 | 5859 | 6346 | 6808 | 7251 | 7661 | 8034 | 8366 | 8645 | 8891 | 9091 | 9258 | 9400 | 9544 | 9685 | 9751
PSS | BLAENAU FFESTINIOG T1 | 3 | 2 | 2 | 4 | 4 | 6 | 6 | 9 | 12 | 14 | 18 | 21 | 25 | 28 | 32 | 37 | 42 | 47 | 54 | 59 | 64 | 68 | 71 | 76 | 77 | 77 | 79 | 79 | 81 | 81 | 3 | 2 | 3 | 5 | 8 | 13 | 17 | 22 | 28 | 33 | 41 | 49 | 57 | 64 | 69 | 72 | 76 | 77 | 78 | 80 | 79 | 77 | 77 | 77 | 76 | 76 | 74 | 72 | 69 | 69 | 3 | 2 | 2 | 4 | 5 | 6 | 9 | 12 | 18 | 21 | 25 | 30 | 35 | 42 | 49 | 54 | 61 | 66 | 71 | 75 | 76 | 78 | 79 | 79 | 76 | 76 | 75 | 73 | 73 | 71 | 3 | 2 | 4 | 6 | 9 | 15 | 18 | 24 | 29 | 37 | 45 | 54 | 62 | 67 | 70 | 74 | 76 | 77 | 77 | 77 | 76 | 76 | 74 | 72 | 70 | 67 | 64 | 61 | 57 | 54 | 3 | 3 | 4 | 6 | 7 | 9 | 12 | 16 | 21 | 26 | 32 | 37 | 42 | 47 | 53 | 56 | 62 | 65 | 69 | 73 | 75 | 77 | 79 | 82 | 83 | 85 | 86 | 86 | 88 | 89
PSS | BLUNDELL ST T1 / ST JAMES T1 / ROPEWALKS T1 | 47 | 35 | 32 | 32 | 34 | 37 | 42 | 48 | 54 | 53 | 52 | 53 | 53 | 52 | 52 | 54 | 54 | 54 | 56 | 56 | 56 | 57 | 57 | 57 | 57 | 57 | 57 | 57 | 57 | 57 | 47 | 30 | 31 | 35 | 41 | 50 | 50 | 52 | 52 | 53 | 55 | 56 | 58 | 58 | 59 | 59 | 58 | 58 | 58 | 57 | 57 | 57 | 57 | 57 | 57 | 57 | 57 | 57 | 57 | 57 | 47 | 36 | 34 | 34 | 36 | 39 | 42 | 47 | 52 | 53 | 52 | 52 | 54 | 54 | 53 | 55 | 55 | 56 | 56 | 56 | 56 | 56 | 57 | 57 | 57 | 57 | 57 | 56 | 56 | 56 | 47 | 33 | 33 | 37 | 42 | 49 | 49 | 51 | 51 | 54 | 54 | 56 | 56 | 58 | 57 | 57 | 57 | 57 | 57 | 57 | 57 | 57 | 57 | 57 | 57 | 57 | 56 | 56 | 56 | 56 | 47 | 9 | 9 | 9 | 9 | 9 | 9 | 10 | 10 | 11 | 11 | 11 | 11 | 11 | 11 | 11 | 11 | 11 | 12 | 12 | 12 | 13 | 13 | 14 | 14 | 15 | 16 | 16 | 17 | 17
PSS | BLUNDELLSANDS (NORTH) T1 / BLUNDELLSANDS (SOUTH) T1 / CROSBY T1 / KERSHAW AVE T1 / WATERLOO T2 | 27 | 112 | 199 | 326 | 519 | 818 | 1260 | 1905 | 2822 | 3550 | 4398 | 5409 | 6563 | 7847 | 9220 | 10862 | 12577 | 14314 | 15999 | 17680 | 19215 | 20534 | 21687 | 22652 | 23435 | 23658 | 23891 | 24121 | 24377 | 24637 | 27 | 238 | 521 | 1020 | 1850 | 3204 | 4412 | 5907 | 7672 | 9659 | 12034 | 14515 | 16923 | 19054 | 20797 | 22095 | 22961 | 23519 | 23821 | 23985 | 23893 | 23709 | 23500 | 23255 | 22977 | 22647 | 22261 | 21844 | 21370 | 20832 | 27 | 151 | 297 | 506 | 809 | 1262 | 1919 | 2866 | 4206 | 5358 | 6763 | 8432 | 10330 | 12399 | 14428 | 16439 | 18311 | 19967 | 21334 | 22416 | 23244 | 23814 | 23881 | 23691 | 23437 | 23096 | 22676 | 22326 | 21958 | 21551 | 27 | 256 | 583 | 1115 | 1982 | 3383 | 4678 | 6376 | 8422 | 10778 | 13314 | 15826 | 18155 | 20113 | 21585 | 22605 | 23233 | 23586 | 23683 | 23422 | 23104 | 22726 | 22268 | 21705 | 21038 | 20259 | 19361 | 18331 | 17152 | 15811 | 27 | 453 | 701 | 1045 | 1501 | 2153 | 2994 | 4050 | 5401 | 7125 | 8873 | 10516 | 12115 | 13676 | 15186 | 16626 | 18016 | 19357 | 20665 | 21890 | 23014 | 24013 | 24881 | 25612 | 26210 | 26715 | 27153 | 27553 | 27943 | 28118
PSS | BODFARI PRODUCERS T1 | 85 | 62 | 57 | 59 | 62 | 71 | 81 | 93 | 107 | 109 | 110 | 113 | 116 | 120 | 126 | 133 | 140 | 145 | 152 | 159 | 164 | 169 | 174 | 177 | 182 | 182 | 183 | 183 | 185 | 185 | 85 | 55 | 57 | 68 | 81 | 103 | 106 | 112 | 120 | 128 | 139 | 150 | 159 | 168 | 176 | 178 | 182 | 183 | 184 | 184 | 183 | 182 | 182 | 179 | 179 | 177 | 176 | 176 | 172 | 170 | 85 | 64 | 62 | 63 | 67 | 74 | 84 | 95 | 109 | 113 | 116 | 123 | 130 | 137 | 146 | 153 | 159 | 167 | 172 | 175 | 179 | 180 | 182 | 182 | 180 | 178 | 178 | 176 | 174 | 172 | 85 | 61 | 62 | 70 | 83 | 102 | 106 | 112 | 122 | 132 | 141 | 151 | 161 | 168 | 176 | 178 | 180 | 182 | 181 | 181 | 179 | 177 | 176 | 174 | 172 | 169 | 165 | 162 | 156 | 151 | 85 | 5 | 7 | 10 | 12 | 17 | 22 | 29 | 37 | 48 | 58 | 70 | 79 | 88 | 98 | 107 | 116 | 124 | 132 | 139 | 147 | 153 | 159 | 164 | 168 | 172 | 175 | 178 | 179 | 181
PSS | BOLTON ST T1 / GREEK ST T1 / HPO COPPERAS HILL T1 / OLDHAM PLACE T1 | 7 | 5 | 5 | 5 | 5 | 6 | 7 | 8 | 9 | 11 | 13 | 13 | 15 | 16 | 18 | 22 | 23 | 25 | 27 | 31 | 33 | 35 | 37 | 37 | 38 | 38 | 38 | 38 | 38 | 40 | 7 | 5 | 5 | 6 | 7 | 11 | 13 | 15 | 16 | 21 | 23 | 26 | 29 | 32 | 34 | 36 | 38 | 38 | 38 | 38 | 38 | 38 | 38 | 38 | 37 | 37 | 37 | 37 | 35 | 35 | 7 | 5 | 5 | 5 | 5 | 7 | 7 | 10 | 13 | 13 | 15 | 18 | 20 | 23 | 25 | 29 | 30 | 32 | 34 | 36 | 38 | 38 | 38 | 38 | 38 | 38 | 37 | 37 | 37 | 36 | 7 | 5 | 5 | 6 | 7 | 11 | 13 | 15 | 18 | 20 | 23 | 28 | 31 | 33 | 35 | 37 | 38 | 38 | 38 | 38 | 38 | 37 | 37 | 35 | 35 | 33 | 33 | 31 | 30 | 28 | 7 | 7 | 5 | 5 | 4 | 5 | 5 | 6 | 7 | 8 | 9 | 10 | 11 | 13 | 14 | 16 | 17 | 18 | 19 | 20 | 21 | 22 | 23 | 24 | 25 | 25 | 26 | 27 | 28 | 29
PSS | BOOTLE GRID T1 / KELLOGGS T1 / PACIFIC RD T1 / WASHINGTON ST T1 / WATERLOO T1 | 192 | 156 | 160 | 182 | 221 | 284 | 378 | 508 | 685 | 802 | 935 | 1102 | 1292 | 1505 | 1731 | 2004 | 2287 | 2577 | 2857 | 3135 | 3391 | 3610 | 3802 | 3963 | 4093 | 4131 | 4169 | 4207 | 4250 | 4293 | 192 | 158 | 212 | 311 | 473 | 731 | 931 | 1182 | 1476 | 1808 | 2203 | 2619 | 3019 | 3373 | 3664 | 3879 | 4020 | 4111 | 4160 | 4188 | 4170 | 4140 | 4105 | 4063 | 4018 | 3962 | 3899 | 3828 | 3751 | 3660 | 192 | 169 | 183 | 220 | 277 | 364 | 489 | 664 | 907 | 1093 | 1324 | 1600 | 1914 | 2259 | 2594 | 2928 | 3241 | 3515 | 3741 | 3922 | 4060 | 4154 | 4167 | 4136 | 4093 | 4036 | 3966 | 3908 | 3845 | 3777 | 192 | 175 | 229 | 331 | 498 | 759 | 973 | 1255 | 1597 | 1988 | 2412 | 2831 | 3218 | 3543 | 3787 | 3956 | 4060 | 4118 | 4135 | 4090 | 4039 | 3976 | 3900 | 3807 | 3695 | 3566 | 3417 | 3245 | 3052 | 2829 | 192 | 111 | 154 | 213 | 291 | 402 | 545 | 725 | 954 | 1249 | 1545 | 1826 | 2101 | 2370 | 2634 | 2882 | 3113 | 3323 | 3520 | 3696 | 3851 | 3995 | 4104 | 4214 | 4301 | 4371 | 4433 | 4504 | 4575 | 4614
PSS | BOOTLE GRID T2 / ORRELL MOUNT T1 / SCARISBRICK AVE T1 / TATTON RD T1 | 88 | 109 | 149 | 212 | 312 | 465 | 692 | 1021 | 1487 | 1848 | 2268 | 2769 | 3343 | 3982 | 4663 | 5479 | 6330 | 7195 | 8033 | 8868 | 9631 | 10288 | 10861 | 11340 | 11731 | 11841 | 11956 | 12072 | 12198 | 12327 | 88 | 165 | 308 | 563 | 985 | 1671 | 2274 | 3016 | 3894 | 4883 | 6066 | 7298 | 8495 | 9555 | 10422 | 11068 | 11497 | 11774 | 11923 | 12005 | 11957 | 11867 | 11763 | 11643 | 11503 | 11339 | 11146 | 10940 | 10705 | 10436 | 88 | 132 | 201 | 305 | 459 | 689 | 1021 | 1498 | 2173 | 2745 | 3441 | 4272 | 5216 | 6244 | 7252 | 8251 | 9183 | 10006 | 10685 | 11224 | 11635 | 11918 | 11952 | 11858 | 11731 | 11562 | 11352 | 11179 | 10996 | 10793 | 88 | 179 | 342 | 613 | 1052 | 1760 | 2403 | 3247 | 4265 | 5437 | 6700 | 7947 | 9105 | 10079 | 10812 | 11319 | 11631 | 11806 | 11854 | 11725 | 11567 | 11378 | 11150 | 10872 | 10539 | 10152 | 9704 | 9193 | 8607 | 7942 | 88 | 234 | 362 | 537 | 771 | 1105 | 1538 | 2079 | 2771 | 3658 | 4554 | 5401 | 6222 | 7026 | 7806 | 8546 | 9255 | 9931 | 10585 | 11192 | 11745 | 12240 | 12658 | 13022 | 13316 | 13565 | 13775 | 13980 | 14181 | 14271
PSS | BOTWNNOG T1 | 3 | 12 | 20 | 33 | 52 | 82 | 125 | 189 | 282 | 353 | 439 | 539 | 655 | 784 | 920 | 1083 | 1255 | 1428 | 1596 | 1764 | 1917 | 2049 | 2164 | 2260 | 2338 | 2360 | 2384 | 2407 | 2432 | 2456 | 3 | 24 | 52 | 101 | 185 | 320 | 440 | 590 | 765 | 963 | 1201 | 1448 | 1689 | 1901 | 2074 | 2205 | 2290 | 2346 | 2377 | 2392 | 2384 | 2366 | 2344 | 2320 | 2291 | 2259 | 2221 | 2180 | 2132 | 2079 | 3 | 15 | 29 | 50 | 81 | 126 | 191 | 286 | 420 | 535 | 674 | 842 | 1031 | 1238 | 1438 | 1640 | 1828 | 1993 | 2129 | 2236 | 2318 | 2375 | 2382 | 2363 | 2338 | 2303 | 2262 | 2226 | 2190 | 2151 | 3 | 25 | 58 | 112 | 198 | 337 | 466 | 636 | 840 | 1075 | 1328 | 1579 | 1811 | 2006 | 2153 | 2254 | 2319 | 2353 | 2363 | 2337 | 2304 | 2267 | 2222 | 2164 | 2099 | 2021 | 1933 | 1829 | 1711 | 1577 | 3 | 41 | 66 | 98 | 142 | 204 | 283 | 384 | 513 | 677 | 844 | 997 | 1150 | 1298 | 1442 | 1578 | 1710 | 1839 | 1965 | 2084 | 2195 | 2292 | 2379 | 2450 | 2509 | 2558 | 2602 | 2641 | 2679 | 2696
PSS | BOULEVARD T1 / CHAPELFORD T1 / HAWLEYS LA T1 / WESTBROOK T1 / WINWICK QUAY T1 | 90 | 119 | 166 | 239 | 353 | 533 | 796 | 1179 | 1721 | 2140 | 2630 | 3216 | 3882 | 4628 | 5424 | 6373 | 7367 | 8375 | 9351 | 10325 | 11216 | 11980 | 12649 | 13207 | 13662 | 13792 | 13926 | 14059 | 14207 | 14358 | 90 | 185 | 351 | 647 | 1136 | 1935 | 2636 | 3501 | 4526 | 5678 | 7056 | 8494 | 9889 | 11125 | 12135 | 12888 | 13389 | 13710 | 13886 | 13981 | 13926 | 13819 | 13699 | 13557 | 13396 | 13204 | 12980 | 12739 | 12465 | 12151 | 90 | 143 | 225 | 347 | 525 | 792 | 1179 | 1735 | 2518 | 3184 | 3998 | 4965 | 6066 | 7263 | 8440 | 9605 | 10690 | 11651 | 12443 | 13069 | 13549 | 13880 | 13919 | 13809 | 13662 | 13464 | 13221 | 13016 | 12803 | 12568 | 90 | 202 | 391 | 705 | 1216 | 2039 | 2790 | 3774 | 4960 | 6327 | 7798 | 9252 | 10603 | 11738 | 12591 | 13182 | 13546 | 13751 | 13808 | 13655 | 13472 | 13251 | 12986 | 12662 | 12273 | 11822 | 11302 | 10703 | 10023 | 9245 | 90 | 268 | 411 | 615 | 881 | 1263 | 1756 | 2373 | 3164 | 4176 | 5197 | 6161 | 7095 | 8010 | 8893 | 9734 | 10550 | 11334 | 12101 | 12821 | 13480 | 14066 | 14579 | 15007 | 15357 | 15656 | 15913 | 16147 | 16374 | 16474
PSS | BOW ST T1 | 10 | 24 | 39 | 62 | 96 | 149 | 228 | 341 | 504 | 633 | 781 | 961 | 1163 | 1391 | 1633 | 1923 | 2225 | 2531 | 2828 | 3125 | 3396 | 3628 | 3832 | 4002 | 4140 | 4180 | 4219 | 4259 | 4306 | 4350 | 10 | 45 | 96 | 183 | 331 | 571 | 783 | 1048 | 1358 | 1710 | 2127 | 2566 | 2990 | 3367 | 3674 | 3902 | 4054 | 4154 | 4206 | 4237 | 4220 | 4186 | 4150 | 4106 | 4059 | 3999 | 3931 | 3859 | 3774 | 3681 | 10 | 30 | 56 | 93 | 147 | 227 | 343 | 511 | 747 | 951 | 1197 | 1493 | 1828 | 2192 | 2550 | 2904 | 3236 | 3527 | 3768 | 3960 | 4105 | 4206 | 4218 | 4184 | 4139 | 4079 | 4005 | 3944 | 3879 | 3805 | 10 | 49 | 107 | 200 | 354 | 602 | 830 | 1130 | 1490 | 1907 | 2353 | 2797 | 3208 | 3553 | 3812 | 3992 | 4104 | 4166 | 4182 | 4136 | 4080 | 4014 | 3933 | 3834 | 3716 | 3580 | 3420 | 3239 | 3030 | 2794 | 10 | 77 | 124 | 187 | 270 | 391 | 543 | 737 | 985 | 1301 | 1620 | 1924 | 2219 | 2507 | 2786 | 3050 | 3302 | 3540 | 3769 | 3979 | 4167 | 4338 | 4479 | 4605 | 4706 | 4791 | 4864 | 4935 | 5005 | 5036
PSS | BOWATER CONTAINERS T1 / ELLESMERE PORT LOCAL T1 / HH ROBERTSONS T1 / MOBIL OIL (E PORT) T1 / WHITBY MAIN T1 | 3 | 35 | 69 | 116 | 187 | 297 | 460 | 698 | 1038 | 1307 | 1622 | 1996 | 2425 | 2901 | 3409 | 4018 | 4653 | 5297 | 5924 | 6544 | 7113 | 7603 | 8031 | 8387 | 8680 | 8761 | 8848 | 8932 | 9027 | 9123 | 3 | 83 | 188 | 372 | 678 | 1179 | 1627 | 2182 | 2834 | 3572 | 4451 | 5371 | 6264 | 7053 | 7700 | 8181 | 8501 | 8708 | 8821 | 8882 | 8848 | 8778 | 8702 | 8612 | 8508 | 8386 | 8244 | 8087 | 7914 | 7714 | 3 | 50 | 104 | 182 | 294 | 461 | 704 | 1055 | 1550 | 1978 | 2499 | 3118 | 3820 | 4588 | 5338 | 6084 | 6780 | 7392 | 7899 | 8300 | 8606 | 8819 | 8843 | 8773 | 8679 | 8552 | 8397 | 8267 | 8130 | 7979 | 3 | 90 | 211 | 407 | 728 | 1245 | 1727 | 2355 | 3113 | 3988 | 4926 | 5857 | 6721 | 7445 | 7992 | 8370 | 8603 | 8733 | 8770 | 8672 | 8554 | 8415 | 8246 | 8036 | 7789 | 7500 | 7168 | 6784 | 6349 | 5852 | 3 | 168 | 262 | 389 | 555 | 795 | 1102 | 1486 | 1979 | 2609 | 3242 | 3839 | 4421 | 4989 | 5538 | 6060 | 6563 | 7044 | 7509 | 7941 | 8335 | 8687 | 8986 | 9245 | 9456 | 9632 | 9784 | 9930 | 10067 | 10139
PSS | BR STATION T1 / DUCHY RD T1 / ELECTRA WAY T1 / MIDLAND ROLLMAKERS T1A / NORTH WESTERN MILLS T1 | 65 | 66 | 80 | 106 | 149 | 214 | 311 | 449 | 647 | 793 | 965 | 1172 | 1408 | 1671 | 1950 | 2287 | 2638 | 2994 | 3339 | 3683 | 3999 | 4269 | 4504 | 4702 | 4863 | 4908 | 4957 | 5002 | 5056 | 5110 | 65 | 87 | 146 | 254 | 430 | 718 | 966 | 1273 | 1635 | 2041 | 2529 | 3037 | 3530 | 3968 | 4324 | 4590 | 4768 | 4880 | 4943 | 4977 | 4957 | 4919 | 4876 | 4827 | 4769 | 4702 | 4623 | 4537 | 4440 | 4329 | 65 | 76 | 103 | 147 | 211 | 307 | 446 | 644 | 926 | 1161 | 1448 | 1790 | 2179 | 2603 | 3017 | 3429 | 3813 | 4151 | 4432 | 4654 | 4823 | 4939 | 4955 | 4915 | 4864 | 4792 | 4707 | 4635 | 4560 | 4476 | 65 | 94 | 161 | 273 | 458 | 755 | 1019 | 1368 | 1787 | 2270 | 2789 | 3304 | 3781 | 4182 | 4485 | 4693 | 4822 | 4893 | 4915 | 4859 | 4796 | 4717 | 4624 | 4509 | 4371 | 4213 | 4028 | 3816 | 3577 | 3301 | 65 | 105 | 158 | 229 | 324 | 458 | 634 | 852 | 1133 | 1492 | 1854 | 2197 | 2530 | 2856 | 3172 | 3472 | 3757 | 4025 | 4282 | 4518 | 4730 | 4920 | 5079 | 5221 | 5336 | 5431 | 5515 | 5601 | 5686 | 5729
PSS | BRD T1 | 85 | 74 | 81 | 97 | 125 | 170 | 235 | 328 | 459 | 550 | 660 | 789 | 938 | 1105 | 1283 | 1495 | 1717 | 1943 | 2161 | 2381 | 2579 | 2750 | 2899 | 3025 | 3127 | 3157 | 3186 | 3216 | 3249 | 3283 | 85 | 83 | 121 | 193 | 311 | 502 | 658 | 854 | 1083 | 1341 | 1651 | 1974 | 2285 | 2563 | 2788 | 2956 | 3068 | 3140 | 3179 | 3200 | 3188 | 3164 | 3137 | 3106 | 3070 | 3026 | 2976 | 2922 | 2860 | 2790 | 85 | 82 | 97 | 125 | 167 | 230 | 323 | 453 | 635 | 784 | 963 | 1181 | 1427 | 1695 | 1958 | 2219 | 2462 | 2677 | 2855 | 2995 | 3101 | 3175 | 3185 | 3161 | 3129 | 3084 | 3028 | 2983 | 2935 | 2882 | 85 | 90 | 132 | 208 | 330 | 523 | 691 | 912 | 1178 | 1485 | 1815 | 2142 | 2443 | 2698 | 2888 | 3021 | 3101 | 3148 | 3161 | 3127 | 3085 | 3035 | 2977 | 2903 | 2816 | 2716 | 2599 | 2465 | 2312 | 2140 | 85 | 69 | 103 | 151 | 214 | 303 | 419 | 562 | 748 | 985 | 1224 | 1448 | 1667 | 1882 | 2089 | 2285 | 2470 | 2644 | 2810 | 2961 | 3097 | 3219 | 3320 | 3411 | 3484 | 3545 | 3595 | 3648 | 3700 | 3724
PSS | BRITISH ALUMINIUM LATCHFORD T1 / GREENHALL WHITLEY T1 / LATCHFORD T1 / LATCHFORD T2 / THAMES BOARD MILL T1 | 92 | 94 | 114 | 151 | 210 | 303 | 440 | 637 | 915 | 1122 | 1365 | 1659 | 1992 | 2366 | 2762 | 3238 | 3735 | 4240 | 4728 | 5215 | 5661 | 6044 | 6379 | 6658 | 6886 | 6949 | 7017 | 7083 | 7158 | 7233 | 92 | 121 | 207 | 357 | 609 | 1016 | 1366 | 1801 | 2313 | 2891 | 3581 | 4301 | 4999 | 5618 | 6124 | 6501 | 6750 | 6910 | 6997 | 7045 | 7017 | 6965 | 6904 | 6832 | 6753 | 6656 | 6544 | 6423 | 6286 | 6130 | 92 | 107 | 145 | 207 | 298 | 434 | 630 | 914 | 1311 | 1644 | 2050 | 2534 | 3083 | 3684 | 4271 | 4855 | 5397 | 5877 | 6275 | 6588 | 6827 | 6993 | 7014 | 6958 | 6884 | 6785 | 6664 | 6563 | 6454 | 6337 | 92 | 134 | 228 | 390 | 651 | 1069 | 1444 | 1938 | 2532 | 3216 | 3952 | 4681 | 5356 | 5923 | 6351 | 6646 | 6828 | 6932 | 6958 | 6882 | 6790 | 6682 | 6549 | 6385 | 6191 | 5966 | 5704 | 5406 | 5067 | 4675 | 92 | 142 | 214 | 309 | 438 | 624 | 862 | 1161 | 1544 | 2035 | 2529 | 2997 | 3453 | 3898 | 4330 | 4743 | 5138 | 5515 | 5881 | 6218 | 6527 | 6802 | 7035 | 7238 | 7402 | 7541 | 7662 | 7774 | 7889 | 7939
PSS | BRITISH OXYGEN T1 / WINDLEHURST T1 | 63 | 58 | 66 | 83 | 111 | 154 | 219 | 310 | 439 | 531 | 641 | 774 | 925 | 1093 | 1271 | 1487 | 1712 | 1941 | 2160 | 2381 | 2583 | 2756 | 2906 | 3034 | 3138 | 3165 | 3196 | 3226 | 3259 | 3294 | 63 | 69 | 108 | 179 | 295 | 483 | 641 | 838 | 1070 | 1331 | 1643 | 1970 | 2285 | 2565 | 2794 | 2963 | 3077 | 3149 | 3188 | 3209 | 3197 | 3173 | 3146 | 3114 | 3076 | 3033 | 2982 | 2928 | 2866 | 2795 | 63 | 65 | 81 | 110 | 151 | 214 | 305 | 436 | 617 | 768 | 950 | 1169 | 1418 | 1689 | 1955 | 2219 | 2464 | 2680 | 2861 | 3002 | 3112 | 3186 | 3195 | 3169 | 3137 | 3092 | 3036 | 2992 | 2943 | 2888 | 63 | 75 | 118 | 192 | 313 | 506 | 675 | 899 | 1168 | 1477 | 1809 | 2139 | 2445 | 2700 | 2895 | 3028 | 3110 | 3156 | 3169 | 3135 | 3094 | 3044 | 2984 | 2910 | 2823 | 2720 | 2602 | 2468 | 2313 | 2137 | 63 | 59 | 92 | 138 | 199 | 286 | 399 | 541 | 721 | 953 | 1188 | 1408 | 1623 | 1832 | 2034 | 2226 | 2413 | 2593 | 2773 | 2941 | 3096 | 3233 | 3355 | 3456 | 3537 | 3609 | 3670 | 3724 | 3777 | 3798
PSS | BRITISH PIPE ASSOCIATION T1 | 9 | 6 | 7 | 8 | 10 | 13 | 15 | 21 | 27 | 33 | 38 | 45 | 52 | 59 | 67 | 79 | 91 | 103 | 113 | 124 | 133 | 142 | 150 | 157 | 162 | 163 | 165 | 167 | 169 | 170 | 9 | 6 | 9 | 13 | 20 | 29 | 39 | 47 | 59 | 73 | 86 | 104 | 120 | 133 | 145 | 153 | 158 | 163 | 165 | 166 | 165 | 163 | 162 | 162 | 159 | 155 | 154 | 152 | 148 | 145 | 9 | 7 | 7 | 9 | 12 | 15 | 20 | 28 | 36 | 43 | 54 | 64 | 76 | 89 | 103 | 116 | 128 | 139 | 148 | 155 | 161 | 165 | 164 | 164 | 162 | 161 | 156 | 154 | 152 | 150 | 9 | 7 | 10 | 13 | 20 | 31 | 39 | 51 | 64 | 79 | 96 | 112 | 127 | 141 | 149 | 156 | 160 | 163 | 162 | 161 | 159 | 157 | 154 | 150 | 147 | 141 | 134 | 128 | 121 | 112 | 9 | 5 | 8 | 10 | 13 | 18 | 25 | 32 | 42 | 55 | 68 | 80 | 91 | 102 | 115 | 124 | 134 | 143 | 154 | 163 | 171 | 179 | 185 | 191 | 195 | 199 | 203 | 206 | 210 | 211
PSS | BRITISH SIDAC T1 / SHERDLEY RD T1 / ST HELENS LINKWAY T1 / WATERY LA T1 | 10 | 27 | 45 | 72 | 113 | 175 | 268 | 405 | 596 | 748 | 926 | 1138 | 1380 | 1649 | 1935 | 2279 | 2637 | 3003 | 3355 | 3707 | 4028 | 4306 | 4546 | 4748 | 4912 | 4959 | 5008 | 5055 | 5109 | 5163 | 10 | 53 | 112 | 218 | 391 | 676 | 929 | 1243 | 1612 | 2028 | 2525 | 3045 | 3549 | 3994 | 4360 | 4632 | 4813 | 4929 | 4993 | 5027 | 5008 | 4969 | 4926 | 4875 | 4817 | 4748 | 4666 | 4579 | 4481 | 4367 | 10 | 36 | 66 | 110 | 174 | 268 | 406 | 605 | 885 | 1127 | 1421 | 1771 | 2168 | 2602 | 3026 | 3447 | 3840 | 4185 | 4472 | 4699 | 4871 | 4992 | 5006 | 4966 | 4913 | 4842 | 4752 | 4680 | 4604 | 4518 | 10 | 58 | 126 | 237 | 420 | 713 | 984 | 1341 | 1769 | 2262 | 2793 | 3319 | 3807 | 4218 | 4524 | 4737 | 4870 | 4944 | 4963 | 4909 | 4843 | 4762 | 4668 | 4550 | 4409 | 4248 | 4059 | 3842 | 3597 | 3317 | 10 | 96 | 149 | 223 | 321 | 462 | 643 | 868 | 1160 | 1533 | 1906 | 2262 | 2607 | 2944 | 3270 | 3580 | 3879 | 4163 | 4437 | 4693 | 4925 | 5132 | 5310 | 5463 | 5587 | 5691 | 5780 | 5869 | 5954 | 5993
PSS | BROADGREEN T1 / CROXTETH T1 / EAST PRESCOT RD (FINCH LA) T1 / KNOTTY ASH T1 / LEYFIELD RD T1 | 5 | 75 | 146 | 246 | 399 | 633 | 982 | 1491 | 2217 | 2792 | 3466 | 4265 | 5179 | 6199 | 7287 | 8587 | 9945 | 11323 | 12657 | 13988 | 15206 | 16251 | 17164 | 17926 | 18549 | 18725 | 18909 | 19091 | 19294 | 19501 | 5 | 179 | 403 | 796 | 1451 | 2522 | 3480 | 4664 | 6060 | 7635 | 9518 | 11483 | 13389 | 15077 | 16458 | 17489 | 18173 | 18616 | 18856 | 18986 | 18913 | 18767 | 18602 | 18407 | 18186 | 17927 | 17620 | 17290 | 16914 | 16487 | 5 | 106 | 223 | 388 | 628 | 985 | 1504 | 2253 | 3313 | 4225 | 5339 | 6661 | 8166 | 9806 | 11411 | 13006 | 14489 | 15801 | 16884 | 17741 | 18397 | 18848 | 18901 | 18750 | 18550 | 18280 | 17946 | 17670 | 17378 | 17055 | 5 | 192 | 451 | 870 | 1557 | 2663 | 3690 | 5035 | 6656 | 8522 | 10532 | 12522 | 14366 | 15917 | 17084 | 17892 | 18391 | 18670 | 18746 | 18539 | 18287 | 17988 | 17626 | 17180 | 16651 | 16033 | 15322 | 14505 | 13572 | 12510 | 5 | 345 | 546 | 821 | 1191 | 1716 | 2393 | 3242 | 4330 | 5720 | 7128 | 8456 | 9748 | 11009 | 12231 | 13393 | 14510 | 15584 | 16629 | 17601 | 18493 | 19286 | 19968 | 20548 | 21022 | 21420 | 21763 | 22081 | 22394 | 22532
PSS | BROMFIELD T1 / BROMFIELD T2 / PONTERWYL T1 / RHYD-Y-GOLEU T1 / SYNTHITE T1 | 36 | 76 | 123 | 193 | 301 | 466 | 712 | 1069 | 1579 | 1979 | 2446 | 3002 | 3638 | 4345 | 5101 | 6006 | 6951 | 7910 | 8837 | 9764 | 10609 | 11337 | 11972 | 12503 | 12935 | 13058 | 13185 | 13311 | 13454 | 13598 | 36 | 143 | 301 | 576 | 1037 | 1787 | 2453 | 3277 | 4247 | 5343 | 6654 | 8020 | 9346 | 10521 | 11482 | 12199 | 12673 | 12981 | 13147 | 13237 | 13185 | 13085 | 12971 | 12836 | 12682 | 12501 | 12289 | 12059 | 11798 | 11499 | 36 | 99 | 177 | 294 | 461 | 712 | 1075 | 1600 | 2339 | 2974 | 3747 | 4668 | 5714 | 6854 | 7971 | 9079 | 10112 | 11023 | 11775 | 12371 | 12829 | 13142 | 13180 | 13077 | 12936 | 12749 | 12516 | 12323 | 12121 | 11896 | 36 | 156 | 337 | 632 | 1112 | 1888 | 2601 | 3537 | 4664 | 5961 | 7360 | 8743 | 10028 | 11105 | 11919 | 12480 | 12826 | 13021 | 13074 | 12930 | 12754 | 12545 | 12293 | 11984 | 11616 | 11187 | 10692 | 10124 | 9476 | 8736 | 36 | 237 | 376 | 565 | 816 | 1173 | 1635 | 2214 | 2957 | 3907 | 4870 | 5778 | 6664 | 7531 | 8372 | 9172 | 9935 | 10658 | 11352 | 11991 | 12572 | 13092 | 13528 | 13912 | 14223 | 14481 | 14703 | 14921 | 15134 | 15235
PSS | BROOK LA T1 / MANNINGS LA T1 / NEWTOWN CHESTER T1 / UPTON HEATH T1 | 65 | 99 | 146 | 217 | 329 | 502 | 757 | 1129 | 1655 | 2066 | 2546 | 3118 | 3772 | 4500 | 5278 | 6208 | 7180 | 8166 | 9120 | 10073 | 10944 | 11691 | 12345 | 12891 | 13336 | 13463 | 13595 | 13724 | 13869 | 14017 | 65 | 165 | 328 | 614 | 1090 | 1867 | 2552 | 3400 | 4399 | 5528 | 6874 | 8281 | 9646 | 10854 | 11842 | 12578 | 13068 | 13383 | 13555 | 13647 | 13594 | 13491 | 13372 | 13234 | 13076 | 12889 | 12669 | 12433 | 12166 | 11860 | 65 | 122 | 203 | 322 | 496 | 756 | 1132 | 1673 | 2438 | 3089 | 3885 | 4832 | 5907 | 7080 | 8229 | 9368 | 10430 | 11368 | 12144 | 12757 | 13227 | 13550 | 13587 | 13480 | 13336 | 13142 | 12904 | 12706 | 12497 | 12266 | 65 | 179 | 365 | 669 | 1167 | 1969 | 2701 | 3665 | 4824 | 6161 | 7599 | 9022 | 10342 | 11452 | 12287 | 12865 | 13221 | 13422 | 13476 | 13328 | 13147 | 12933 | 12674 | 12355 | 11977 | 11535 | 11025 | 10442 | 9774 | 9014 | 65 | 247 | 391 | 589 | 853 | 1231 | 1717 | 2328 | 3110 | 4111 | 5122 | 6079 | 7010 | 7918 | 8798 | 9637 | 10438 | 11207 | 11949 | 12640 | 13270 | 13833 | 14312 | 14724 | 15059 | 15342 | 15583 | 15814 | 16041 | 16144
PSS | BROOK ST T1 / KINGSWAY TUNNEL T1 / NWWA SANDON DOCK T1 / NWWA SANDON DOCK T2 | 32 | 23 | 23 | 23 | 24 | 27 | 30 | 34 | 39 | 38 | 37 | 37 | 36 | 36 | 36 | 36 | 36 | 36 | 36 | 36 | 36 | 36 | 36 | 36 | 36 | 36 | 36 | 36 | 36 | 36 | 32 | 20 | 23 | 26 | 30 | 36 | 36 | 36 | 36 | 36 | 37 | 37 | 37 | 37 | 37 | 37 | 37 | 36 | 36 | 36 | 36 | 36 | 36 | 36 | 36 | 36 | 36 | 36 | 36 | 36 | 32 | 24 | 23 | 23 | 24 | 26 | 29 | 32 | 35 | 35 | 34 | 34 | 34 | 33 | 33 | 33 | 33 | 33 | 33 | 33 | 33 | 33 | 33 | 33 | 33 | 33 | 33 | 33 | 33 | 33 | 32 | 22 | 22 | 25 | 28 | 33 | 33 | 33 | 33 | 34 | 34 | 34 | 34 | 34 | 34 | 34 | 34 | 34 | 34 | 34 | 34 | 34 | 34 | 34 | 34 | 34 | 34 | 34 | 34 | 34 | 32 | 15 | 15 | 14 | 14 | 14 | 14 | 14 | 15 | 16 | 16 | 15 | 15 | 15 | 15 | 15 | 15 | 15 | 15 | 16 | 16 | 16 | 17 | 17 | 18 | 19 | 19 | 20 | 21 | 21
PSS | BRYN STANLEY T1 | 0 | 8 | 15 | 25 | 40 | 64 | 100 | 153 | 227 | 286 | 354 | 436 | 529 | 633 | 743 | 875 | 1014 | 1155 | 1291 | 1427 | 1549 | 1657 | 1751 | 1828 | 1892 | 1909 | 1929 | 1946 | 1968 | 1988 | 0 | 18 | 41 | 80 | 148 | 255 | 355 | 474 | 617 | 777 | 970 | 1170 | 1365 | 1537 | 1676 | 1782 | 1852 | 1898 | 1923 | 1935 | 1929 | 1913 | 1896 | 1877 | 1854 | 1827 | 1795 | 1762 | 1725 | 1680 | 0 | 11 | 23 | 40 | 64 | 101 | 153 | 229 | 336 | 430 | 544 | 679 | 832 | 999 | 1163 | 1325 | 1477 | 1611 | 1721 | 1808 | 1875 | 1922 | 1926 | 1911 | 1891 | 1863 | 1830 | 1801 | 1771 | 1739 | 0 | 19 | 45 | 88 | 159 | 272 | 375 | 513 | 678 | 869 | 1074 | 1275 | 1464 | 1621 | 1742 | 1824 | 1874 | 1903 | 1911 | 1890 | 1864 | 1834 | 1797 | 1751 | 1698 | 1635 | 1562 | 1478 | 1383 | 1275 | 0 | 36 | 58 | 87 | 127 | 183 | 255 | 344 | 458 | 607 | 754 | 896 | 1033 | 1168 | 1296 | 1419 | 1537 | 1647 | 1755 | 1855 | 1945 | 2025 | 2094 | 2154 | 2200 | 2243 | 2278 | 2311 | 2343 | 2360
PSS | BUCKINGHAM ST T1 / EVERTON RD T1 / SUBURBAN RD T1 | 2 | 1 | 1 | 1 | 2 | 2 | 4 | 7 | 10 | 11 | 13 | 17 | 20 | 24 | 27 | 32 | 38 | 44 | 49 | 52 | 58 | 61 | 66 | 67 | 71 | 71 | 71 | 73 | 73 | 73 | 2 | 1 | 2 | 3 | 6 | 10 | 14 | 18 | 24 | 30 | 37 | 43 | 51 | 56 | 62 | 66 | 69 | 70 | 72 | 72 | 71 | 71 | 71 | 69 | 69 | 67 | 67 | 66 | 64 | 62 | 2 | 1 | 1 | 2 | 2 | 4 | 6 | 10 | 13 | 17 | 20 | 25 | 31 | 38 | 43 | 48 | 56 | 59 | 65 | 66 | 70 | 72 | 71 | 71 | 71 | 68 | 68 | 66 | 66 | 65 | 2 | 1 | 2 | 4 | 6 | 10 | 14 | 19 | 25 | 32 | 40 | 47 | 55 | 60 | 64 | 67 | 69 | 71 | 71 | 71 | 69 | 67 | 67 | 66 | 64 | 60 | 59 | 54 | 51 | 47 | 2 | 4 | 5 | 6 | 8 | 11 | 15 | 20 | 26 | 34 | 40 | 46 | 53 | 59 | 64 | 68 | 73 | 75 | 80 | 82 | 85 | 88 | 89 | 91 | 93 | 93 | 96 | 97 | 98 | 98
PSS | BUCKLEY T1 / BUCKLEY T2 / BUCKLEY CROSS T1 | 3 | 54 | 104 | 176 | 283 | 450 | 698 | 1058 | 1572 | 1981 | 2459 | 3027 | 3675 | 4397 | 5170 | 6092 | 7056 | 8032 | 8980 | 9923 | 10787 | 11529 | 12176 | 12719 | 13159 | 13284 | 13415 | 13542 | 13689 | 13834 | 3 | 126 | 285 | 565 | 1029 | 1788 | 2469 | 3307 | 4299 | 5418 | 6753 | 8147 | 9499 | 10696 | 11676 | 12407 | 12894 | 13206 | 13377 | 13468 | 13417 | 13313 | 13196 | 13060 | 12901 | 12717 | 12500 | 12265 | 11998 | 11697 | 3 | 75 | 158 | 276 | 444 | 698 | 1066 | 1598 | 2350 | 2996 | 3787 | 4727 | 5793 | 6955 | 8094 | 9226 | 10277 | 11209 | 11978 | 12584 | 13051 | 13370 | 13407 | 13301 | 13159 | 12967 | 12730 | 12534 | 12327 | 12100 | 3 | 136 | 320 | 617 | 1105 | 1890 | 2619 | 3572 | 4722 | 6044 | 7472 | 8883 | 10191 | 11292 | 12119 | 12693 | 13045 | 13244 | 13298 | 13152 | 12974 | 12760 | 12504 | 12187 | 11811 | 11376 | 10869 | 10291 | 9629 | 8876 | 3 | 239 | 383 | 581 | 846 | 1220 | 1705 | 2313 | 3090 | 4087 | 5095 | 6048 | 6974 | 7882 | 8760 | 9594 | 10392 | 11149 | 11879 | 12554 | 13167 | 13717 | 14177 | 14582 | 14909 | 15182 | 15416 | 15643 | 15869 | 15969
PSS | BUILDWAS ROAD T1 / MORGAN REFRACTORIES T1 / NESTON MAIN T1 | 5 | 47 | 88 | 148 | 240 | 379 | 587 | 891 | 1322 | 1667 | 2068 | 2545 | 3088 | 3695 | 4344 | 5119 | 5929 | 6749 | 7544 | 8338 | 9063 | 9686 | 10230 | 10684 | 11054 | 11161 | 11270 | 11378 | 11500 | 11622 | 5 | 107 | 240 | 476 | 867 | 1504 | 2076 | 2780 | 3612 | 4552 | 5673 | 6843 | 7980 | 8985 | 9808 | 10423 | 10830 | 11095 | 11236 | 11314 | 11271 | 11184 | 11086 | 10971 | 10839 | 10683 | 10500 | 10304 | 10080 | 9826 | 5 | 64 | 134 | 232 | 375 | 589 | 897 | 1344 | 1976 | 2518 | 3182 | 3971 | 4867 | 5844 | 6800 | 7750 | 8635 | 9416 | 10061 | 10572 | 10962 | 11233 | 11263 | 11174 | 11054 | 10893 | 10694 | 10529 | 10356 | 10163 | 5 | 116 | 271 | 521 | 928 | 1589 | 2201 | 3002 | 3968 | 5080 | 6278 | 7463 | 8562 | 9486 | 10181 | 10662 | 10959 | 11126 | 11172 | 11050 | 10899 | 10719 | 10504 | 10238 | 9924 | 9555 | 9132 | 8644 | 8090 | 7456 | 5 | 212 | 330 | 492 | 706 | 1013 | 1407 | 1903 | 2539 | 3349 | 4169 | 4942 | 5695 | 6432 | 7143 | 7821 | 8475 | 9102 | 9711 | 10280 | 10801 | 11264 | 11664 | 12003 | 12279 | 12512 | 12716 | 12901 | 13086 | 13168
PSS | BURLINGTON AVE T1 / FRESHFIELD T1 / MARSH BROWS T1 / SOUTHPORT RD T1 | 50 | 110 | 180 | 285 | 444 | 690 | 1056 | 1588 | 2343 | 2940 | 3634 | 4463 | 5406 | 6462 | 7587 | 8931 | 10336 | 11762 | 13144 | 14520 | 15779 | 16862 | 17806 | 18596 | 19241 | 19422 | 19613 | 19800 | 20012 | 20224 | 50 | 212 | 445 | 856 | 1540 | 2654 | 3646 | 4871 | 6317 | 7949 | 9896 | 11928 | 13902 | 15649 | 17079 | 18144 | 18853 | 19309 | 19558 | 19692 | 19614 | 19465 | 19295 | 19094 | 18865 | 18595 | 18278 | 17936 | 17549 | 17106 | 50 | 143 | 262 | 433 | 682 | 1055 | 1595 | 2375 | 3476 | 4420 | 5572 | 6941 | 8495 | 10192 | 11855 | 13501 | 15038 | 16395 | 17515 | 18403 | 19082 | 19549 | 19604 | 19448 | 19240 | 18961 | 18615 | 18328 | 18026 | 17693 | 50 | 229 | 498 | 934 | 1650 | 2802 | 3864 | 5255 | 6933 | 8863 | 10945 | 13004 | 14912 | 16516 | 17725 | 18560 | 19074 | 19366 | 19443 | 19229 | 18969 | 18659 | 18285 | 17822 | 17275 | 16637 | 15900 | 15054 | 14091 | 12992 | 50 | 378 | 585 | 873 | 1256 | 1801 | 2505 | 3385 | 4515 | 5960 | 7419 | 8797 | 10136 | 11446 | 12711 | 13919 | 15078 | 16188 | 17267 | 18271 | 19189 | 20008 | 20709 | 21308 | 21797 | 22209 | 22563 | 22895 | 23222 | 23369
PSS | BURMAH OIL T1 / VAN LEER NO 1 T1 | 17 | 12 | 11 | 11 | 12 | 13 | 15 | 17 | 19 | 19 | 18 | 18 | 18 | 18 | 18 | 18 | 18 | 18 | 18 | 18 | 18 | 18 | 18 | 18 | 18 | 18 | 18 | 18 | 18 | 18 | 17 | 11 | 11 | 13 | 15 | 18 | 18 | 18 | 18 | 18 | 18 | 18 | 18 | 18 | 18 | 18 | 18 | 18 | 18 | 18 | 18 | 18 | 18 | 18 | 18 | 18 | 18 | 18 | 18 | 18 | 17 | 13 | 12 | 12 | 13 | 14 | 15 | 17 | 18 | 18 | 18 | 18 | 18 | 18 | 18 | 17 | 17 | 17 | 17 | 17 | 17 | 17 | 18 | 18 | 18 | 18 | 18 | 17 | 17 | 17 | 17 | 12 | 12 | 13 | 15 | 17 | 17 | 17 | 18 | 18 | 18 | 18 | 18 | 18 | 18 | 18 | 18 | 18 | 18 | 18 | 18 | 18 | 18 | 18 | 18 | 18 | 18 | 18 | 18 | 18 | 17 | 3 | 4 | 4 | 6 | 7 | 9 | 11 | 14 | 17 | 20 | 23 | 25 | 26 | 28 | 30 | 31 | 31 | 33 | 35 | 34 | 35 | 37 | 37 | 38 | 40 | 41 | 42 | 43 | 43
PSS | BUTLINS T1 | 3 | 4 | 6 | 8 | 12 | 19 | 28 | 43 | 60 | 76 | 93 | 113 | 136 | 163 | 190 | 225 | 259 | 295 | 330 | 363 | 395 | 421 | 445 | 466 | 481 | 485 | 490 | 496 | 501 | 504 | 3 | 6 | 13 | 22 | 40 | 67 | 94 | 124 | 160 | 200 | 248 | 299 | 348 | 392 | 427 | 453 | 472 | 483 | 488 | 492 | 490 | 485 | 482 | 477 | 472 | 464 | 456 | 449 | 438 | 427 | 3 | 5 | 7 | 12 | 18 | 27 | 41 | 61 | 88 | 111 | 140 | 175 | 212 | 255 | 297 | 338 | 377 | 410 | 438 | 460 | 476 | 488 | 489 | 486 | 480 | 474 | 464 | 458 | 450 | 442 | 3 | 7 | 13 | 24 | 44 | 71 | 98 | 132 | 175 | 222 | 274 | 325 | 373 | 413 | 442 | 463 | 477 | 483 | 486 | 480 | 474 | 466 | 457 | 445 | 432 | 416 | 397 | 376 | 352 | 325 | 3 | 12 | 17 | 26 | 36 | 52 | 72 | 97 | 127 | 168 | 210 | 249 | 286 | 323 | 358 | 392 | 424 | 455 | 487 | 516 | 544 | 568 | 590 | 608 | 621 | 634 | 645 | 654 | 662 | 666
PSS | BUTTINGTON CROSS T1 | 10 | 10 | 12 | 15 | 21 | 31 | 45 | 63 | 92 | 113 | 137 | 166 | 200 | 238 | 277 | 326 | 375 | 426 | 475 | 523 | 567 | 606 | 639 | 667 | 691 | 698 | 703 | 710 | 718 | 725 | 10 | 14 | 22 | 38 | 63 | 104 | 139 | 184 | 235 | 292 | 360 | 434 | 503 | 564 | 616 | 653 | 679 | 695 | 702 | 708 | 705 | 701 | 694 | 686 | 679 | 670 | 658 | 645 | 633 | 617 | 10 | 12 | 16 | 23 | 32 | 46 | 64 | 94 | 135 | 168 | 207 | 257 | 312 | 371 | 430 | 489 | 544 | 590 | 630 | 662 | 687 | 704 | 705 | 699 | 692 | 682 | 671 | 660 | 649 | 638 | 10 | 15 | 25 | 41 | 67 | 109 | 146 | 196 | 255 | 325 | 398 | 471 | 539 | 596 | 639 | 668 | 687 | 697 | 699 | 692 | 682 | 671 | 657 | 642 | 623 | 599 | 574 | 543 | 509 | 470 | 10 | 17 | 24 | 37 | 52 | 74 | 102 | 136 | 182 | 240 | 297 | 352 | 404 | 455 | 506 | 552 | 595 | 635 | 674 | 709 | 739 | 768 | 791 | 811 | 828 | 843 | 856 | 868 | 880 | 886
PSS | BXL BROMBOROUGH T1 / TULIP T1 | 34 | 26 | 26 | 29 | 33 | 41 | 52 | 67 | 89 | 102 | 118 | 135 | 154 | 180 | 204 | 232 | 265 | 296 | 327 | 358 | 385 | 409 | 431 | 447 | 463 | 467 | 470 | 474 | 479 | 485 | 34 | 24 | 32 | 44 | 62 | 92 | 114 | 142 | 175 | 212 | 256 | 301 | 345 | 383 | 415 | 440 | 455 | 465 | 469 | 473 | 470 | 468 | 463 | 460 | 454 | 448 | 440 | 433 | 425 | 415 | 34 | 27 | 29 | 33 | 40 | 49 | 65 | 86 | 112 | 132 | 158 | 188 | 222 | 260 | 298 | 335 | 369 | 399 | 424 | 444 | 459 | 469 | 470 | 467 | 462 | 457 | 449 | 443 | 435 | 427 | 34 | 27 | 33 | 45 | 65 | 95 | 120 | 149 | 189 | 232 | 277 | 325 | 366 | 401 | 429 | 448 | 459 | 466 | 466 | 462 | 457 | 450 | 441 | 431 | 418 | 405 | 387 | 369 | 348 | 324 | 34 | 19 | 24 | 32 | 41 | 55 | 74 | 96 | 125 | 162 | 198 | 232 | 264 | 297 | 327 | 357 | 382 | 405 | 427 | 447 | 464 | 480 | 492 | 505 | 514 | 523 | 529 | 538 | 546 | 550
PSS | CABLE ST T1 / GRADWELL ST T2 / OLDHAM PLACE T2 | 12 | 9 | 9 | 9 | 10 | 11 | 13 | 14 | 16 | 16 | 15 | 15 | 15 | 15 | 15 | 15 | 15 | 15 | 15 | 15 | 15 | 15 | 15 | 15 | 15 | 15 | 15 | 15 | 15 | 15 | 12 | 8 | 9 | 11 | 12 | 15 | 15 | 15 | 15 | 15 | 15 | 15 | 15 | 15 | 15 | 15 | 15 | 15 | 15 | 15 | 15 | 15 | 15 | 15 | 15 | 15 | 15 | 15 | 15 | 15 | 12 | 9 | 10 | 10 | 11 | 11 | 13 | 14 | 15 | 15 | 15 | 15 | 15 | 15 | 15 | 15 | 15 | 15 | 15 | 15 | 15 | 15 | 15 | 15 | 15 | 15 | 15 | 15 | 15 | 15 | 12 | 8 | 10 | 11 | 12 | 15 | 15 | 15 | 15 | 15 | 15 | 15 | 15 | 15 | 15 | 15 | 15 | 15 | 15 | 15 | 15 | 15 | 15 | 15 | 15 | 15 | 15 | 15 | 15 | 15 | 12 | 5 | 5 | 4 | 4 | 3 | 3 | 3 | 3 | 3 | 3 | 2 | 2 | 2 | 2 | 2 | 2 | 2 | 2 | 2 | 2 | 2 | 2 | 2 | 3 | 3 | 3 | 3 | 3 | 3
PSS | CABLE ST T2 / CROWN COURTS T1 / GRADWELL ST T1 | 9 | 6 | 6 | 6 | 6 | 7 | 9 | 10 | 14 | 13 | 15 | 17 | 18 | 20 | 22 | 25 | 27 | 29 | 32 | 34 | 36 | 40 | 40 | 42 | 44 | 44 | 44 | 44 | 46 | 46 | 9 | 6 | 6 | 7 | 9 | 12 | 14 | 17 | 20 | 22 | 26 | 30 | 34 | 38 | 40 | 41 | 43 | 45 | 44 | 44 | 44 | 44 | 44 | 44 | 44 | 42 | 42 | 42 | 40 | 40 | 9 | 7 | 6 | 6 | 7 | 8 | 9 | 12 | 15 | 17 | 18 | 20 | 24 | 27 | 31 | 32 | 36 | 38 | 39 | 41 | 43 | 43 | 44 | 44 | 44 | 44 | 41 | 41 | 41 | 41 | 9 | 6 | 6 | 8 | 10 | 12 | 14 | 17 | 22 | 24 | 29 | 33 | 35 | 39 | 40 | 42 | 44 | 44 | 44 | 44 | 44 | 42 | 42 | 40 | 40 | 39 | 37 | 37 | 35 | 33 | 9 | 7 | 6 | 5 | 4 | 4 | 4 | 4 | 4 | 4 | 5 | 5 | 5 | 6 | 6 | 6 | 6 | 7 | 7 | 8 | 8 | 8 | 9 | 9 | 10 | 10 | 11 | 11 | 11 | 12
PSS | CADBURYS KRONOSPAN T1 / CADBURYS KRONOSPAN T2 | 7 | 16 | 26 | 40 | 62 | 96 | 146 | 218 | 322 | 403 | 498 | 611 | 740 | 884 | 1038 | 1223 | 1415 | 1610 | 1799 | 1988 | 2159 | 2306 | 2435 | 2544 | 2632 | 2657 | 2684 | 2708 | 2736 | 2767 | 7 | 29 | 62 | 117 | 210 | 364 | 499 | 666 | 864 | 1088 | 1354 | 1630 | 1901 | 2139 | 2335 | 2481 | 2578 | 2641 | 2674 | 2693 | 2683 | 2661 | 2639 | 2611 | 2579 | 2542 | 2499 | 2453 | 2399 | 2340 | 7 | 20 | 36 | 59 | 93 | 145 | 218 | 324 | 475 | 605 | 762 | 949 | 1162 | 1394 | 1622 | 1846 | 2057 | 2241 | 2396 | 2517 | 2609 | 2674 | 2680 | 2659 | 2631 | 2593 | 2546 | 2506 | 2466 | 2419 | 7 | 32 | 68 | 127 | 225 | 384 | 528 | 718 | 948 | 1212 | 1497 | 1778 | 2038 | 2259 | 2424 | 2538 | 2608 | 2648 | 2660 | 2629 | 2593 | 2551 | 2500 | 2438 | 2361 | 2275 | 2174 | 2059 | 1927 | 1776 | 7 | 49 | 78 | 116 | 167 | 241 | 336 | 454 | 606 | 801 | 997 | 1183 | 1363 | 1539 | 1711 | 1874 | 2030 | 2179 | 2325 | 2460 | 2582 | 2691 | 2785 | 2865 | 2930 | 2987 | 3033 | 3079 | 3123 | 3144
PSS | CADBURYS T1 / CADBURYS T2 / HOPFIELD RD T1 | 121 | 97 | 100 | 113 | 139 | 179 | 237 | 318 | 430 | 502 | 587 | 693 | 812 | 945 | 1088 | 1260 | 1439 | 1620 | 1797 | 1973 | 2133 | 2271 | 2391 | 2492 | 2575 | 2599 | 2622 | 2648 | 2674 | 2701 | 121 | 100 | 133 | 196 | 298 | 459 | 586 | 744 | 929 | 1138 | 1387 | 1647 | 1900 | 2124 | 2304 | 2440 | 2530 | 2586 | 2617 | 2635 | 2624 | 2606 | 2584 | 2557 | 2529 | 2495 | 2452 | 2409 | 2361 | 2303 | 121 | 106 | 116 | 139 | 175 | 229 | 308 | 417 | 570 | 688 | 833 | 1007 | 1206 | 1421 | 1632 | 1842 | 2039 | 2213 | 2354 | 2468 | 2555 | 2614 | 2622 | 2603 | 2577 | 2539 | 2497 | 2459 | 2420 | 2377 | 121 | 110 | 143 | 208 | 313 | 476 | 612 | 790 | 1005 | 1252 | 1517 | 1782 | 2025 | 2229 | 2384 | 2490 | 2555 | 2593 | 2602 | 2575 | 2542 | 2502 | 2455 | 2395 | 2326 | 2245 | 2150 | 2042 | 1920 | 1780 | 121 | 56 | 84 | 121 | 171 | 242 | 333 | 447 | 595 | 784 | 972 | 1150 | 1324 | 1495 | 1661 | 1818 | 1968 | 2108 | 2243 | 2367 | 2478 | 2580 | 2663 | 2738 | 2798 | 2850 | 2893 | 2937 | 2982 | 3003
PSS | CAERGEILIOG T1 | 27 | 35 | 49 | 70 | 104 | 157 | 233 | 348 | 505 | 631 | 775 | 947 | 1142 | 1362 | 1595 | 1875 | 2167 | 2463 | 2750 | 3038 | 3299 | 3523 | 3721 | 3885 | 4020 | 4057 | 4097 | 4135 | 4180 | 4223 | 27 | 55 | 104 | 192 | 334 | 570 | 776 | 1030 | 1333 | 1670 | 2076 | 2500 | 2910 | 3273 | 3569 | 3792 | 3940 | 4034 | 4086 | 4113 | 4098 | 4065 | 4031 | 3989 | 3941 | 3885 | 3819 | 3749 | 3667 | 3576 | 27 | 42 | 67 | 102 | 155 | 233 | 347 | 511 | 741 | 938 | 1177 | 1462 | 1785 | 2138 | 2483 | 2826 | 3145 | 3428 | 3661 | 3845 | 3986 | 4085 | 4095 | 4064 | 4020 | 3962 | 3890 | 3830 | 3767 | 3697 | 27 | 60 | 115 | 207 | 358 | 600 | 822 | 1110 | 1459 | 1862 | 2295 | 2722 | 3120 | 3453 | 3703 | 3878 | 3986 | 4045 | 4061 | 4017 | 3963 | 3898 | 3820 | 3724 | 3611 | 3479 | 3324 | 3149 | 2947 | 2719 | 27 | 77 | 119 | 178 | 256 | 368 | 512 | 692 | 926 | 1223 | 1523 | 1807 | 2084 | 2355 | 2616 | 2865 | 3105 | 3332 | 3551 | 3753 | 3937 | 4103 | 4242 | 4364 | 4461 | 4544 | 4615 | 4683 | 4750 | 4780
PSS | CAERGWRLE T1 | 18 | 41 | 66 | 102 | 159 | 247 | 376 | 565 | 834 | 1045 | 1292 | 1586 | 1922 | 2296 | 2696 | 3175 | 3672 | 4179 | 4668 | 5157 | 5605 | 5990 | 6325 | 6606 | 6833 | 6899 | 6966 | 7033 | 7107 | 7183 | 18 | 74 | 158 | 304 | 547 | 942 | 1294 | 1730 | 2242 | 2823 | 3514 | 4236 | 4935 | 5556 | 6064 | 6443 | 6695 | 6856 | 6946 | 6993 | 6966 | 6911 | 6851 | 6780 | 6698 | 6603 | 6491 | 6370 | 6231 | 6074 | 18 | 51 | 92 | 154 | 243 | 374 | 567 | 843 | 1234 | 1570 | 1979 | 2465 | 3016 | 3619 | 4209 | 4796 | 5340 | 5822 | 6220 | 6536 | 6776 | 6943 | 6961 | 6906 | 6832 | 6734 | 6612 | 6510 | 6402 | 6284 | 18 | 81 | 177 | 332 | 586 | 993 | 1371 | 1867 | 2462 | 3148 | 3887 | 4616 | 5296 | 5865 | 6293 | 6591 | 6773 | 6876 | 6904 | 6828 | 6737 | 6625 | 6493 | 6329 | 6133 | 5908 | 5646 | 5347 | 5003 | 4614 | 18 | 126 | 198 | 300 | 435 | 627 | 876 | 1186 | 1587 | 2097 | 2612 | 3100 | 3574 | 4037 | 4486 | 4912 | 5323 | 5716 | 6099 | 6456 | 6780 | 7071 | 7321 | 7532 | 7705 | 7852 | 7977 | 8095 | 8211 | 8262
PSS | CAERNARFON T1 | 7 | 17 | 28 | 45 | 70 | 111 | 171 | 255 | 377 | 474 | 585 | 720 | 872 | 1043 | 1224 | 1440 | 1667 | 1897 | 2120 | 2343 | 2546 | 2721 | 2873 | 2999 | 3105 | 3133 | 3164 | 3195 | 3229 | 3263 | 7 | 33 | 72 | 137 | 247 | 428 | 587 | 787 | 1018 | 1282 | 1595 | 1923 | 2242 | 2523 | 2755 | 2926 | 3040 | 3115 | 3154 | 3177 | 3165 | 3139 | 3113 | 3081 | 3043 | 3000 | 2949 | 2893 | 2830 | 2760 | 7 | 22 | 42 | 70 | 110 | 171 | 257 | 383 | 561 | 712 | 898 | 1119 | 1371 | 1644 | 1913 | 2178 | 2426 | 2646 | 2826 | 2969 | 3079 | 3155 | 3163 | 3138 | 3103 | 3059 | 3003 | 2956 | 2908 | 2854 | 7 | 37 | 80 | 150 | 266 | 451 | 623 | 847 | 1119 | 1430 | 1766 | 2098 | 2406 | 2665 | 2860 | 2994 | 3076 | 3123 | 3138 | 3102 | 3060 | 3010 | 2948 | 2875 | 2786 | 2684 | 2565 | 2429 | 2273 | 2096 | 7 | 60 | 93 | 142 | 205 | 295 | 410 | 556 | 743 | 983 | 1224 | 1452 | 1674 | 1893 | 2102 | 2302 | 2492 | 2672 | 2844 | 3005 | 3149 | 3277 | 3386 | 3481 | 3558 | 3624 | 3678 | 3733 | 3785 | 3812
PSS | CAERSWS T1 | 54 | 52 | 59 | 76 | 102 | 143 | 203 | 291 | 410 | 501 | 604 | 731 | 875 | 1033 | 1205 | 1409 | 1623 | 1838 | 2049 | 2259 | 2449 | 2615 | 2758 | 2879 | 2976 | 3004 | 3033 | 3061 | 3093 | 3125 | 54 | 61 | 99 | 165 | 275 | 452 | 602 | 791 | 1010 | 1258 | 1556 | 1864 | 2165 | 2430 | 2649 | 2809 | 2917 | 2986 | 3023 | 3043 | 3031 | 3009 | 2983 | 2953 | 2917 | 2876 | 2828 | 2777 | 2717 | 2650 | 54 | 57 | 73 | 100 | 140 | 198 | 285 | 408 | 581 | 723 | 896 | 1105 | 1340 | 1599 | 1851 | 2103 | 2335 | 2541 | 2711 | 2847 | 2950 | 3021 | 3029 | 3007 | 2975 | 2932 | 2880 | 2835 | 2791 | 2738 | 54 | 67 | 109 | 178 | 293 | 475 | 636 | 848 | 1102 | 1396 | 1713 | 2026 | 2317 | 2562 | 2745 | 2871 | 2950 | 2992 | 3006 | 2972 | 2932 | 2887 | 2830 | 2760 | 2676 | 2578 | 2467 | 2339 | 2192 | 2024 | 54 | 57 | 87 | 129 | 186 | 266 | 369 | 500 | 666 | 880 | 1095 | 1298 | 1496 | 1689 | 1878 | 2056 | 2228 | 2392 | 2553 | 2701 | 2836 | 2957 | 3060 | 3150 | 3221 | 3283 | 3337 | 3385 | 3435 | 3457
PSS | CALDY T1 / HOYLAKE T1 / MEOLS T1 / WEST KIRBY SOUTH T1 | 26 | 84 | 146 | 238 | 377 | 591 | 908 | 1371 | 2033 | 2552 | 3160 | 3885 | 4711 | 5635 | 6618 | 7794 | 9024 | 10270 | 11479 | 12684 | 13785 | 14731 | 15558 | 16249 | 16811 | 16972 | 17137 | 17303 | 17487 | 17672 | 26 | 173 | 376 | 735 | 1330 | 2302 | 3169 | 4241 | 5506 | 6931 | 8636 | 10413 | 12139 | 13668 | 14918 | 15849 | 16470 | 16869 | 17086 | 17204 | 17137 | 17006 | 16857 | 16681 | 16480 | 16244 | 15967 | 15668 | 15328 | 14941 | 26 | 112 | 216 | 366 | 584 | 908 | 1381 | 2060 | 3021 | 3848 | 4855 | 6053 | 7413 | 8897 | 10351 | 11792 | 13136 | 14322 | 15303 | 16078 | 16672 | 17080 | 17129 | 16992 | 16811 | 16567 | 16265 | 16015 | 15751 | 15460 | 26 | 188 | 423 | 805 | 1427 | 2434 | 3362 | 4579 | 6045 | 7735 | 9555 | 11356 | 13025 | 14428 | 15485 | 16216 | 16666 | 16921 | 16989 | 16802 | 16573 | 16302 | 15974 | 15571 | 15092 | 14536 | 13889 | 13149 | 12307 | 11346 | 26 | 314 | 484 | 717 | 1027 | 1468 | 2037 | 2752 | 3668 | 4840 | 6021 | 7136 | 8223 | 9284 | 10308 | 11291 | 12236 | 13145 | 14030 | 14857 | 15612 | 16285 | 16866 | 17361 | 17764 | 18105 | 18400 | 18673 | 18939 | 19061
PSS | CARBORUNDUM T1 / HOUGHTONS LA T1 / RAINFORD T1 / WINDLEHURST T2 | 9 | 76 | 144 | 241 | 388 | 615 | 953 | 1445 | 2145 | 2701 | 3351 | 4125 | 5008 | 5991 | 7040 | 8296 | 9608 | 10937 | 12228 | 13512 | 14688 | 15697 | 16579 | 17317 | 17916 | 18088 | 18265 | 18439 | 18637 | 18835 | 9 | 174 | 390 | 770 | 1403 | 2438 | 3364 | 4507 | 5855 | 7377 | 9194 | 11091 | 12931 | 14563 | 15897 | 16890 | 17553 | 17978 | 18212 | 18337 | 18266 | 18125 | 17966 | 17779 | 17566 | 17313 | 17019 | 16700 | 16337 | 15925 | 9 | 106 | 218 | 378 | 609 | 955 | 1457 | 2180 | 3204 | 4086 | 5162 | 6439 | 7891 | 9474 | 11025 | 12563 | 13996 | 15265 | 16309 | 17136 | 17771 | 18206 | 18258 | 18112 | 17918 | 17656 | 17336 | 17068 | 16786 | 16475 | 9 | 189 | 440 | 845 | 1507 | 2577 | 3567 | 4867 | 6432 | 8234 | 10177 | 12097 | 13879 | 15376 | 16503 | 17283 | 17764 | 18035 | 18108 | 17908 | 17664 | 17375 | 17024 | 16596 | 16084 | 15489 | 14802 | 14012 | 13112 | 12087 | 9 | 340 | 536 | 807 | 1164 | 1674 | 2333 | 3157 | 4217 | 5568 | 6936 | 8225 | 9480 | 10706 | 11890 | 13020 | 14102 | 15139 | 16144 | 17080 | 17934 | 18695 | 19346 | 19903 | 20356 | 20738 | 21066 | 21371 | 21672 | 21807
PSS | CARLTON ST T1 / CARLTON ST T2 / CHALON WAY T2 | 9 | 17 | 26 | 40 | 62 | 96 | 145 | 217 | 320 | 399 | 492 | 604 | 734 | 875 | 1027 | 1208 | 1398 | 1590 | 1777 | 1961 | 2132 | 2278 | 2406 | 2513 | 2598 | 2623 | 2649 | 2675 | 2703 | 2732 | 9 | 30 | 61 | 117 | 209 | 360 | 493 | 658 | 854 | 1074 | 1336 | 1611 | 1877 | 2114 | 2306 | 2450 | 2545 | 2607 | 2641 | 2660 | 2648 | 2628 | 2606 | 2577 | 2547 | 2510 | 2469 | 2421 | 2369 | 2310 | 9 | 21 | 36 | 59 | 92 | 143 | 216 | 322 | 470 | 597 | 753 | 938 | 1149 | 1377 | 1602 | 1824 | 2032 | 2214 | 2365 | 2484 | 2576 | 2639 | 2647 | 2627 | 2597 | 2561 | 2513 | 2474 | 2434 | 2390 | 9 | 31 | 68 | 127 | 224 | 380 | 523 | 711 | 937 | 1197 | 1478 | 1756 | 2014 | 2231 | 2392 | 2506 | 2575 | 2615 | 2626 | 2597 | 2562 | 2519 | 2469 | 2406 | 2333 | 2246 | 2146 | 2032 | 1903 | 1755 | 9 | 48 | 73 | 109 | 154 | 220 | 305 | 412 | 550 | 727 | 904 | 1073 | 1238 | 1401 | 1559 | 1709 | 1855 | 1990 | 2120 | 2242 | 2349 | 2448 | 2529 | 2601 | 2659 | 2708 | 2751 | 2796 | 2839 | 2862
PSS | CARMEL T1 | 2 | 10 | 19 | 31 | 51 | 80 | 125 | 189 | 282 | 353 | 439 | 540 | 656 | 786 | 923 | 1088 | 1260 | 1435 | 1605 | 1773 | 1928 | 2061 | 2177 | 2273 | 2352 | 2372 | 2396 | 2419 | 2446 | 2472 | 2 | 23 | 52 | 103 | 184 | 321 | 443 | 592 | 769 | 970 | 1207 | 1457 | 1700 | 1913 | 2089 | 2218 | 2305 | 2362 | 2390 | 2408 | 2399 | 2379 | 2359 | 2335 | 2307 | 2274 | 2234 | 2193 | 2145 | 2092 | 2 | 15 | 28 | 50 | 81 | 126 | 192 | 287 | 420 | 536 | 679 | 846 | 1037 | 1244 | 1448 | 1649 | 1838 | 2004 | 2142 | 2251 | 2333 | 2390 | 2397 | 2378 | 2353 | 2318 | 2276 | 2242 | 2203 | 2164 | 2 | 26 | 58 | 111 | 199 | 338 | 469 | 641 | 844 | 1082 | 1337 | 1589 | 1824 | 2020 | 2166 | 2270 | 2332 | 2368 | 2378 | 2351 | 2319 | 2280 | 2236 | 2179 | 2111 | 2033 | 1944 | 1839 | 1722 | 1587 | 2 | 44 | 71 | 106 | 155 | 223 | 310 | 419 | 560 | 739 | 920 | 1091 | 1258 | 1419 | 1574 | 1724 | 1869 | 2008 | 2148 | 2278 | 2397 | 2505 | 2598 | 2677 | 2739 | 2795 | 2843 | 2884 | 2926 | 2943
PSS | CASTLE BEESTON ST T1 / HARTFORD T2 / LEICESTER STREET T1 / NORTHWICH TOWN T1 / WINNINGTON T1 | 63 | 106 | 159 | 241 | 368 | 564 | 855 | 1276 | 1874 | 2342 | 2887 | 3541 | 4284 | 5113 | 5998 | 7058 | 8166 | 9286 | 10375 | 11457 | 12449 | 13301 | 14044 | 14666 | 15173 | 15317 | 15466 | 15615 | 15780 | 15947 | 63 | 182 | 366 | 691 | 1233 | 2115 | 2896 | 3861 | 5000 | 6283 | 7815 | 9417 | 10971 | 12346 | 13471 | 14310 | 14867 | 15226 | 15422 | 15527 | 15466 | 15348 | 15215 | 15055 | 14876 | 14662 | 14415 | 14144 | 13839 | 13492 | 63 | 132 | 224 | 359 | 557 | 852 | 1278 | 1895 | 2765 | 3506 | 4413 | 5490 | 6715 | 8049 | 9359 | 10656 | 11863 | 12933 | 13815 | 14513 | 15047 | 15416 | 15460 | 15337 | 15173 | 14952 | 14681 | 14456 | 14219 | 13956 | 63 | 197 | 408 | 754 | 1319 | 2231 | 3066 | 4162 | 5482 | 7003 | 8640 | 10262 | 11765 | 13027 | 13978 | 14636 | 15041 | 15269 | 15332 | 15163 | 14958 | 14712 | 14418 | 14055 | 13624 | 13122 | 12542 | 11878 | 11117 | 10252 | 63 | 287 | 443 | 657 | 941 | 1349 | 1872 | 2531 | 3373 | 4450 | 5540 | 6569 | 7569 | 8548 | 9499 | 10404 | 11273 | 12106 | 12916 | 13669 | 14357 | 14972 | 15498 | 15947 | 16317 | 16626 | 16895 | 17152 | 17408 | 17529
PSS | CEFN MAWR T1 | 2 | 19 | 36 | 63 | 100 | 159 | 246 | 375 | 558 | 704 | 872 | 1074 | 1305 | 1561 | 1836 | 2163 | 2506 | 2853 | 3189 | 3524 | 3831 | 4094 | 4323 | 4516 | 4672 | 4717 | 4763 | 4808 | 4860 | 4912 | 2 | 44 | 101 | 201 | 366 | 635 | 875 | 1175 | 1527 | 1923 | 2397 | 2893 | 3372 | 3797 | 4144 | 4404 | 4578 | 4688 | 4750 | 4783 | 4764 | 4726 | 4686 | 4636 | 4581 | 4515 | 4437 | 4354 | 4261 | 4152 | 2 | 26 | 56 | 97 | 158 | 248 | 379 | 567 | 834 | 1065 | 1345 | 1677 | 2058 | 2471 | 2875 | 3275 | 3650 | 3981 | 4254 | 4469 | 4634 | 4749 | 4761 | 4723 | 4673 | 4604 | 4521 | 4452 | 4377 | 4298 | 2 | 48 | 113 | 220 | 392 | 672 | 929 | 1268 | 1675 | 2147 | 2653 | 3153 | 3619 | 4010 | 4304 | 4507 | 4631 | 4702 | 4722 | 4669 | 4607 | 4530 | 4439 | 4327 | 4195 | 4038 | 3858 | 3653 | 3419 | 3150 | 2 | 91 | 145 | 215 | 311 | 447 | 619 | 834 | 1112 | 1467 | 1823 | 2161 | 2489 | 2810 | 3120 | 3413 | 3693 | 3958 | 4212 | 4446 | 4656 | 4846 | 5002 | 5142 | 5254 | 5348 | 5428 | 5506 | 5581 | 5619
PSS | CEMAES BAY T1 | 26 | 25 | 31 | 40 | 54 | 76 | 110 | 157 | 226 | 276 | 334 | 404 | 483 | 573 | 668 | 784 | 903 | 1025 | 1142 | 1258 | 1366 | 1459 | 1538 | 1605 | 1660 | 1675 | 1691 | 1709 | 1727 | 1744 | 26 | 32 | 52 | 89 | 150 | 249 | 334 | 438 | 560 | 700 | 866 | 1040 | 1207 | 1355 | 1477 | 1566 | 1627 | 1667 | 1687 | 1698 | 1692 | 1679 | 1665 | 1646 | 1628 | 1605 | 1578 | 1549 | 1517 | 1479 | 26 | 29 | 38 | 53 | 76 | 107 | 155 | 224 | 320 | 400 | 497 | 613 | 745 | 890 | 1030 | 1172 | 1303 | 1417 | 1513 | 1588 | 1646 | 1687 | 1692 | 1679 | 1659 | 1636 | 1607 | 1582 | 1555 | 1528 | 26 | 35 | 57 | 96 | 160 | 262 | 351 | 469 | 612 | 777 | 955 | 1128 | 1292 | 1428 | 1532 | 1601 | 1647 | 1670 | 1678 | 1659 | 1636 | 1611 | 1578 | 1538 | 1492 | 1438 | 1375 | 1305 | 1221 | 1128 | 26 | 33 | 51 | 76 | 108 | 154 | 215 | 289 | 386 | 512 | 635 | 753 | 868 | 981 | 1091 | 1194 | 1293 | 1386 | 1477 | 1560 | 1635 | 1703 | 1760 | 1809 | 1850 | 1886 | 1914 | 1943 | 1971 | 1983
PSS | CEMMAES RD T1 | 21 | 24 | 33 | 46 | 68 | 100 | 148 | 219 | 318 | 394 | 483 | 590 | 711 | 847 | 992 | 1166 | 1346 | 1529 | 1708 | 1885 | 2046 | 2186 | 2307 | 2409 | 2492 | 2515 | 2541 | 2565 | 2591 | 2619 | 21 | 37 | 67 | 122 | 212 | 358 | 485 | 644 | 828 | 1039 | 1291 | 1552 | 1807 | 2032 | 2215 | 2351 | 2444 | 2503 | 2534 | 2551 | 2541 | 2521 | 2499 | 2473 | 2445 | 2410 | 2368 | 2325 | 2275 | 2219 | 21 | 31 | 45 | 67 | 100 | 149 | 220 | 321 | 465 | 586 | 735 | 909 | 1111 | 1329 | 1541 | 1755 | 1952 | 2126 | 2270 | 2385 | 2472 | 2533 | 2539 | 2519 | 2492 | 2457 | 2413 | 2375 | 2336 | 2294 | 21 | 40 | 74 | 133 | 226 | 377 | 512 | 693 | 908 | 1157 | 1426 | 1689 | 1936 | 2142 | 2299 | 2405 | 2472 | 2509 | 2517 | 2491 | 2458 | 2418 | 2370 | 2311 | 2241 | 2158 | 2062 | 1953 | 1830 | 1689 | 21 | 59 | 88 | 127 | 179 | 252 | 346 | 464 | 615 | 808 | 1001 | 1182 | 1362 | 1534 | 1701 | 1859 | 2006 | 2139 | 2265 | 2379 | 2479 | 2572 | 2642 | 2709 | 2765 | 2810 | 2847 | 2889 | 2928 | 2953
PSS | CEREAL PARTNERS T1 / LEVER GEORGIA AVE T1 / POOL LA T1 / UML LEVER BROMBOROUGH T2 | 34 | 30 | 33 | 40 | 51 | 69 | 97 | 134 | 186 | 223 | 267 | 320 | 378 | 447 | 517 | 604 | 692 | 784 | 871 | 959 | 1040 | 1110 | 1168 | 1219 | 1259 | 1273 | 1283 | 1295 | 1310 | 1323 | 34 | 33 | 49 | 78 | 126 | 202 | 266 | 343 | 437 | 540 | 665 | 796 | 920 | 1033 | 1124 | 1190 | 1236 | 1266 | 1281 | 1289 | 1284 | 1274 | 1264 | 1250 | 1236 | 1220 | 1198 | 1176 | 1151 | 1125 | 34 | 33 | 39 | 50 | 67 | 93 | 130 | 184 | 257 | 316 | 389 | 475 | 574 | 684 | 788 | 893 | 990 | 1077 | 1149 | 1205 | 1249 | 1279 | 1282 | 1273 | 1259 | 1242 | 1220 | 1202 | 1181 | 1161 | 34 | 37 | 53 | 84 | 134 | 211 | 278 | 367 | 475 | 598 | 731 | 862 | 984 | 1087 | 1163 | 1217 | 1248 | 1268 | 1272 | 1259 | 1242 | 1223 | 1200 | 1169 | 1134 | 1094 | 1047 | 992 | 932 | 862 | 34 | 27 | 41 | 59 | 84 | 119 | 164 | 222 | 296 | 390 | 485 | 575 | 662 | 746 | 828 | 907 | 983 | 1055 | 1128 | 1197 | 1260 | 1316 | 1366 | 1405 | 1438 | 1469 | 1493 | 1516 | 1537 | 1549
PSS | CHALON WAY T1 / TECHNOLOGY CAMPUS T1 / WOODVILLE ST T1 | 41 | 47 | 62 | 88 | 125 | 187 | 275 | 403 | 587 | 725 | 888 | 1083 | 1305 | 1553 | 1818 | 2135 | 2465 | 2802 | 3127 | 3451 | 3747 | 4003 | 4224 | 4410 | 4563 | 4606 | 4651 | 4695 | 4744 | 4795 | 41 | 69 | 124 | 224 | 389 | 656 | 889 | 1179 | 1520 | 1904 | 2363 | 2842 | 3307 | 3718 | 4054 | 4305 | 4472 | 4580 | 4636 | 4669 | 4651 | 4615 | 4575 | 4528 | 4475 | 4409 | 4336 | 4256 | 4164 | 4059 | 41 | 56 | 82 | 123 | 184 | 273 | 402 | 588 | 852 | 1074 | 1343 | 1665 | 2033 | 2431 | 2823 | 3211 | 3572 | 3893 | 4157 | 4365 | 4524 | 4635 | 4649 | 4613 | 4563 | 4498 | 4416 | 4348 | 4277 | 4198 | 41 | 75 | 138 | 243 | 416 | 690 | 940 | 1268 | 1664 | 2117 | 2609 | 3095 | 3544 | 3921 | 4207 | 4402 | 4523 | 4592 | 4610 | 4559 | 4499 | 4426 | 4338 | 4228 | 4099 | 3949 | 3776 | 3578 | 3349 | 3092 | 41 | 96 | 146 | 213 | 303 | 431 | 596 | 802 | 1068 | 1408 | 1750 | 2073 | 2388 | 2697 | 2995 | 3280 | 3549 | 3803 | 4044 | 4265 | 4465 | 4645 | 4792 | 4924 | 5032 | 5122 | 5199 | 5280 | 5357 | 5396
PSS | CHESTER GATES T1 / UNILEVER DUNKIRK T1 | 32 | 25 | 24 | 26 | 31 | 38 | 47 | 61 | 79 | 91 | 102 | 118 | 136 | 155 | 176 | 201 | 229 | 256 | 281 | 308 | 332 | 352 | 371 | 386 | 397 | 401 | 405 | 409 | 412 | 418 | 32 | 24 | 28 | 39 | 56 | 82 | 102 | 125 | 153 | 184 | 222 | 260 | 298 | 332 | 358 | 379 | 391 | 400 | 404 | 406 | 406 | 402 | 399 | 396 | 389 | 386 | 381 | 373 | 366 | 357 | 32 | 26 | 27 | 31 | 36 | 45 | 57 | 75 | 99 | 118 | 138 | 165 | 193 | 226 | 257 | 288 | 318 | 343 | 365 | 381 | 394 | 404 | 404 | 401 | 397 | 393 | 386 | 381 | 375 | 369 | 32 | 27 | 31 | 41 | 59 | 84 | 106 | 132 | 163 | 201 | 240 | 280 | 316 | 346 | 370 | 385 | 395 | 400 | 403 | 398 | 393 | 386 | 379 | 370 | 361 | 348 | 334 | 317 | 300 | 280 | 32 | 12 | 16 | 21 | 27 | 36 | 48 | 61 | 80 | 105 | 128 | 151 | 172 | 195 | 217 | 238 | 259 | 277 | 295 | 310 | 323 | 336 | 347 | 357 | 363 | 371 | 377 | 383 | 389 | 392
PSS | CHESTER ST (WREXHAM) T1 / EAGLES MEADOW T1 / RHOSNESNI T1 / WHITEGATE T1 | 56 | 74 | 104 | 149 | 221 | 332 | 497 | 735 | 1073 | 1335 | 1641 | 2004 | 2421 | 2885 | 3380 | 3974 | 4593 | 5220 | 5830 | 6437 | 6992 | 7470 | 7885 | 8234 | 8518 | 8599 | 8682 | 8765 | 8857 | 8951 | 56 | 115 | 219 | 402 | 709 | 1205 | 1643 | 2182 | 2820 | 3541 | 4399 | 5295 | 6165 | 6935 | 7565 | 8034 | 8348 | 8547 | 8656 | 8716 | 8682 | 8615 | 8540 | 8452 | 8351 | 8232 | 8092 | 7941 | 7771 | 7576 | 56 | 90 | 140 | 216 | 327 | 494 | 735 | 1081 | 1570 | 1986 | 2492 | 3096 | 3780 | 4529 | 5261 | 5989 | 6665 | 7263 | 7756 | 8148 | 8447 | 8653 | 8678 | 8610 | 8517 | 8395 | 8242 | 8115 | 7982 | 7835 | 56 | 125 | 243 | 438 | 758 | 1271 | 1738 | 2352 | 3091 | 3943 | 4861 | 5767 | 6609 | 7316 | 7848 | 8217 | 8443 | 8572 | 8607 | 8512 | 8398 | 8259 | 8096 | 7891 | 7649 | 7370 | 7045 | 6672 | 6248 | 5762 | 56 | 158 | 250 | 374 | 542 | 780 | 1087 | 1471 | 1966 | 2598 | 3238 | 3843 | 4432 | 5007 | 5566 | 6098 | 6604 | 7085 | 7547 | 7974 | 8362 | 8710 | 8999 | 9255 | 9463 | 9637 | 9786 | 9934 | 10082 | 10151
PSS | CHILDWALL T1 / CHILDWALL FIVEWAYS T1 / LYNDENE RD T1 / MIDDLEMASS HEY T1 / NAYLORS RD T1 | 62 | 104 | 158 | 240 | 367 | 563 | 852 | 1274 | 1872 | 2338 | 2884 | 3537 | 4278 | 5108 | 5993 | 7051 | 8157 | 9277 | 10364 | 11446 | 12437 | 13288 | 14032 | 14652 | 15158 | 15302 | 15451 | 15600 | 15766 | 15933 | 62 | 181 | 365 | 690 | 1230 | 2111 | 2892 | 3856 | 4991 | 6276 | 7808 | 9407 | 10960 | 12334 | 13458 | 14294 | 14853 | 15211 | 15406 | 15511 | 15452 | 15334 | 15199 | 15041 | 14861 | 14650 | 14399 | 14132 | 13826 | 13478 | 62 | 130 | 222 | 358 | 555 | 849 | 1277 | 1892 | 2759 | 3503 | 4407 | 5484 | 6708 | 8042 | 9348 | 10645 | 11853 | 12920 | 13801 | 14499 | 15033 | 15401 | 15446 | 15323 | 15158 | 14939 | 14667 | 14442 | 14203 | 13942 | 62 | 196 | 407 | 753 | 1318 | 2228 | 3062 | 4156 | 5477 | 6997 | 8631 | 10251 | 11754 | 13015 | 13966 | 14622 | 15028 | 15254 | 15318 | 15148 | 14944 | 14700 | 14405 | 14043 | 13612 | 13108 | 12530 | 11865 | 11107 | 10243 | 62 | 278 | 436 | 659 | 952 | 1371 | 1909 | 2589 | 3458 | 4566 | 5690 | 6748 | 7776 | 8782 | 9753 | 10678 | 11572 | 12438 | 13282 | 14074 | 14802 | 15449 | 16012 | 16485 | 16871 | 17199 | 17481 | 17738 | 17989 | 18099
PSS | CHOWLEY T1 | 18 | 36 | 58 | 90 | 140 | 216 | 328 | 494 | 730 | 914 | 1129 | 1385 | 1677 | 2005 | 2354 | 2770 | 3207 | 3649 | 4075 | 4503 | 4894 | 5228 | 5522 | 5766 | 5966 | 6022 | 6080 | 6140 | 6204 | 6270 | 18 | 68 | 141 | 268 | 480 | 827 | 1134 | 1515 | 1961 | 2468 | 3071 | 3701 | 4312 | 4855 | 5297 | 5627 | 5847 | 5987 | 6065 | 6106 | 6082 | 6037 | 5984 | 5922 | 5850 | 5768 | 5669 | 5563 | 5443 | 5306 | 18 | 47 | 84 | 138 | 214 | 331 | 499 | 739 | 1081 | 1373 | 1732 | 2156 | 2637 | 3163 | 3677 | 4188 | 4665 | 5086 | 5433 | 5707 | 5918 | 6064 | 6079 | 6032 | 5968 | 5881 | 5775 | 5685 | 5591 | 5488 | 18 | 73 | 157 | 292 | 514 | 873 | 1202 | 1633 | 2152 | 2752 | 3395 | 4033 | 4625 | 5122 | 5498 | 5757 | 5916 | 6007 | 6030 | 5963 | 5883 | 5786 | 5670 | 5527 | 5358 | 5160 | 4931 | 4670 | 4370 | 4030 | 18 | 111 | 176 | 264 | 382 | 550 | 767 | 1038 | 1388 | 1833 | 2285 | 2710 | 3124 | 3531 | 3923 | 4298 | 4656 | 4995 | 5325 | 5628 | 5904 | 6151 | 6359 | 6541 | 6687 | 6811 | 6917 | 7020 | 7119 | 7166
PSS | CHURCH LANE T1 / NANT HALL T1 / PRESTATYN T1 | 30 | 62 | 99 | 154 | 238 | 369 | 561 | 843 | 1244 | 1557 | 1924 | 2361 | 2861 | 3416 | 4010 | 4721 | 5463 | 6214 | 6943 | 7670 | 8336 | 8907 | 9405 | 9822 | 10163 | 10258 | 10360 | 10458 | 10570 | 10682 | 30 | 114 | 237 | 454 | 815 | 1404 | 1928 | 2575 | 3338 | 4199 | 5228 | 6301 | 7342 | 8265 | 9019 | 9583 | 9956 | 10197 | 10328 | 10400 | 10359 | 10280 | 10189 | 10083 | 9963 | 9820 | 9652 | 9473 | 9269 | 9034 | 30 | 79 | 141 | 232 | 364 | 560 | 846 | 1259 | 1841 | 2337 | 2946 | 3668 | 4491 | 5384 | 6262 | 7132 | 7942 | 8660 | 9251 | 9718 | 10077 | 10326 | 10354 | 10273 | 10162 | 10014 | 9831 | 9681 | 9522 | 9345 | 30 | 124 | 265 | 496 | 873 | 1484 | 2043 | 2777 | 3664 | 4682 | 5782 | 6869 | 7875 | 8723 | 9359 | 9803 | 10073 | 10227 | 10267 | 10155 | 10018 | 9854 | 9656 | 9412 | 9123 | 8787 | 8397 | 7951 | 7443 | 6861 | 30 | 180 | 286 | 429 | 624 | 898 | 1251 | 1698 | 2270 | 2997 | 3736 | 4433 | 5112 | 5776 | 6418 | 7031 | 7618 | 8185 | 8734 | 9245 | 9712 | 10129 | 10487 | 10793 | 11042 | 11253 | 11435 | 11606 | 11775 | 11854
PSS | CHURCH LAWTON T1 | 0 | 18 | 36 | 61 | 99 | 158 | 247 | 375 | 559 | 705 | 875 | 1079 | 1309 | 1567 | 1842 | 2171 | 2513 | 2862 | 3200 | 3538 | 3844 | 4109 | 4339 | 4533 | 4691 | 4736 | 4781 | 4827 | 4878 | 4930 | 0 | 44 | 101 | 200 | 365 | 635 | 878 | 1177 | 1530 | 1930 | 2407 | 2902 | 3386 | 3811 | 4162 | 4422 | 4594 | 4707 | 4768 | 4801 | 4782 | 4745 | 4704 | 4655 | 4599 | 4532 | 4454 | 4371 | 4278 | 4170 | 0 | 26 | 55 | 98 | 158 | 248 | 379 | 569 | 836 | 1067 | 1349 | 1683 | 2063 | 2479 | 2886 | 3288 | 3664 | 3996 | 4270 | 4485 | 4653 | 4767 | 4779 | 4742 | 4691 | 4623 | 4538 | 4468 | 4395 | 4314 | 0 | 47 | 113 | 218 | 392 | 671 | 931 | 1271 | 1682 | 2154 | 2663 | 3166 | 3632 | 4025 | 4319 | 4524 | 4649 | 4721 | 4741 | 4687 | 4624 | 4549 | 4457 | 4344 | 4210 | 4053 | 3874 | 3668 | 3432 | 3164 | 0 | 96 | 151 | 224 | 321 | 457 | 635 | 856 | 1140 | 1504 | 1869 | 2215 | 2550 | 2878 | 3195 | 3495 | 3782 | 4056 | 4321 | 4567 | 4789 | 4988 | 5157 | 5303 | 5422 | 5523 | 5607 | 5687 | 5764 | 5800
PSS | CHURCH ST WINSFORD T1 / OVER T1 / WHARTON PK T1 / WOODFORD PK T1 | 116 | 140 | 186 | 263 | 383 | 570 | 845 | 1243 | 1810 | 2242 | 2748 | 3356 | 4046 | 4816 | 5642 | 6627 | 7657 | 8700 | 9711 | 10720 | 11642 | 12433 | 13127 | 13705 | 14176 | 14311 | 14450 | 14586 | 14742 | 14896 | 116 | 205 | 379 | 687 | 1198 | 2027 | 2754 | 3652 | 4711 | 5907 | 7334 | 8823 | 10268 | 11548 | 12595 | 13375 | 13892 | 14227 | 14408 | 14506 | 14450 | 14339 | 14215 | 14068 | 13900 | 13702 | 13470 | 13220 | 12936 | 12612 | 116 | 166 | 249 | 376 | 562 | 839 | 1240 | 1819 | 2634 | 3323 | 4166 | 5167 | 6307 | 7548 | 8765 | 9973 | 11097 | 12092 | 12912 | 13561 | 14059 | 14401 | 14442 | 14328 | 14176 | 13971 | 13718 | 13508 | 13287 | 13043 | 116 | 223 | 420 | 747 | 1279 | 2135 | 2911 | 3931 | 5160 | 6576 | 8098 | 9607 | 11006 | 12182 | 13065 | 13677 | 14053 | 14266 | 14324 | 14167 | 13976 | 13750 | 13476 | 13137 | 12734 | 12268 | 11729 | 11109 | 10403 | 9599 | 116 | 275 | 421 | 625 | 895 | 1280 | 1778 | 2402 | 3204 | 4227 | 5261 | 6238 | 7192 | 8123 | 9024 | 9886 | 10709 | 11498 | 12258 | 12965 | 13607 | 14184 | 14672 | 15096 | 15438 | 15728 | 15979 | 16218 | 16455 | 16566
PSS | CIVIC CENTRE T1 / CLAUGHTON AVE T1 / ELECTRICITY ST T1 | 42 | 56 | 77 | 112 | 166 | 249 | 374 | 553 | 807 | 1003 | 1233 | 1508 | 1820 | 2169 | 2543 | 2988 | 3453 | 3926 | 4384 | 4840 | 5256 | 5616 | 5928 | 6191 | 6405 | 6465 | 6529 | 6590 | 6659 | 6731 | 42 | 86 | 164 | 304 | 533 | 907 | 1236 | 1643 | 2123 | 2662 | 3308 | 3982 | 4636 | 5216 | 5689 | 6042 | 6276 | 6428 | 6510 | 6555 | 6529 | 6479 | 6422 | 6356 | 6281 | 6189 | 6085 | 5971 | 5844 | 5696 | 42 | 68 | 106 | 163 | 247 | 372 | 553 | 814 | 1182 | 1493 | 1875 | 2329 | 2844 | 3406 | 3958 | 4503 | 5013 | 5461 | 5832 | 6126 | 6351 | 6507 | 6526 | 6473 | 6405 | 6312 | 6198 | 6102 | 6002 | 5893 | 42 | 95 | 183 | 330 | 570 | 956 | 1307 | 1768 | 2324 | 2966 | 3656 | 4337 | 4971 | 5501 | 5903 | 6179 | 6350 | 6445 | 6472 | 6402 | 6315 | 6211 | 6087 | 5934 | 5753 | 5542 | 5297 | 5017 | 4698 | 4334 | 42 | 121 | 188 | 279 | 399 | 571 | 793 | 1072 | 1430 | 1886 | 2348 | 2786 | 3211 | 3628 | 4031 | 4417 | 4787 | 5138 | 5478 | 5793 | 6079 | 6335 | 6553 | 6741 | 6895 | 7024 | 7137 | 7245 | 7355 | 7408
PSS | CLEDFORD T1 | 56 | 65 | 85 | 120 | 174 | 258 | 382 | 561 | 816 | 1012 | 1239 | 1512 | 1824 | 2170 | 2541 | 2985 | 3446 | 3917 | 4372 | 4826 | 5240 | 5596 | 5907 | 6168 | 6380 | 6440 | 6503 | 6564 | 6634 | 6704 | 56 | 95 | 173 | 312 | 542 | 916 | 1244 | 1649 | 2125 | 2662 | 3304 | 3974 | 4625 | 5200 | 5672 | 6023 | 6255 | 6405 | 6486 | 6530 | 6505 | 6455 | 6399 | 6334 | 6258 | 6169 | 6065 | 5953 | 5823 | 5677 | 56 | 78 | 115 | 172 | 256 | 381 | 562 | 823 | 1189 | 1501 | 1879 | 2331 | 2842 | 3400 | 3948 | 4490 | 4998 | 5445 | 5814 | 6105 | 6329 | 6483 | 6502 | 6451 | 6381 | 6290 | 6176 | 6082 | 5982 | 5873 | 56 | 104 | 192 | 338 | 579 | 965 | 1314 | 1773 | 2326 | 2962 | 3648 | 4328 | 4956 | 5484 | 5882 | 6158 | 6328 | 6423 | 6449 | 6377 | 6293 | 6190 | 6066 | 5915 | 5733 | 5525 | 5282 | 5004 | 4685 | 4323 | 56 | 125 | 191 | 285 | 410 | 589 | 819 | 1106 | 1477 | 1949 | 2426 | 2876 | 3312 | 3736 | 4147 | 4540 | 4921 | 5289 | 5652 | 5996 | 6312 | 6593 | 6841 | 7047 | 7214 | 7358 | 7482 | 7590 | 7700 | 7747
PSS | CLOCKFACE T1 / GEC ST HELENS T1 / HILLS MOSS T1 / NCB SUTTON MANOR T2 | 47 | 69 | 100 | 147 | 221 | 336 | 506 | 752 | 1100 | 1372 | 1690 | 2069 | 2500 | 2981 | 3497 | 4112 | 4755 | 5407 | 6037 | 6668 | 7242 | 7739 | 8171 | 8531 | 8825 | 8909 | 8997 | 9082 | 9179 | 9275 | 47 | 113 | 219 | 410 | 726 | 1238 | 1692 | 2252 | 2915 | 3660 | 4552 | 5482 | 6384 | 7183 | 7836 | 8324 | 8649 | 8857 | 8970 | 9030 | 8996 | 8928 | 8849 | 8757 | 8652 | 8529 | 8384 | 8227 | 8051 | 7848 | 47 | 84 | 137 | 216 | 331 | 503 | 752 | 1111 | 1617 | 2048 | 2574 | 3200 | 3911 | 4686 | 5447 | 6201 | 6903 | 7525 | 8037 | 8441 | 8753 | 8966 | 8992 | 8920 | 8825 | 8698 | 8538 | 8409 | 8270 | 8118 | 47 | 122 | 244 | 446 | 776 | 1305 | 1792 | 2428 | 3196 | 4079 | 5031 | 5972 | 6845 | 7579 | 8131 | 8515 | 8749 | 8883 | 8917 | 8819 | 8700 | 8559 | 8388 | 8175 | 7925 | 7635 | 7297 | 6910 | 6469 | 5967 | 47 | 167 | 259 | 389 | 560 | 806 | 1124 | 1521 | 2030 | 2681 | 3338 | 3958 | 4560 | 5149 | 5718 | 6260 | 6784 | 7289 | 7786 | 8252 | 8678 | 9058 | 9389 | 9667 | 9894 | 10087 | 10255 | 10405 | 10553 | 10619
PSS | CLUBMOOR T1 / DUNLOPS WALTON T1 / WALTON T2 | 0 | 0 | 0 | 0 | 0 | 0 | 0 | 0 | 0 | 0 | 0 | 0 | 0 | 0 | 0 | 0 | 0 | 1 | 1 | 1 | 1 | 1 | 1 | 1 | 1 | 1 | 1 | 1 | 1 | 1 | 0 | 0 | 0 | 0 | 0 | 0 | 0 | 0 | 0 | 0 | 0 | 1 | 1 | 1 | 1 | 1 | 1 | 1 | 1 | 1 | 1 | 1 | 1 | 1 | 1 | 1 | 1 | 1 | 1 | 1 | 0 | 0 | 0 | 0 | 0 | 0 | 0 | 0 | 0 | 0 | 0 | 0 | 0 | 0 | 1 | 1 | 1 | 1 | 1 | 1 | 1 | 1 | 1 | 1 | 1 | 1 | 1 | 1 | 1 | 1 | 0 | 0 | 0 | 0 | 0 | 0 | 0 | 0 | 0 | 0 | 0 | 1 | 1 | 1 | 1 | 1 | 1 | 1 | 1 | 1 | 1 | 1 | 1 | 1 | 1 | 1 | 1 | 1 | 1 | 1 | 0 | 4 | 6 | 6 | 8 | 10 | 13 | 15 | 20 | 25 | 30 | 35 | 41 | 46 | 50 | 54 | 60 | 63 | 68 | 71 | 75 | 78 | 81 | 83 | 85 | 87 | 89 | 90 | 91 | 92
PSS | COEDPOETH T1 | 0 | 6 | 11 | 20 | 32 | 52 | 81 | 123 | 184 | 233 | 288 | 354 | 429 | 513 | 603 | 712 | 825 | 940 | 1050 | 1161 | 1261 | 1347 | 1424 | 1486 | 1539 | 1554 | 1569 | 1584 | 1600 | 1618 | 0 | 14 | 32 | 65 | 119 | 207 | 288 | 386 | 503 | 633 | 788 | 952 | 1110 | 1249 | 1365 | 1451 | 1506 | 1543 | 1563 | 1573 | 1568 | 1556 | 1543 | 1525 | 1509 | 1487 | 1461 | 1434 | 1403 | 1367 | 0 | 8 | 17 | 31 | 52 | 81 | 124 | 185 | 275 | 350 | 441 | 553 | 677 | 812 | 945 | 1079 | 1201 | 1310 | 1399 | 1472 | 1527 | 1564 | 1568 | 1554 | 1539 | 1515 | 1489 | 1466 | 1441 | 1414 | 0 | 15 | 36 | 71 | 129 | 220 | 306 | 416 | 552 | 707 | 873 | 1037 | 1190 | 1320 | 1416 | 1482 | 1525 | 1548 | 1555 | 1538 | 1517 | 1491 | 1462 | 1424 | 1380 | 1330 | 1270 | 1203 | 1126 | 1037 | 0 | 34 | 51 | 76 | 106 | 152 | 210 | 281 | 373 | 493 | 610 | 723 | 832 | 940 | 1044 | 1143 | 1236 | 1322 | 1403 | 1478 | 1546 | 1606 | 1654 | 1700 | 1737 | 1767 | 1792 | 1821 | 1849 | 1863
PSS | COLWYN BAY T1 / COLWYN BAY T2 / RHOS-ON-SEA T1 | 34 | 48 | 68 | 100 | 150 | 227 | 341 | 504 | 739 | 921 | 1132 | 1384 | 1673 | 1996 | 2341 | 2751 | 3181 | 3616 | 4039 | 4460 | 4846 | 5176 | 5464 | 5706 | 5903 | 5959 | 6017 | 6075 | 6139 | 6204 | 34 | 77 | 149 | 276 | 487 | 830 | 1135 | 1510 | 1952 | 2450 | 3045 | 3669 | 4272 | 4806 | 5243 | 5569 | 5785 | 5925 | 6002 | 6041 | 6018 | 5972 | 5919 | 5857 | 5788 | 5706 | 5609 | 5505 | 5385 | 5250 | 34 | 59 | 94 | 146 | 224 | 339 | 504 | 744 | 1084 | 1373 | 1724 | 2142 | 2619 | 3137 | 3644 | 4150 | 4618 | 5034 | 5377 | 5646 | 5855 | 5997 | 6015 | 5968 | 5903 | 5818 | 5712 | 5625 | 5532 | 5431 | 34 | 82 | 165 | 299 | 521 | 876 | 1201 | 1627 | 2138 | 2730 | 3367 | 3995 | 4580 | 5071 | 5440 | 5695 | 5853 | 5941 | 5965 | 5900 | 5821 | 5725 | 5611 | 5469 | 5303 | 5108 | 4881 | 4623 | 4329 | 3992 | 34 | 104 | 164 | 250 | 362 | 524 | 731 | 991 | 1323 | 1750 | 2180 | 2585 | 2980 | 3364 | 3735 | 4089 | 4431 | 4764 | 5095 | 5403 | 5690 | 5942 | 6165 | 6350 | 6502 | 6631 | 6743 | 6841 | 6938 | 6981
PSS | CONEY GREEN T1 / OSWESTRY T2 / OSWESTRY T1 | 9 | 40 | 73 | 119 | 190 | 299 | 461 | 697 | 1033 | 1298 | 1609 | 1978 | 2399 | 2870 | 3372 | 3973 | 4599 | 5234 | 5851 | 6464 | 7027 | 7510 | 7931 | 8284 | 8570 | 8653 | 8736 | 8820 | 8915 | 9009 | 9 | 87 | 190 | 373 | 675 | 1171 | 1614 | 2161 | 2804 | 3532 | 4400 | 5307 | 6188 | 6967 | 7603 | 8079 | 8397 | 8601 | 8710 | 8770 | 8736 | 8668 | 8594 | 8504 | 8402 | 8282 | 8140 | 7987 | 7815 | 7617 | 9 | 53 | 107 | 183 | 294 | 460 | 700 | 1045 | 1535 | 1956 | 2470 | 3082 | 3776 | 4532 | 5273 | 6008 | 6693 | 7301 | 7799 | 8195 | 8498 | 8706 | 8731 | 8661 | 8568 | 8444 | 8290 | 8162 | 8028 | 7879 | 9 | 93 | 213 | 407 | 724 | 1237 | 1711 | 2332 | 3079 | 3940 | 4869 | 5787 | 6638 | 7354 | 7893 | 8266 | 8496 | 8625 | 8661 | 8565 | 8449 | 8309 | 8142 | 7937 | 7692 | 7408 | 7080 | 6703 | 6272 | 5782 | 9 | 154 | 243 | 366 | 531 | 765 | 1066 | 1444 | 1929 | 2550 | 3177 | 3769 | 4341 | 4903 | 5445 | 5962 | 6464 | 6946 | 7418 | 7862 | 8271 | 8632 | 8949 | 9212 | 9430 | 9613 | 9773 | 9920 | 10063 | 10127
PSS | CONIX T1 / CONIX T2 / MEDEVA T1 | 3 | 2 | 2 | 2 | 2 | 3 | 3 | 3 | 4 | 4 | 3 | 3 | 3 | 3 | 3 | 3 | 3 | 3 | 3 | 3 | 3 | 3 | 3 | 3 | 3 | 3 | 3 | 3 | 3 | 3 | 3 | 2 | 2 | 2 | 3 | 3 | 3 | 3 | 3 | 3 | 3 | 3 | 4 | 4 | 3 | 3 | 3 | 3 | 3 | 3 | 3 | 3 | 3 | 3 | 3 | 3 | 3 | 3 | 3 | 3 | 3 | 2 | 2 | 2 | 2 | 3 | 3 | 3 | 4 | 3 | 3 | 3 | 3 | 3 | 3 | 3 | 3 | 3 | 3 | 3 | 3 | 3 | 3 | 3 | 3 | 3 | 3 | 3 | 3 | 3 | 3 | 2 | 2 | 2 | 3 | 3 | 3 | 3 | 3 | 3 | 3 | 3 | 3 | 3 | 3 | 3 | 3 | 3 | 3 | 3 | 3 | 3 | 3 | 3 | 3 | 3 | 3 | 3 | 3 | 3 | 3 | 2 | 2 | 4 | 5 | 7 | 10 | 12 | 16 | 22 | 27 | 32 | 36 | 41 | 46 | 50 | 55 | 58 | 63 | 66 | 69 | 73 | 75 | 78 | 79 | 81 | 83 | 84 | 85 | 85
PSS | CONNAHS QUAY LOCAL T1 / CONNAHS QUAY LOCAL T2 / HAWARDEN T1 / KING GEORGE ST T1 | 7 | 86 | 165 | 278 | 447 | 710 | 1100 | 1668 | 2480 | 3124 | 3873 | 4770 | 5789 | 6927 | 8141 | 9594 | 11112 | 12651 | 14141 | 15628 | 16987 | 18156 | 19174 | 20028 | 20723 | 20920 | 21125 | 21328 | 21556 | 21785 | 7 | 198 | 450 | 889 | 1620 | 2816 | 3887 | 5210 | 6770 | 8529 | 10632 | 12825 | 14957 | 16842 | 18385 | 19535 | 20301 | 20795 | 21061 | 21208 | 21124 | 20963 | 20778 | 20561 | 20316 | 20024 | 19682 | 19313 | 18893 | 18416 | 7 | 5 | 324 | 510 | 781 | 1188 | 1774 | 2621 | 3816 | 4833 | 6077 | 7553 | 9232 | 11063 | 12857 | 14636 | 16294 | 17759 | 18968 | 19925 | 20659 | 21163 | 21224 | 21055 | 20831 | 20528 | 20155 | 19847 | 19520 | 19160 | 7 | 215 | 505 | 973 | 1739 | 2976 | 4122 | 5625 | 7436 | 9520 | 11766 | 13987 | 16048 | 17781 | 19085 | 19987 | 20542 | 20856 | 20941 | 20710 | 20429 | 20094 | 19690 | 19191 | 18600 | 17912 | 17115 | 16204 | 15163 | 13975 | 7 | 157 | 586 | 888 | 1286 | 1857 | 2592 | 3515 | 4697 | 6206 | 7735 | 9174 | 10574 | 11942 | 13262 | 14521 | 15741 | 16920 | 18074 | 19156 | 20152 | 21037 | 21811 | 22458 | 22987 | 23436 | 23826 | 24180 | 24527 | 24681
PSS | CONWY T1 / DEGANWY T1 / LLANDUDNO JUNCTION T1 | 6 | 50 | 94 | 156 | 251 | 397 | 613 | 930 | 1381 | 1737 | 2153 | 2651 | 3218 | 3848 | 4523 | 5329 | 6173 | 7027 | 7854 | 8680 | 9434 | 10083 | 10650 | 11122 | 11507 | 11618 | 11731 | 11843 | 11972 | 12097 | 6 | 111 | 251 | 496 | 902 | 1565 | 2160 | 2895 | 3760 | 4738 | 5905 | 7123 | 8306 | 9353 | 10209 | 10848 | 11273 | 11546 | 11695 | 11776 | 11729 | 11640 | 11538 | 11417 | 11282 | 11118 | 10928 | 10724 | 10492 | 10225 | 6 | 69 | 140 | 243 | 392 | 613 | 936 | 1400 | 2059 | 2625 | 3315 | 4135 | 5067 | 6083 | 7080 | 8068 | 8989 | 9802 | 10474 | 11005 | 11411 | 11692 | 11725 | 11632 | 11508 | 11338 | 11133 | 10962 | 10780 | 10581 | 6 | 121 | 281 | 541 | 967 | 1655 | 2289 | 3124 | 4130 | 5287 | 6535 | 7768 | 8911 | 9873 | 10598 | 11098 | 11407 | 11580 | 11627 | 11500 | 11344 | 11158 | 10932 | 10655 | 10328 | 9945 | 9504 | 8997 | 8420 | 7762 | 6 | 220 | 343 | 511 | 736 | 1056 | 1466 | 1981 | 2641 | 3482 | 4332 | 5136 | 5918 | 6684 | 7425 | 8131 | 8801 | 9437 | 10051 | 10615 | 11126 | 11585 | 11964 | 12302 | 12575 | 12802 | 12998 | 13188 | 13370 | 13461
PSS | CORWEN T1 | 0 | 10 | 20 | 35 | 56 | 90 | 140 | 213 | 319 | 402 | 500 | 617 | 748 | 895 | 1052 | 1241 | 1438 | 1637 | 1830 | 2022 | 2199 | 2350 | 2482 | 2593 | 2683 | 2709 | 2735 | 2761 | 2791 | 2819 | 0 | 25 | 58 | 114 | 209 | 363 | 503 | 673 | 877 | 1104 | 1376 | 1660 | 1936 | 2181 | 2381 | 2530 | 2629 | 2694 | 2727 | 2747 | 2737 | 2714 | 2692 | 2664 | 2632 | 2594 | 2549 | 2500 | 2447 | 2385 | 0 | 14 | 32 | 56 | 90 | 142 | 216 | 326 | 478 | 610 | 771 | 964 | 1182 | 1419 | 1651 | 1882 | 2096 | 2287 | 2442 | 2568 | 2662 | 2728 | 2735 | 2712 | 2684 | 2646 | 2597 | 2557 | 2514 | 2469 | 0 | 27 | 65 | 126 | 225 | 384 | 532 | 727 | 963 | 1232 | 1523 | 1811 | 2079 | 2303 | 2473 | 2588 | 2660 | 2701 | 2712 | 2683 | 2646 | 2602 | 2550 | 2485 | 2409 | 2320 | 2217 | 2099 | 1964 | 1810 | 0 | 53 | 85 | 126 | 182 | 260 | 361 | 486 | 648 | 856 | 1064 | 1262 | 1455 | 1644 | 1825 | 1998 | 2159 | 2309 | 2449 | 2577 | 2692 | 2795 | 2876 | 2954 | 3015 | 3066 | 3110 | 3154 | 3199 | 3222
PSS | CREWE T1 | 34 | 33 | 39 | 51 | 71 | 100 | 143 | 207 | 295 | 360 | 438 | 530 | 636 | 754 | 880 | 1032 | 1189 | 1348 | 1502 | 1658 | 1798 | 1919 | 2025 | 2114 | 2186 | 2206 | 2228 | 2249 | 2273 | 2295 | 34 | 41 | 67 | 117 | 196 | 325 | 438 | 575 | 738 | 919 | 1138 | 1368 | 1588 | 1784 | 1944 | 2063 | 2141 | 2194 | 2221 | 2236 | 2228 | 2211 | 2190 | 2168 | 2143 | 2113 | 2077 | 2038 | 1995 | 1946 | 34 | 36 | 49 | 68 | 97 | 141 | 203 | 293 | 419 | 525 | 653 | 807 | 980 | 1170 | 1358 | 1543 | 1714 | 1866 | 1991 | 2092 | 2166 | 2220 | 2226 | 2208 | 2186 | 2155 | 2116 | 2082 | 2050 | 2012 | 34 | 45 | 74 | 126 | 208 | 342 | 462 | 617 | 805 | 1022 | 1256 | 1486 | 1701 | 1881 | 2015 | 2110 | 2166 | 2199 | 2208 | 2185 | 2155 | 2120 | 2078 | 2026 | 1964 | 1893 | 1812 | 1716 | 1608 | 1485 | 34 | 38 | 62 | 96 | 139 | 201 | 281 | 380 | 510 | 674 | 839 | 996 | 1148 | 1297 | 1440 | 1577 | 1709 | 1837 | 1966 | 2083 | 2194 | 2292 | 2377 | 2450 | 2507 | 2558 | 2601 | 2640 | 2676 | 2691
PSS | CRIGGION RADIO STATION T1 | 6 | 8 | 10 | 14 | 21 | 32 | 47 | 69 | 100 | 123 | 151 | 183 | 221 | 264 | 308 | 363 | 419 | 475 | 530 | 586 | 635 | 679 | 716 | 748 | 775 | 782 | 790 | 797 | 806 | 815 | 6 | 11 | 21 | 38 | 66 | 110 | 151 | 199 | 257 | 322 | 400 | 482 | 561 | 631 | 687 | 731 | 758 | 777 | 786 | 792 | 789 | 783 | 775 | 767 | 759 | 748 | 734 | 722 | 706 | 688 | 6 | 9 | 14 | 20 | 31 | 45 | 68 | 99 | 144 | 180 | 227 | 282 | 345 | 412 | 479 | 545 | 605 | 660 | 704 | 740 | 767 | 787 | 789 | 782 | 774 | 762 | 749 | 738 | 726 | 711 | 6 | 12 | 23 | 41 | 70 | 116 | 159 | 215 | 282 | 360 | 442 | 525 | 601 | 666 | 712 | 746 | 768 | 778 | 783 | 775 | 763 | 750 | 736 | 717 | 695 | 670 | 641 | 607 | 569 | 523 | 6 | 16 | 25 | 37 | 54 | 76 | 107 | 144 | 192 | 256 | 317 | 377 | 434 | 490 | 544 | 595 | 646 | 693 | 741 | 786 | 827 | 863 | 896 | 923 | 946 | 964 | 982 | 997 | 1010 | 1015
PSS | CROSSFIELDS T1 / CROSSFIELDS T2 / LEVERS CROSSFIELDS T3 / GATEWARTH SEWAGE T1 | 21 | 19 | 21 | 27 | 36 | 50 | 72 | 103 | 144 | 176 | 212 | 255 | 306 | 361 | 421 | 492 | 566 | 642 | 715 | 788 | 856 | 912 | 962 | 1004 | 1038 | 1047 | 1058 | 1069 | 1079 | 1090 | 21 | 23 | 36 | 59 | 98 | 160 | 213 | 278 | 356 | 442 | 545 | 653 | 758 | 850 | 926 | 982 | 1020 | 1043 | 1056 | 1064 | 1059 | 1052 | 1043 | 1032 | 1019 | 1005 | 989 | 970 | 950 | 927 | 21 | 23 | 28 | 37 | 51 | 72 | 102 | 145 | 206 | 254 | 316 | 388 | 470 | 560 | 649 | 736 | 818 | 888 | 948 | 994 | 1030 | 1056 | 1059 | 1051 | 1039 | 1026 | 1006 | 991 | 975 | 958 | 21 | 26 | 40 | 64 | 105 | 167 | 225 | 298 | 388 | 490 | 600 | 709 | 810 | 896 | 960 | 1004 | 1030 | 1045 | 1051 | 1039 | 1025 | 1009 | 989 | 965 | 936 | 902 | 862 | 819 | 766 | 709 | 21 | 26 | 37 | 52 | 71 | 101 | 136 | 181 | 238 | 315 | 389 | 460 | 528 | 596 | 663 | 726 | 786 | 842 | 894 | 944 | 988 | 1028 | 1061 | 1091 | 1114 | 1136 | 1154 | 1173 | 1191 | 1202
PSS | CROWTON T1 | 2 | 15 | 29 | 48 | 78 | 124 | 191 | 288 | 428 | 539 | 670 | 824 | 999 | 1196 | 1406 | 1657 | 1918 | 2184 | 2441 | 2698 | 2934 | 3134 | 3311 | 3457 | 3577 | 3611 | 3648 | 3683 | 3722 | 3762 | 2 | 34 | 77 | 154 | 279 | 487 | 670 | 899 | 1167 | 1471 | 1835 | 2212 | 2581 | 2905 | 3172 | 3371 | 3503 | 3588 | 3634 | 3660 | 3645 | 3617 | 3586 | 3549 | 3505 | 3456 | 3396 | 3333 | 3261 | 3178 | 2 | 20 | 43 | 74 | 120 | 191 | 291 | 435 | 639 | 814 | 1029 | 1285 | 1575 | 1891 | 2201 | 2507 | 2794 | 3046 | 3255 | 3420 | 3546 | 3634 | 3645 | 3615 | 3577 | 3524 | 3461 | 3405 | 3351 | 3289 | 2 | 38 | 87 | 169 | 302 | 515 | 713 | 973 | 1284 | 1646 | 2032 | 2416 | 2771 | 3069 | 3294 | 3451 | 3546 | 3601 | 3617 | 3576 | 3527 | 3470 | 3398 | 3314 | 3211 | 3093 | 2955 | 2798 | 2617 | 2414 | 2 | 69 | 109 | 165 | 238 | 343 | 478 | 647 | 865 | 1142 | 1423 | 1688 | 1945 | 2199 | 2441 | 2674 | 2895 | 3103 | 3305 | 3492 | 3661 | 3812 | 3940 | 4052 | 4142 | 4218 | 4282 | 4345 | 4408 | 4435
PSS | CWM DYLI T1 | 2 | 4 | 6 | 9 | 14 | 21 | 32 | 46 | 68 | 86 | 106 | 130 | 157 | 188 | 220 | 260 | 299 | 342 | 381 | 422 | 458 | 489 | 515 | 539 | 556 | 562 | 568 | 573 | 580 | 585 | 2 | 7 | 13 | 25 | 44 | 77 | 107 | 140 | 183 | 231 | 287 | 345 | 402 | 454 | 494 | 524 | 545 | 558 | 565 | 570 | 567 | 562 | 559 | 553 | 545 | 538 | 530 | 519 | 508 | 496 | 2 | 4 | 8 | 13 | 20 | 32 | 47 | 69 | 102 | 128 | 162 | 201 | 246 | 295 | 342 | 390 | 435 | 475 | 507 | 532 | 553 | 566 | 568 | 563 | 557 | 550 | 540 | 531 | 521 | 512 | 2 | 7 | 15 | 28 | 49 | 82 | 112 | 153 | 201 | 257 | 317 | 375 | 432 | 479 | 513 | 537 | 553 | 560 | 563 | 557 | 550 | 539 | 529 | 517 | 500 | 483 | 461 | 435 | 408 | 375 | 2 | 7 | 11 | 16 | 22 | 32 | 44 | 59 | 79 | 105 | 130 | 155 | 178 | 201 | 223 | 244 | 264 | 284 | 304 | 322 | 339 | 354 | 369 | 381 | 389 | 398 | 406 | 413 | 420 | 424
PSS | DAILY POST & ECHO T1 / DAILY POST & ECHO T2 | 17 | 12 | 11 | 11 | 12 | 13 | 15 | 17 | 19 | 19 | 18 | 18 | 18 | 18 | 18 | 18 | 18 | 18 | 18 | 18 | 18 | 18 | 18 | 18 | 18 | 18 | 18 | 18 | 18 | 18 | 17 | 11 | 11 | 13 | 15 | 18 | 18 | 18 | 18 | 18 | 18 | 18 | 18 | 18 | 18 | 18 | 18 | 18 | 18 | 18 | 18 | 18 | 18 | 18 | 18 | 18 | 18 | 18 | 18 | 18 | 17 | 13 | 12 | 12 | 13 | 14 | 15 | 17 | 18 | 18 | 18 | 18 | 18 | 18 | 18 | 17 | 17 | 17 | 17 | 17 | 17 | 17 | 18 | 18 | 18 | 18 | 18 | 17 | 17 | 17 | 17 | 12 | 12 | 13 | 15 | 17 | 17 | 17 | 18 | 18 | 18 | 18 | 18 | 18 | 18 | 18 | 18 | 18 | 18 | 18 | 18 | 18 | 18 | 18 | 18 | 18 | 18 | 18 | 18 | 18 | 17 | 3 | 3 | 3 | 3 | 3 | 3 | 3 | 3 | 3 | 3 | 3 | 3 | 3 | 3 | 3 | 3 | 3 | 4 | 4 | 4 | 4 | 5 | 5 | 6 | 6 | 7 | 7 | 8 | 9
PSS | DARESBURY NPL T1 / DARESBURY PK T1 | 95 | 80 | 85 | 101 | 127 | 170 | 232 | 319 | 441 | 525 | 623 | 744 | 880 | 1032 | 1194 | 1390 | 1594 | 1800 | 2000 | 2201 | 2383 | 2540 | 2678 | 2793 | 2886 | 2912 | 2939 | 2967 | 2998 | 3029 | 95 | 87 | 123 | 191 | 301 | 478 | 623 | 802 | 1012 | 1250 | 1532 | 1829 | 2115 | 2370 | 2577 | 2731 | 2832 | 2899 | 2934 | 2953 | 2941 | 2920 | 2895 | 2865 | 2833 | 2792 | 2746 | 2698 | 2640 | 2577 | 95 | 88 | 101 | 127 | 166 | 226 | 312 | 433 | 602 | 738 | 902 | 1101 | 1326 | 1572 | 1814 | 2054 | 2276 | 2472 | 2635 | 2764 | 2862 | 2931 | 2939 | 2916 | 2886 | 2845 | 2794 | 2754 | 2710 | 2661 | 95 | 95 | 134 | 204 | 317 | 500 | 653 | 855 | 1099 | 1380 | 1682 | 1983 | 2260 | 2491 | 2668 | 2789 | 2863 | 2905 | 2917 | 2885 | 2846 | 2803 | 2747 | 2681 | 2601 | 2508 | 2401 | 2278 | 2141 | 1980 | 95 | 57 | 87 | 129 | 184 | 264 | 368 | 497 | 662 | 876 | 1089 | 1290 | 1486 | 1679 | 1865 | 2042 | 2212 | 2374 | 2532 | 2678 | 2811 | 2931 | 3033 | 3122 | 3192 | 3253 | 3305 | 3354 | 3401 | 3424
PSS | DAVY WAY T1 / LLAY T1 | 9 | 17 | 29 | 44 | 70 | 108 | 165 | 248 | 364 | 455 | 562 | 692 | 835 | 998 | 1173 | 1381 | 1598 | 1817 | 2032 | 2243 | 2439 | 2605 | 2752 | 2874 | 2973 | 3001 | 3030 | 3058 | 3092 | 3125 | 9 | 33 | 69 | 132 | 238 | 410 | 563 | 752 | 975 | 1227 | 1529 | 1843 | 2146 | 2416 | 2638 | 2801 | 2911 | 2982 | 3020 | 3041 | 3028 | 3006 | 2980 | 2948 | 2914 | 2871 | 2822 | 2770 | 2710 | 2642 | 9 | 23 | 40 | 66 | 106 | 163 | 248 | 367 | 537 | 683 | 860 | 1072 | 1312 | 1574 | 1831 | 2084 | 2323 | 2532 | 2704 | 2842 | 2946 | 3019 | 3027 | 3004 | 2972 | 2927 | 2875 | 2830 | 2784 | 2733 | 9 | 35 | 78 | 145 | 254 | 433 | 597 | 810 | 1070 | 1370 | 1690 | 2007 | 2303 | 2549 | 2736 | 2866 | 2945 | 2990 | 3003 | 2969 | 2930 | 2882 | 2823 | 2752 | 2668 | 2570 | 2456 | 2325 | 2176 | 2006 | 9 | 54 | 86 | 127 | 185 | 267 | 372 | 503 | 671 | 888 | 1103 | 1310 | 1509 | 1702 | 1890 | 2069 | 2242 | 2410 | 2576 | 2733 | 2879 | 3006 | 3118 | 3213 | 3289 | 3354 | 3411 | 3461 | 3511 | 3533
PSS | DEESIDE ALUMINIUM T1 / DUNLOP PLASTICS T1 / FIRESTONE T1 / TETRAPAK T1 | 3 | 5 | 7 | 10 | 16 | 25 | 36 | 55 | 80 | 97 | 120 | 147 | 178 | 212 | 250 | 293 | 338 | 386 | 429 | 474 | 515 | 551 | 581 | 606 | 627 | 634 | 639 | 646 | 653 | 660 | 3 | 9 | 16 | 30 | 52 | 88 | 121 | 161 | 208 | 260 | 323 | 390 | 453 | 510 | 557 | 592 | 614 | 629 | 637 | 641 | 639 | 635 | 630 | 622 | 614 | 607 | 596 | 584 | 572 | 558 | 3 | 6 | 10 | 15 | 24 | 35 | 53 | 80 | 115 | 147 | 184 | 228 | 278 | 333 | 388 | 441 | 491 | 534 | 572 | 601 | 622 | 638 | 639 | 633 | 628 | 618 | 607 | 598 | 588 | 577 | 3 | 9 | 18 | 33 | 56 | 93 | 129 | 173 | 228 | 290 | 358 | 426 | 487 | 539 | 578 | 606 | 622 | 631 | 634 | 628 | 619 | 609 | 597 | 581 | 564 | 542 | 519 | 491 | 460 | 426 | 3 | 13 | 19 | 28 | 41 | 58 | 81 | 109 | 146 | 192 | 239 | 285 | 326 | 369 | 410 | 449 | 486 | 521 | 557 | 591 | 622 | 650 | 674 | 694 | 710 | 725 | 739 | 749 | 760 | 765
PSS | DEESIDE IND PK T1 / DEESIDE IND PK 6TH AVE T1 / RAF SEALAND T1 | 22 | 20 | 23 | 31 | 40 | 57 | 81 | 115 | 162 | 197 | 239 | 287 | 343 | 407 | 473 | 554 | 637 | 723 | 805 | 886 | 963 | 1027 | 1082 | 1131 | 1170 | 1178 | 1192 | 1202 | 1214 | 1227 | 22 | 24 | 39 | 66 | 108 | 178 | 239 | 310 | 398 | 495 | 612 | 732 | 851 | 955 | 1040 | 1103 | 1146 | 1173 | 1187 | 1196 | 1191 | 1182 | 1171 | 1160 | 1147 | 1129 | 1111 | 1090 | 1068 | 1040 | 22 | 24 | 29 | 40 | 56 | 78 | 113 | 161 | 228 | 284 | 352 | 435 | 527 | 629 | 727 | 827 | 917 | 998 | 1064 | 1119 | 1158 | 1185 | 1191 | 1181 | 1168 | 1150 | 1132 | 1114 | 1096 | 1076 | 22 | 27 | 42 | 70 | 115 | 187 | 249 | 332 | 433 | 549 | 672 | 795 | 911 | 1006 | 1078 | 1128 | 1159 | 1175 | 1181 | 1167 | 1152 | 1134 | 1111 | 1085 | 1051 | 1013 | 969 | 920 | 862 | 795 | 22 | 27 | 39 | 57 | 81 | 115 | 160 | 215 | 285 | 377 | 467 | 554 | 638 | 722 | 800 | 876 | 947 | 1011 | 1072 | 1129 | 1177 | 1222 | 1258 | 1292 | 1318 | 1340 | 1359 | 1380 | 1400 | 1409
PSS | DELAMORE ST T1 / KIRKDALE T1 / WALTON T1 | 54 | 60 | 78 | 108 | 155 | 227 | 334 | 489 | 709 | 876 | 1070 | 1304 | 1570 | 1867 | 2184 | 2564 | 2960 | 3363 | 3753 | 4142 | 4496 | 4802 | 5069 | 5293 | 5473 | 5526 | 5579 | 5631 | 5692 | 5751 | 54 | 85 | 151 | 271 | 469 | 791 | 1070 | 1416 | 1824 | 2285 | 2836 | 3410 | 3966 | 4461 | 4864 | 5164 | 5363 | 5493 | 5561 | 5599 | 5579 | 5535 | 5488 | 5431 | 5366 | 5290 | 5201 | 5104 | 4994 | 4870 | 54 | 70 | 102 | 151 | 223 | 331 | 486 | 710 | 1026 | 1291 | 1615 | 2002 | 2439 | 2918 | 3389 | 3853 | 4287 | 4669 | 4986 | 5237 | 5428 | 5559 | 5575 | 5532 | 5474 | 5394 | 5297 | 5215 | 5130 | 5036 | 54 | 91 | 168 | 295 | 500 | 831 | 1131 | 1524 | 1999 | 2542 | 3129 | 3711 | 4251 | 4703 | 5044 | 5281 | 5426 | 5508 | 5530 | 5469 | 5396 | 5307 | 5203 | 5071 | 4917 | 4737 | 4530 | 4291 | 4020 | 3708 | 54 | 116 | 178 | 263 | 376 | 536 | 743 | 1002 | 1335 | 1761 | 2192 | 2599 | 2994 | 3382 | 3758 | 4112 | 4444 | 4753 | 5047 | 5314 | 5553 | 5770 | 5944 | 6105 | 6234 | 6341 | 6432 | 6528 | 6624 | 6671
PSS | DENBIGH T1 | 51 | 48 | 57 | 72 | 98 | 138 | 197 | 281 | 401 | 489 | 590 | 713 | 855 | 1013 | 1178 | 1379 | 1589 | 1803 | 2008 | 2214 | 2402 | 2565 | 2705 | 2823 | 2920 | 2947 | 2976 | 3004 | 3036 | 3066 | 51 | 59 | 95 | 160 | 267 | 441 | 589 | 774 | 989 | 1234 | 1524 | 1828 | 2123 | 2384 | 2596 | 2756 | 2863 | 2930 | 2967 | 2985 | 2974 | 2952 | 2928 | 2896 | 2863 | 2822 | 2776 | 2723 | 2665 | 2600 | 51 | 55 | 70 | 96 | 135 | 192 | 277 | 397 | 567 | 707 | 878 | 1082 | 1315 | 1567 | 1815 | 2062 | 2291 | 2493 | 2660 | 2792 | 2894 | 2964 | 2973 | 2950 | 2917 | 2877 | 2824 | 2782 | 2738 | 2687 | 51 | 65 | 105 | 174 | 286 | 464 | 624 | 832 | 1082 | 1370 | 1681 | 1989 | 2274 | 2514 | 2695 | 2819 | 2896 | 2940 | 2951 | 2920 | 2879 | 2833 | 2778 | 2708 | 2626 | 2533 | 2421 | 2295 | 2151 | 1988 | 51 | 56 | 85 | 127 | 182 | 261 | 363 | 490 | 654 | 865 | 1076 | 1276 | 1470 | 1660 | 1845 | 2020 | 2190 | 2351 | 2509 | 2654 | 2787 | 2906 | 3008 | 3094 | 3165 | 3226 | 3278 | 3329 | 3378 | 3402
PSS | DESOTO RD T1 / MERSEY BRIDGE T1 / PITT ST T1 | 148 | 109 | 102 | 103 | 112 | 127 | 147 | 172 | 203 | 206 | 213 | 222 | 235 | 248 | 263 | 282 | 303 | 322 | 342 | 360 | 378 | 395 | 408 | 418 | 429 | 431 | 434 | 436 | 440 | 441 | 148 | 97 | 103 | 122 | 151 | 192 | 207 | 224 | 247 | 271 | 299 | 330 | 359 | 384 | 404 | 417 | 427 | 432 | 434 | 436 | 434 | 431 | 429 | 426 | 423 | 419 | 413 | 410 | 404 | 397 | 148 | 113 | 109 | 113 | 121 | 135 | 154 | 179 | 212 | 221 | 237 | 253 | 276 | 299 | 322 | 344 | 367 | 385 | 401 | 413 | 423 | 431 | 432 | 430 | 426 | 423 | 418 | 414 | 409 | 405 | 148 | 107 | 110 | 128 | 155 | 194 | 207 | 228 | 253 | 280 | 311 | 342 | 368 | 390 | 408 | 421 | 427 | 430 | 430 | 427 | 425 | 419 | 414 | 409 | 400 | 390 | 380 | 370 | 356 | 342 | 148 | 9 | 13 | 18 | 23 | 33 | 45 | 59 | 78 | 102 | 126 | 150 | 171 | 194 | 215 | 235 | 255 | 273 | 291 | 310 | 325 | 340 | 353 | 364 | 371 | 380 | 387 | 393 | 399 | 401
PSS | DIBBINSDALE T1 / PLYMYARD T1 / WIBP HARDKNOTT RD T1 | 20 | 49 | 83 | 130 | 204 | 317 | 486 | 732 | 1081 | 1357 | 1677 | 2060 | 2496 | 2984 | 3505 | 4126 | 4776 | 5435 | 6072 | 6709 | 7292 | 7792 | 8228 | 8594 | 8892 | 8975 | 9063 | 9151 | 9249 | 9345 | 20 | 97 | 205 | 394 | 711 | 1225 | 1683 | 2249 | 2918 | 3671 | 4572 | 5512 | 6423 | 7231 | 7892 | 8385 | 8713 | 8924 | 9037 | 9100 | 9065 | 8996 | 8916 | 8823 | 8718 | 8593 | 8447 | 8290 | 8110 | 7905 | 20 | 65 | 120 | 200 | 315 | 487 | 737 | 1097 | 1606 | 2042 | 2574 | 3207 | 3925 | 4710 | 5478 | 6240 | 6951 | 7576 | 8095 | 8505 | 8819 | 9034 | 9060 | 8989 | 8893 | 8763 | 8604 | 8470 | 8332 | 8176 | 20 | 105 | 228 | 430 | 761 | 1293 | 1785 | 2427 | 3203 | 4096 | 5056 | 6009 | 6891 | 7633 | 8190 | 8577 | 8815 | 8949 | 8986 | 8887 | 8766 | 8622 | 8450 | 8236 | 7983 | 7687 | 7348 | 6956 | 6511 | 6003 | 20 | 173 | 267 | 397 | 571 | 819 | 1137 | 1537 | 2049 | 2704 | 3365 | 3989 | 4592 | 5182 | 5752 | 6296 | 6823 | 7335 | 7838 | 8315 | 8753 | 9142 | 9487 | 9771 | 10004 | 10201 | 10375 | 10526 | 10676 | 10741
PSS | DINGLE T1 / GRANBY T1 / ST JAMES T2 | 7 | 9 | 12 | 18 | 27 | 41 | 61 | 90 | 131 | 162 | 201 | 244 | 296 | 352 | 412 | 486 | 560 | 638 | 712 | 786 | 855 | 912 | 964 | 1007 | 1041 | 1051 | 1061 | 1070 | 1083 | 1094 | 7 | 15 | 28 | 50 | 88 | 149 | 203 | 269 | 346 | 435 | 539 | 648 | 754 | 850 | 926 | 985 | 1023 | 1046 | 1060 | 1068 | 1063 | 1054 | 1046 | 1034 | 1023 | 1007 | 990 | 972 | 951 | 927 | 7 | 12 | 18 | 27 | 41 | 62 | 92 | 134 | 193 | 244 | 307 | 380 | 463 | 555 | 645 | 734 | 816 | 891 | 949 | 998 | 1034 | 1060 | 1062 | 1054 | 1043 | 1027 | 1008 | 994 | 977 | 961 | 7 | 16 | 31 | 54 | 93 | 157 | 215 | 289 | 379 | 483 | 596 | 707 | 809 | 897 | 961 | 1005 | 1034 | 1050 | 1053 | 1042 | 1029 | 1011 | 990 | 966 | 936 | 902 | 862 | 817 | 765 | 705 | 7 | 24 | 34 | 46 | 63 | 88 | 119 | 157 | 207 | 272 | 336 | 398 | 458 | 518 | 577 | 633 | 686 | 736 | 785 | 830 | 870 | 906 | 936 | 963 | 985 | 1004 | 1020 | 1036 | 1054 | 1062
PSS | DITTON T1 / GAVIN RD T1 / HOUGH GREEN T1 / RTZ T1 | 12 | 62 | 113 | 186 | 297 | 469 | 725 | 1096 | 1627 | 2046 | 2535 | 3120 | 3786 | 4528 | 5322 | 6268 | 7258 | 8263 | 9235 | 10206 | 11093 | 11854 | 12521 | 13077 | 13529 | 13659 | 13792 | 13925 | 14072 | 14223 | 12 | 135 | 299 | 586 | 1065 | 1846 | 2544 | 3407 | 4425 | 5575 | 6945 | 8378 | 9768 | 10998 | 12006 | 12755 | 13255 | 13577 | 13751 | 13846 | 13792 | 13687 | 13567 | 13426 | 13264 | 13074 | 12850 | 12611 | 12337 | 12024 | 12 | 83 | 167 | 289 | 464 | 725 | 1103 | 1649 | 2423 | 3088 | 3899 | 4864 | 5959 | 7154 | 8325 | 9486 | 10568 | 11524 | 12313 | 12939 | 13417 | 13745 | 13783 | 13674 | 13528 | 13331 | 13089 | 12885 | 12674 | 12439 | 12 | 146 | 334 | 641 | 1141 | 1949 | 2697 | 3677 | 4859 | 6221 | 7685 | 9136 | 10481 | 11610 | 12461 | 13049 | 13412 | 13616 | 13672 | 13522 | 13337 | 13120 | 12855 | 12531 | 12143 | 11695 | 11176 | 10582 | 9901 | 9126 | 12 | 251 | 396 | 598 | 866 | 1248 | 1739 | 2358 | 3147 | 4157 | 5179 | 6142 | 7076 | 7990 | 8872 | 9713 | 10526 | 11315 | 12089 | 12814 | 13482 | 14076 | 14596 | 15030 | 15382 | 15685 | 15947 | 16181 | 16407 | 16507
PSS | DODDS LA T1 / HOLBORN HILL T1 / MAGHULL T1 / MAGHULL T2 / ROBBINS BRIDGE T1 | 15 | 134 | 254 | 427 | 689 | 1091 | 1689 | 2561 | 3805 | 4790 | 5944 | 7315 | 8879 | 10625 | 12487 | 14714 | 17040 | 19401 | 21689 | 23968 | 26052 | 27843 | 29408 | 30715 | 31779 | 32083 | 32397 | 32707 | 33058 | 33408 | 15 | 307 | 691 | 1366 | 2488 | 4321 | 5964 | 7992 | 10385 | 13084 | 16307 | 19671 | 22938 | 25830 | 28196 | 29960 | 31133 | 31890 | 32301 | 32525 | 32398 | 32149 | 31867 | 31535 | 31155 | 30708 | 30185 | 29619 | 28976 | 28245 | 15 | 188 | 386 | 670 | 1080 | 1693 | 2583 | 3867 | 5681 | 7245 | 9154 | 11419 | 13995 | 16802 | 19554 | 22283 | 24826 | 27073 | 28926 | 30394 | 31518 | 32293 | 32383 | 32126 | 31782 | 31316 | 30747 | 30273 | 29773 | 29223 | 15 | 332 | 778 | 1496 | 2672 | 4569 | 6326 | 8629 | 11406 | 14604 | 18046 | 21454 | 24614 | 27270 | 29270 | 30653 | 31506 | 31985 | 32116 | 31762 | 31329 | 30816 | 30198 | 29433 | 28526 | 27470 | 26252 | 24852 | 23255 | 21435 | 15 | 617 | 956 | 1427 | 2053 | 2944 | 4093 | 5537 | 7386 | 9748 | 12139 | 14394 | 16587 | 18733 | 20809 | 22787 | 24685 | 26504 | 28267 | 29903 | 31400 | 32737 | 33876 | 34857 | 35655 | 36323 | 36903 | 37447 | 37983 | 38228
PSS | DOLGARROG GRID T1 / DOLGARROG GRID T2 | 3 | 14 | 24 | 41 | 65 | 103 | 159 | 242 | 357 | 451 | 557 | 686 | 834 | 997 | 1172 | 1380 | 1598 | 1820 | 2033 | 2247 | 2442 | 2612 | 2757 | 2881 | 2980 | 3009 | 3038 | 3067 | 3100 | 3134 | 3 | 30 | 66 | 130 | 235 | 408 | 562 | 751 | 976 | 1229 | 1531 | 1847 | 2152 | 2423 | 2645 | 2811 | 2920 | 2991 | 3030 | 3052 | 3040 | 3015 | 2990 | 2958 | 2923 | 2881 | 2831 | 2780 | 2718 | 2650 | 3 | 18 | 37 | 64 | 102 | 160 | 244 | 364 | 534 | 682 | 861 | 1073 | 1314 | 1576 | 1835 | 2091 | 2328 | 2540 | 2714 | 2852 | 2957 | 3029 | 3038 | 3014 | 2981 | 2939 | 2885 | 2840 | 2794 | 2741 | 3 | 32 | 74 | 142 | 252 | 429 | 596 | 811 | 1071 | 1371 | 1694 | 2012 | 2309 | 2557 | 2746 | 2875 | 2954 | 3000 | 3013 | 2979 | 2939 | 2891 | 2833 | 2761 | 2675 | 2578 | 2463 | 2331 | 2182 | 2011 | 3 | 51 | 81 | 122 | 177 | 254 | 355 | 481 | 643 | 850 | 1058 | 1256 | 1445 | 1632 | 1811 | 1983 | 2149 | 2311 | 2470 | 2620 | 2758 | 2881 | 2989 | 3080 | 3152 | 3216 | 3270 | 3317 | 3364 | 3384
PSS | DOLGELLAU T1 | 20 | 26 | 35 | 50 | 75 | 112 | 166 | 245 | 357 | 445 | 545 | 666 | 806 | 959 | 1124 | 1321 | 1526 | 1736 | 1938 | 2139 | 2323 | 2481 | 2620 | 2736 | 2829 | 2855 | 2884 | 2910 | 2943 | 2974 | 20 | 39 | 73 | 136 | 237 | 403 | 548 | 728 | 939 | 1179 | 1464 | 1760 | 2049 | 2305 | 2514 | 2670 | 2774 | 2841 | 2877 | 2896 | 2885 | 2863 | 2838 | 2809 | 2776 | 2735 | 2690 | 2640 | 2582 | 2517 | 20 | 31 | 48 | 74 | 111 | 166 | 246 | 362 | 524 | 663 | 831 | 1030 | 1259 | 1507 | 1750 | 1990 | 2215 | 2414 | 2578 | 2708 | 2808 | 2876 | 2885 | 2862 | 2832 | 2788 | 2739 | 2697 | 2653 | 2603 | 20 | 43 | 82 | 147 | 254 | 425 | 579 | 783 | 1029 | 1312 | 1616 | 1918 | 2197 | 2433 | 2608 | 2731 | 2806 | 2848 | 2860 | 2828 | 2791 | 2746 | 2690 | 2623 | 2543 | 2450 | 2341 | 2218 | 2076 | 1915 | 20 | 45 | 68 | 102 | 145 | 207 | 286 | 386 | 515 | 682 | 848 | 1008 | 1165 | 1319 | 1470 | 1615 | 1755 | 1887 | 2015 | 2131 | 2237 | 2333 | 2412 | 2484 | 2541 | 2589 | 2630 | 2672 | 2713 | 2733
PSS | DUCKINGTON T1 / DUCKINGTON T2 | 20 | 27 | 38 | 55 | 82 | 122 | 183 | 273 | 400 | 495 | 610 | 744 | 899 | 1073 | 1256 | 1478 | 1708 | 1941 | 2169 | 2394 | 2601 | 2778 | 2932 | 3062 | 3167 | 3197 | 3230 | 3259 | 3295 | 3330 | 20 | 42 | 81 | 150 | 263 | 448 | 610 | 813 | 1049 | 1317 | 1636 | 1970 | 2293 | 2580 | 2814 | 2989 | 3106 | 3179 | 3220 | 3243 | 3231 | 3204 | 3178 | 3144 | 3106 | 3061 | 3010 | 2954 | 2892 | 2818 | 20 | 33 | 52 | 80 | 121 | 184 | 274 | 402 | 585 | 737 | 926 | 1152 | 1407 | 1686 | 1957 | 2228 | 2480 | 2702 | 2885 | 3030 | 3143 | 3219 | 3229 | 3203 | 3169 | 3122 | 3066 | 3020 | 2969 | 2914 | 20 | 46 | 90 | 163 | 282 | 473 | 647 | 874 | 1150 | 1466 | 1808 | 2146 | 2458 | 2722 | 2920 | 3056 | 3141 | 3188 | 3203 | 3167 | 3123 | 3072 | 3012 | 2936 | 2846 | 2742 | 2620 | 2482 | 2325 | 2143 | 20 | 0 | 0 | 0 | 0 | 0 | 0 | 0 | 0 | 0 | 0 | 0 | 0 | 0 | 0 | 0 | 0 | 0 | 0 | 0 | 0 | 0 | 0 | 0 | 0 | 0 | 0 | 0 | 0 | 0
PSS | DUDDON T1 | 18 | 20 | 26 | 35 | 48 | 72 | 104 | 151 | 219 | 269 | 328 | 399 | 480 | 571 | 666 | 782 | 903 | 1025 | 1144 | 1261 | 1370 | 1463 | 1545 | 1611 | 1667 | 1682 | 1698 | 1714 | 1732 | 1750 | 18 | 28 | 49 | 85 | 145 | 244 | 328 | 434 | 559 | 697 | 865 | 1040 | 1209 | 1358 | 1481 | 1572 | 1632 | 1672 | 1693 | 1705 | 1697 | 1684 | 1670 | 1654 | 1633 | 1610 | 1583 | 1554 | 1520 | 1482 | 18 | 24 | 33 | 48 | 70 | 103 | 150 | 218 | 315 | 395 | 493 | 611 | 745 | 890 | 1032 | 1173 | 1306 | 1422 | 1517 | 1593 | 1652 | 1692 | 1697 | 1684 | 1666 | 1641 | 1612 | 1587 | 1560 | 1534 | 18 | 30 | 53 | 92 | 155 | 256 | 347 | 466 | 610 | 777 | 955 | 1130 | 1294 | 1432 | 1537 | 1607 | 1652 | 1676 | 1683 | 1664 | 1641 | 1616 | 1583 | 1543 | 1496 | 1442 | 1378 | 1306 | 1223 | 1130 | 18 | 35 | 54 | 79 | 114 | 163 | 227 | 305 | 406 | 537 | 667 | 792 | 912 | 1030 | 1143 | 1252 | 1355 | 1451 | 1546 | 1631 | 1710 | 1781 | 1840 | 1892 | 1933 | 1970 | 2000 | 2030 | 2058 | 2071
PSS | DYFFRYN ARDUDWY T1 | 9 | 13 | 19 | 28 | 41 | 64 | 97 | 143 | 210 | 262 | 323 | 396 | 478 | 572 | 671 | 789 | 912 | 1037 | 1159 | 1280 | 1390 | 1485 | 1569 | 1638 | 1696 | 1711 | 1727 | 1744 | 1763 | 1782 | 9 | 22 | 42 | 79 | 139 | 238 | 324 | 433 | 560 | 703 | 874 | 1052 | 1226 | 1379 | 1506 | 1599 | 1661 | 1700 | 1723 | 1734 | 1728 | 1716 | 1699 | 1681 | 1662 | 1640 | 1610 | 1580 | 1545 | 1508 | 9 | 16 | 26 | 41 | 64 | 96 | 144 | 213 | 311 | 393 | 495 | 616 | 751 | 900 | 1045 | 1191 | 1326 | 1446 | 1544 | 1622 | 1680 | 1722 | 1727 | 1712 | 1696 | 1671 | 1640 | 1614 | 1588 | 1559 | 9 | 23 | 47 | 85 | 149 | 251 | 344 | 467 | 613 | 783 | 966 | 1147 | 1314 | 1455 | 1562 | 1637 | 1682 | 1705 | 1712 | 1694 | 1671 | 1643 | 1611 | 1571 | 1522 | 1466 | 1403 | 1326 | 1242 | 1147 | 9 | 30 | 47 | 68 | 99 | 140 | 194 | 263 | 351 | 463 | 578 | 688 | 794 | 900 | 1005 | 1105 | 1198 | 1285 | 1367 | 1441 | 1507 | 1567 | 1614 | 1659 | 1694 | 1725 | 1750 | 1776 | 1803 | 1817
PSS | DYSERTH RD T1 / FFORDD LAS T1 / FFORDD LAS T2 / WESTBOURNE AVE T1 | 74 | 104 | 147 | 216 | 322 | 487 | 730 | 1085 | 1588 | 1977 | 2432 | 2976 | 3596 | 4288 | 5026 | 5910 | 6832 | 7766 | 8673 | 9579 | 10404 | 11116 | 11736 | 12255 | 12678 | 12798 | 12923 | 13045 | 13184 | 13324 | 74 | 166 | 320 | 594 | 1048 | 1788 | 2437 | 3242 | 4191 | 5264 | 6543 | 7877 | 9173 | 10320 | 11259 | 11959 | 12422 | 12722 | 12885 | 12973 | 12922 | 12825 | 12712 | 12581 | 12431 | 12252 | 12045 | 11820 | 11565 | 11275 | 74 | 127 | 202 | 315 | 481 | 728 | 1086 | 1601 | 2329 | 2949 | 3703 | 4602 | 5624 | 6737 | 7827 | 8909 | 9919 | 10810 | 11544 | 12127 | 12573 | 12880 | 12917 | 12814 | 12677 | 12493 | 12268 | 12080 | 11881 | 11663 | 74 | 179 | 356 | 645 | 1119 | 1882 | 2579 | 3493 | 4594 | 5864 | 7230 | 8582 | 9835 | 10887 | 11681 | 12230 | 12568 | 12758 | 12809 | 12670 | 12498 | 12295 | 12049 | 11746 | 11386 | 10968 | 10484 | 9928 | 9297 | 8575 | 74 | 222 | 349 | 522 | 751 | 1080 | 1503 | 2034 | 2716 | 3588 | 4468 | 5302 | 6111 | 6903 | 7672 | 8406 | 9111 | 9788 | 10444 | 11056 | 11614 | 12113 | 12540 | 12906 | 13205 | 13456 | 13677 | 13886 | 14093 | 14192
PSS | EDEN VALE T1 | 21 | 33 | 50 | 76 | 114 | 173 | 262 | 390 | 574 | 716 | 883 | 1084 | 1309 | 1563 | 1832 | 2156 | 2493 | 2836 | 3167 | 3499 | 3799 | 4060 | 4287 | 4476 | 4631 | 4675 | 4720 | 4766 | 4816 | 4867 | 21 | 58 | 113 | 212 | 377 | 648 | 886 | 1180 | 1528 | 1920 | 2387 | 2876 | 3348 | 3769 | 4112 | 4369 | 4538 | 4647 | 4707 | 4740 | 4721 | 4686 | 4643 | 4595 | 4540 | 4477 | 4401 | 4318 | 4224 | 4118 | 21 | 42 | 70 | 111 | 171 | 262 | 392 | 581 | 845 | 1073 | 1348 | 1678 | 2051 | 2457 | 2856 | 3253 | 3622 | 3948 | 4217 | 4431 | 4593 | 4705 | 4719 | 4681 | 4632 | 4564 | 4481 | 4413 | 4341 | 4261 | 21 | 62 | 127 | 231 | 405 | 683 | 938 | 1271 | 1675 | 2140 | 2638 | 3133 | 3592 | 3976 | 4267 | 4468 | 4592 | 4662 | 4680 | 4629 | 4566 | 4491 | 4401 | 4290 | 4159 | 4006 | 3829 | 3626 | 3395 | 3130 | 21 | 90 | 139 | 208 | 300 | 431 | 600 | 811 | 1082 | 1429 | 1778 | 2109 | 2429 | 2742 | 3041 | 3330 | 3609 | 3880 | 4147 | 4398 | 4630 | 4837 | 5018 | 5169 | 5291 | 5397 | 5489 | 5569 | 5649 | 5682
PSS | EDERN T1 | 12 | 21 | 30 | 47 | 71 | 108 | 165 | 246 | 362 | 451 | 557 | 683 | 825 | 984 | 1156 | 1359 | 1572 | 1787 | 1996 | 2207 | 2397 | 2561 | 2705 | 2824 | 2922 | 2950 | 2979 | 3007 | 3038 | 3071 | 12 | 34 | 70 | 132 | 236 | 407 | 556 | 742 | 962 | 1209 | 1504 | 1813 | 2112 | 2376 | 2592 | 2753 | 2861 | 2931 | 2968 | 2988 | 2977 | 2955 | 2928 | 2899 | 2863 | 2822 | 2774 | 2722 | 2665 | 2596 | 12 | 25 | 42 | 68 | 106 | 163 | 246 | 364 | 532 | 674 | 849 | 1056 | 1292 | 1548 | 1801 | 2050 | 2283 | 2489 | 2660 | 2794 | 2897 | 2967 | 2976 | 2951 | 2920 | 2878 | 2826 | 2781 | 2738 | 2687 | 12 | 38 | 78 | 145 | 253 | 429 | 590 | 800 | 1054 | 1348 | 1662 | 1976 | 2264 | 2507 | 2691 | 2816 | 2896 | 2938 | 2952 | 2918 | 2879 | 2833 | 2776 | 2706 | 2622 | 2526 | 2413 | 2287 | 2139 | 1974 | 12 | 51 | 76 | 115 | 165 | 238 | 331 | 446 | 597 | 789 | 984 | 1167 | 1348 | 1525 | 1698 | 1864 | 2022 | 2171 | 2315 | 2448 | 2567 | 2676 | 2766 | 2845 | 2909 | 2964 | 3011 | 3056 | 3102 | 3123
PSS | EDGE HILL T1 / LIVERPOOL UNIVERSITY T1 / LIVERPOOL UNIVERSITY T2 / LIVERPOOL UNIVERSITY T3 | 26 | 20 | 20 | 22 | 27 | 35 | 45 | 58 | 77 | 89 | 104 | 121 | 142 | 164 | 188 | 217 | 246 | 277 | 306 | 335 | 362 | 386 | 404 | 423 | 437 | 440 | 444 | 447 | 453 | 456 | 26 | 19 | 25 | 36 | 53 | 83 | 103 | 129 | 159 | 195 | 237 | 282 | 322 | 361 | 391 | 414 | 428 | 438 | 442 | 445 | 443 | 440 | 437 | 432 | 427 | 421 | 416 | 409 | 399 | 390 | 26 | 21 | 23 | 26 | 33 | 42 | 56 | 74 | 102 | 120 | 144 | 173 | 206 | 242 | 278 | 313 | 346 | 375 | 397 | 418 | 433 | 442 | 444 | 439 | 436 | 430 | 422 | 416 | 410 | 404 | 26 | 21 | 28 | 39 | 57 | 85 | 108 | 138 | 173 | 214 | 259 | 303 | 344 | 377 | 403 | 420 | 433 | 440 | 439 | 435 | 430 | 424 | 415 | 406 | 393 | 381 | 364 | 346 | 326 | 303 | 26 | 15 | 20 | 27 | 37 | 50 | 68 | 88 | 117 | 153 | 186 | 221 | 252 | 284 | 313 | 341 | 366 | 391 | 413 | 433 | 451 | 467 | 481 | 492 | 502 | 511 | 519 | 527 | 536 | 541
PSS | EDGE LA (TAPLEY PLACE) T1 / LISTER DV B T3 / MILL LA (WAVERTREE) T1 / PLESSEY (EDGE LA) T1 / STONEYCROFT T1 | 2 | 1 | 1 | 1 | 1 | 1 | 1 | 2 | 2 | 2 | 2 | 2 | 2 | 2 | 2 | 2 | 2 | 2 | 2 | 2 | 2 | 2 | 2 | 2 | 2 | 2 | 2 | 2 | 2 | 2 | 2 | 1 | 1 | 1 | 1 | 2 | 2 | 2 | 2 | 2 | 2 | 2 | 2 | 2 | 2 | 2 | 2 | 2 | 2 | 2 | 2 | 2 | 2 | 2 | 2 | 2 | 2 | 2 | 2 | 2 | 2 | 1 | 1 | 1 | 1 | 1 | 1 | 2 | 2 | 2 | 2 | 2 | 2 | 2 | 2 | 2 | 2 | 2 | 2 | 2 | 2 | 2 | 2 | 2 | 2 | 2 | 2 | 2 | 2 | 2 | 2 | 1 | 1 | 1 | 1 | 2 | 2 | 2 | 2 | 2 | 2 | 2 | 2 | 2 | 2 | 2 | 2 | 2 | 2 | 2 | 2 | 2 | 2 | 2 | 2 | 2 | 2 | 2 | 2 | 2 | 2 | 0 | 0 | 0 | 0 | 0 | 0 | 0 | 0 | 0 | 0 | 0 | 0 | 0 | 0 | 0 | 0 | 0 | 0 | 0 | 0 | 0 | 0 | 0 | 0 | 0 | 0 | 0 | 0 | 0
PSS | EGA ELECTRIC T1 | 17 | 24 | 33 | 51 | 76 | 115 | 173 | 258 | 375 | 468 | 578 | 707 | 855 | 1020 | 1195 | 1405 | 1624 | 1846 | 2062 | 2278 | 2475 | 2643 | 2792 | 2914 | 3015 | 3043 | 3074 | 3102 | 3136 | 3169 | 17 | 38 | 75 | 139 | 248 | 423 | 578 | 770 | 997 | 1250 | 1556 | 1872 | 2183 | 2455 | 2677 | 2844 | 2955 | 3026 | 3065 | 3085 | 3073 | 3050 | 3023 | 2991 | 2957 | 2914 | 2865 | 2811 | 2750 | 2682 | 17 | 29 | 46 | 74 | 113 | 173 | 257 | 381 | 551 | 700 | 879 | 1093 | 1337 | 1601 | 1861 | 2119 | 2358 | 2570 | 2746 | 2884 | 2990 | 3064 | 3071 | 3047 | 3015 | 2972 | 2918 | 2874 | 2826 | 2773 | 17 | 42 | 83 | 152 | 265 | 446 | 613 | 830 | 1091 | 1395 | 1719 | 2042 | 2339 | 2590 | 2779 | 2908 | 2988 | 3035 | 3046 | 3012 | 2973 | 2923 | 2865 | 2793 | 2708 | 2608 | 2494 | 2361 | 2210 | 2039 | 17 | 55 | 86 | 129 | 188 | 271 | 377 | 510 | 681 | 900 | 1122 | 1329 | 1532 | 1730 | 1920 | 2102 | 2278 | 2449 | 2618 | 2777 | 2923 | 3053 | 3168 | 3264 | 3341 | 3408 | 3464 | 3514 | 3567 | 3586
PSS | EGERTON T1 / ROCK FERRY T1 / SHELL TRANMERE T1 | 17 | 28 | 44 | 67 | 101 | 156 | 237 | 353 | 519 | 647 | 798 | 980 | 1186 | 1417 | 1661 | 1954 | 2263 | 2573 | 2874 | 3175 | 3448 | 3686 | 3893 | 4064 | 4205 | 4244 | 4286 | 4326 | 4373 | 4419 | 17 | 51 | 101 | 191 | 341 | 587 | 801 | 1070 | 1384 | 1742 | 2166 | 2610 | 3040 | 3421 | 3733 | 3965 | 4120 | 4220 | 4275 | 4303 | 4287 | 4254 | 4216 | 4173 | 4123 | 4063 | 3995 | 3920 | 3836 | 3739 | 17 | 36 | 62 | 99 | 155 | 236 | 354 | 524 | 766 | 971 | 1223 | 1521 | 1861 | 2230 | 2593 | 2953 | 3288 | 3585 | 3828 | 4022 | 4171 | 4273 | 4285 | 4251 | 4206 | 4144 | 4069 | 4007 | 3940 | 3867 | 17 | 54 | 113 | 209 | 366 | 618 | 850 | 1153 | 1520 | 1940 | 2394 | 2845 | 3259 | 3610 | 3873 | 4057 | 4170 | 4232 | 4249 | 4203 | 4146 | 4077 | 3997 | 3896 | 3776 | 3636 | 3476 | 3292 | 3081 | 2842 | 17 | 89 | 135 | 199 | 283 | 402 | 557 | 748 | 996 | 1314 | 1634 | 1934 | 2225 | 2512 | 2788 | 3050 | 3301 | 3541 | 3771 | 3985 | 4179 | 4352 | 4498 | 4627 | 4729 | 4817 | 4891 | 4963 | 5033 | 5067
PSS | EGREMONT T1 / LISCARD T1 / POULTON T1 / STONE MANGANESE T1 | 27 | 30 | 40 | 55 | 78 | 115 | 170 | 249 | 360 | 445 | 543 | 663 | 798 | 950 | 1111 | 1304 | 1507 | 1712 | 1911 | 2110 | 2290 | 2445 | 2581 | 2694 | 2788 | 2813 | 2840 | 2867 | 2897 | 2928 | 27 | 44 | 78 | 139 | 239 | 403 | 546 | 723 | 930 | 1165 | 1446 | 1738 | 2022 | 2272 | 2477 | 2630 | 2733 | 2798 | 2834 | 2854 | 2842 | 2821 | 2796 | 2767 | 2734 | 2696 | 2650 | 2601 | 2546 | 2481 | 27 | 37 | 52 | 78 | 114 | 169 | 248 | 362 | 522 | 657 | 824 | 1021 | 1245 | 1487 | 1727 | 1963 | 2183 | 2379 | 2540 | 2667 | 2764 | 2833 | 2841 | 2818 | 2788 | 2749 | 2698 | 2656 | 2614 | 2565 | 27 | 48 | 86 | 150 | 256 | 425 | 577 | 778 | 1019 | 1296 | 1596 | 1891 | 2166 | 2396 | 2570 | 2690 | 2764 | 2806 | 2818 | 2787 | 2748 | 2704 | 2651 | 2584 | 2506 | 2414 | 2308 | 2187 | 2049 | 1890 | 27 | 57 | 85 | 123 | 173 | 246 | 339 | 454 | 604 | 796 | 989 | 1172 | 1349 | 1522 | 1692 | 1852 | 2008 | 2156 | 2301 | 2434 | 2556 | 2666 | 2758 | 2839 | 2905 | 2961 | 3010 | 3056 | 3103 | 3126
PSS | ELLESMERE T1 / MMB ELLESMERE T1 | 2 | 22 | 44 | 74 | 119 | 190 | 293 | 445 | 661 | 834 | 1034 | 1274 | 1547 | 1849 | 2173 | 2563 | 2967 | 3379 | 3777 | 4173 | 4537 | 4849 | 5120 | 5348 | 5535 | 5587 | 5642 | 5696 | 5756 | 5818 | 2 | 53 | 120 | 237 | 433 | 752 | 1037 | 1391 | 1807 | 2277 | 2839 | 3426 | 3993 | 4498 | 4910 | 5217 | 5421 | 5553 | 5624 | 5664 | 5641 | 5600 | 5549 | 5491 | 5426 | 5347 | 5256 | 5159 | 5045 | 4919 | 2 | 32 | 67 | 116 | 186 | 293 | 449 | 672 | 989 | 1260 | 1593 | 1988 | 2437 | 2926 | 3404 | 3880 | 4323 | 4714 | 5037 | 5292 | 5488 | 5623 | 5639 | 5594 | 5533 | 5454 | 5354 | 5270 | 5184 | 5088 | 2 | 57 | 135 | 260 | 464 | 795 | 1101 | 1502 | 1986 | 2543 | 3142 | 3735 | 4286 | 4748 | 5097 | 5338 | 5486 | 5570 | 5592 | 5531 | 5455 | 5366 | 5258 | 5124 | 4966 | 4783 | 4570 | 4326 | 4049 | 3732 | 2 | 100 | 160 | 241 | 347 | 500 | 697 | 943 | 1261 | 1665 | 2074 | 2460 | 2836 | 3203 | 3559 | 3896 | 4222 | 4537 | 4843 | 5131 | 5394 | 5629 | 5831 | 6002 | 6142 | 6262 | 6366 | 6458 | 6550 | 6592
PSS | ELTON T1 | 41 | 40 | 48 | 62 | 86 | 123 | 178 | 254 | 364 | 445 | 542 | 655 | 787 | 931 | 1087 | 1273 | 1469 | 1666 | 1859 | 2048 | 2224 | 2374 | 2506 | 2615 | 2704 | 2729 | 2756 | 2782 | 2810 | 2841 | 41 | 51 | 83 | 145 | 243 | 404 | 542 | 711 | 913 | 1138 | 1409 | 1692 | 1966 | 2208 | 2406 | 2553 | 2651 | 2714 | 2748 | 2767 | 2756 | 2735 | 2712 | 2684 | 2652 | 2613 | 2570 | 2523 | 2469 | 2408 | 41 | 45 | 60 | 84 | 121 | 174 | 251 | 363 | 519 | 649 | 809 | 997 | 1214 | 1449 | 1680 | 1908 | 2121 | 2308 | 2464 | 2587 | 2682 | 2747 | 2755 | 2732 | 2704 | 2665 | 2618 | 2576 | 2536 | 2490 | 41 | 55 | 92 | 156 | 258 | 424 | 570 | 765 | 996 | 1266 | 1552 | 1839 | 2104 | 2326 | 2495 | 2610 | 2681 | 2722 | 2733 | 2702 | 2667 | 2624 | 2573 | 2508 | 2431 | 2343 | 2241 | 2123 | 1990 | 1837 | 41 | 55 | 84 | 128 | 182 | 261 | 363 | 490 | 654 | 864 | 1075 | 1274 | 1469 | 1660 | 1844 | 2017 | 2182 | 2339 | 2488 | 2626 | 2750 | 2862 | 2955 | 3038 | 3104 | 3160 | 3208 | 3255 | 3301 | 3322
PSS | ENGINEER PK T1 / PILKINGTONS QUEENSFERRY T1 / QUEENSFERRY T1 | 2 | 13 | 25 | 42 | 68 | 107 | 166 | 252 | 374 | 471 | 584 | 719 | 874 | 1044 | 1229 | 1447 | 1676 | 1908 | 2131 | 2355 | 2560 | 2737 | 2890 | 3019 | 3124 | 3154 | 3185 | 3214 | 3248 | 3284 | 2 | 31 | 68 | 135 | 245 | 425 | 587 | 786 | 1021 | 1286 | 1602 | 1934 | 2256 | 2538 | 2771 | 2945 | 3061 | 3135 | 3174 | 3197 | 3185 | 3161 | 3132 | 3100 | 3062 | 3018 | 2967 | 2911 | 2847 | 2776 | 2 | 18 | 38 | 66 | 107 | 167 | 254 | 380 | 558 | 712 | 900 | 1122 | 1376 | 1651 | 1921 | 2190 | 2440 | 2662 | 2844 | 2987 | 3098 | 3174 | 3184 | 3157 | 3124 | 3078 | 3023 | 2976 | 2926 | 2873 | 2 | 33 | 76 | 147 | 262 | 449 | 622 | 849 | 1121 | 1436 | 1774 | 2109 | 2420 | 2680 | 2877 | 3012 | 3096 | 3144 | 3157 | 3121 | 3079 | 3029 | 2969 | 2893 | 2803 | 2700 | 2580 | 2443 | 2287 | 2107 | 2 | 57 | 91 | 136 | 197 | 284 | 395 | 534 | 714 | 944 | 1174 | 1395 | 1607 | 1815 | 2018 | 2210 | 2395 | 2571 | 2743 | 2904 | 3050 | 3179 | 3292 | 3388 | 3464 | 3531 | 3588 | 3641 | 3693 | 3718
PSS | ESTUARY COMMERCE PK T1 / LEEWARD DR T1 / LEEWARD DR T2 / SPEKE HALL RD T1 / SPEKE SKY PK T1 | 3 | 2 | 2 | 4 | 4 | 6 | 8 | 10 | 14 | 18 | 21 | 25 | 30 | 35 | 40 | 48 | 54 | 61 | 68 | 76 | 81 | 86 | 91 | 96 | 97 | 99 | 99 | 101 | 101 | 103 | 3 | 3 | 5 | 7 | 11 | 17 | 20 | 28 | 33 | 43 | 51 | 61 | 71 | 80 | 88 | 94 | 96 | 98 | 98 | 100 | 99 | 99 | 97 | 97 | 96 | 96 | 94 | 91 | 90 | 88 | 3 | 2 | 4 | 4 | 5 | 8 | 11 | 14 | 21 | 25 | 30 | 37 | 44 | 54 | 62 | 69 | 78 | 83 | 89 | 94 | 96 | 100 | 101 | 98 | 98 | 96 | 95 | 93 | 93 | 90 | 3 | 4 | 5 | 7 | 11 | 17 | 22 | 29 | 37 | 46 | 57 | 67 | 77 | 85 | 91 | 94 | 97 | 97 | 99 | 97 | 97 | 96 | 94 | 91 | 89 | 84 | 81 | 77 | 72 | 67 | 3 | 5 | 7 | 8 | 10 | 14 | 17 | 22 | 28 | 37 | 44 | 51 | 58 | 65 | 72 | 78 | 84 | 88 | 93 | 98 | 100 | 105 | 107 | 109 | 112 | 114 | 116 | 117 | 120 | 120
PSS | EVERTON BROW T1 / GARDNERS ROW T1 / SHEIL PK T1 | 10 | 13 | 16 | 24 | 35 | 53 | 78 | 117 | 170 | 211 | 258 | 316 | 380 | 454 | 532 | 624 | 722 | 821 | 917 | 1012 | 1098 | 1173 | 1238 | 1294 | 1339 | 1352 | 1364 | 1377 | 1392 | 1407 | 10 | 19 | 36 | 65 | 114 | 192 | 261 | 346 | 446 | 558 | 693 | 835 | 970 | 1093 | 1192 | 1265 | 1314 | 1345 | 1363 | 1371 | 1367 | 1355 | 1344 | 1329 | 1314 | 1295 | 1274 | 1251 | 1224 | 1193 | 10 | 16 | 24 | 36 | 53 | 79 | 118 | 172 | 250 | 315 | 393 | 489 | 597 | 714 | 829 | 943 | 1049 | 1144 | 1221 | 1282 | 1329 | 1361 | 1365 | 1354 | 1341 | 1321 | 1297 | 1277 | 1257 | 1233 | 10 | 21 | 41 | 71 | 121 | 202 | 276 | 371 | 489 | 621 | 765 | 909 | 1041 | 1152 | 1236 | 1294 | 1328 | 1349 | 1354 | 1339 | 1321 | 1299 | 1273 | 1241 | 1205 | 1159 | 1108 | 1050 | 985 | 906 | 10 | 32 | 46 | 68 | 95 | 134 | 185 | 248 | 331 | 436 | 541 | 640 | 737 | 834 | 925 | 1012 | 1093 | 1168 | 1239 | 1305 | 1362 | 1415 | 1456 | 1496 | 1527 | 1554 | 1576 | 1601 | 1626 | 1638
PSS | EXPRESS FOODS T1 | 7 | 8 | 10 | 14 | 20 | 27 | 39 | 57 | 83 | 102 | 123 | 151 | 180 | 215 | 250 | 293 | 339 | 385 | 428 | 473 | 514 | 548 | 578 | 604 | 623 | 629 | 636 | 642 | 649 | 656 | 7 | 10 | 19 | 32 | 55 | 93 | 124 | 163 | 209 | 260 | 323 | 389 | 452 | 509 | 554 | 589 | 612 | 626 | 635 | 639 | 636 | 631 | 626 | 620 | 612 | 602 | 593 | 582 | 569 | 554 | 7 | 10 | 13 | 18 | 27 | 40 | 57 | 83 | 118 | 150 | 186 | 229 | 280 | 334 | 387 | 441 | 488 | 532 | 568 | 597 | 619 | 634 | 635 | 631 | 624 | 616 | 604 | 595 | 585 | 575 | 7 | 11 | 20 | 34 | 58 | 97 | 131 | 175 | 229 | 291 | 359 | 425 | 485 | 537 | 574 | 601 | 618 | 629 | 630 | 623 | 614 | 605 | 592 | 578 | 560 | 540 | 516 | 489 | 459 | 422 | 7 | 14 | 22 | 32 | 44 | 64 | 89 | 119 | 160 | 210 | 262 | 310 | 358 | 403 | 447 | 489 | 531 | 570 | 610 | 645 | 679 | 710 | 737 | 759 | 777 | 793 | 806 | 819 | 829 | 834
PSS | FAIRBOURNE T1 | 3 | 7 | 13 | 21 | 34 | 52 | 80 | 121 | 177 | 220 | 275 | 337 | 409 | 488 | 573 | 674 | 781 | 889 | 994 | 1097 | 1192 | 1274 | 1345 | 1406 | 1454 | 1467 | 1482 | 1496 | 1512 | 1529 | 3 | 15 | 33 | 64 | 115 | 200 | 275 | 366 | 476 | 599 | 746 | 901 | 1050 | 1182 | 1290 | 1371 | 1424 | 1460 | 1478 | 1487 | 1482 | 1471 | 1457 | 1443 | 1424 | 1405 | 1380 | 1355 | 1326 | 1291 | 3 | 11 | 19 | 32 | 50 | 79 | 120 | 179 | 262 | 333 | 421 | 523 | 641 | 770 | 894 | 1019 | 1136 | 1238 | 1324 | 1390 | 1442 | 1477 | 1481 | 1468 | 1453 | 1432 | 1407 | 1384 | 1362 | 1337 | 3 | 17 | 36 | 71 | 125 | 211 | 291 | 397 | 523 | 668 | 826 | 982 | 1126 | 1248 | 1339 | 1402 | 1441 | 1464 | 1469 | 1452 | 1433 | 1409 | 1381 | 1345 | 1306 | 1257 | 1201 | 1137 | 1064 | 980 | 3 | 25 | 38 | 58 | 83 | 119 | 165 | 223 | 298 | 396 | 492 | 585 | 675 | 767 | 854 | 939 | 1018 | 1093 | 1164 | 1228 | 1285 | 1336 | 1379 | 1418 | 1448 | 1475 | 1497 | 1521 | 1545 | 1556
PSS | FAZAKERLEY HOSPITAL T1 / JACOBS T1 / JACOBS T2 / SEEDS LA T1 | 41 | 42 | 51 | 68 | 95 | 136 | 199 | 287 | 413 | 507 | 617 | 749 | 901 | 1069 | 1248 | 1463 | 1688 | 1915 | 2137 | 2359 | 2559 | 2732 | 2883 | 3008 | 3112 | 3142 | 3173 | 3202 | 3237 | 3271 | 41 | 55 | 93 | 162 | 276 | 460 | 617 | 815 | 1046 | 1307 | 1618 | 1945 | 2261 | 2540 | 2769 | 2939 | 3051 | 3125 | 3165 | 3185 | 3173 | 3150 | 3121 | 3089 | 3053 | 3011 | 2959 | 2905 | 2842 | 2772 | 41 | 48 | 65 | 94 | 135 | 196 | 285 | 413 | 593 | 744 | 926 | 1146 | 1394 | 1665 | 1932 | 2196 | 2440 | 2658 | 2836 | 2980 | 3087 | 3163 | 3171 | 3146 | 3113 | 3069 | 3014 | 2966 | 2918 | 2865 | 41 | 59 | 103 | 176 | 293 | 483 | 652 | 876 | 1144 | 1454 | 1785 | 2116 | 2421 | 2677 | 2872 | 3004 | 3086 | 3133 | 3146 | 3112 | 3070 | 3021 | 2960 | 2886 | 2798 | 2696 | 2578 | 2443 | 2290 | 2113 | 41 | 69 | 104 | 150 | 213 | 304 | 419 | 565 | 751 | 990 | 1229 | 1458 | 1679 | 1894 | 2105 | 2305 | 2492 | 2668 | 2837 | 2991 | 3129 | 3254 | 3356 | 3449 | 3523 | 3586 | 3640 | 3693 | 3745 | 3770
PSS | FERODO T1 | 14 | 19 | 27 | 39 | 59 | 89 | 134 | 200 | 291 | 363 | 446 | 546 | 661 | 788 | 925 | 1086 | 1257 | 1430 | 1595 | 1762 | 1915 | 2045 | 2160 | 2254 | 2332 | 2355 | 2378 | 2401 | 2426 | 2451 | 14 | 31 | 59 | 109 | 194 | 328 | 450 | 597 | 773 | 970 | 1204 | 1451 | 1690 | 1900 | 2074 | 2201 | 2287 | 2343 | 2372 | 2388 | 2379 | 2361 | 2340 | 2314 | 2288 | 2255 | 2217 | 2176 | 2130 | 2075 | 14 | 24 | 37 | 58 | 89 | 135 | 201 | 294 | 428 | 543 | 683 | 847 | 1035 | 1239 | 1441 | 1640 | 1826 | 1990 | 2125 | 2233 | 2315 | 2371 | 2378 | 2360 | 2333 | 2300 | 2258 | 2224 | 2188 | 2147 | 14 | 33 | 66 | 119 | 207 | 347 | 474 | 644 | 846 | 1079 | 1330 | 1580 | 1810 | 2005 | 2150 | 2251 | 2314 | 2348 | 2358 | 2332 | 2302 | 2264 | 2217 | 2162 | 2096 | 2020 | 1929 | 1828 | 1711 | 1577 | 14 | 43 | 67 | 103 | 148 | 213 | 299 | 403 | 538 | 713 | 887 | 1053 | 1212 | 1371 | 1523 | 1669 | 1807 | 1940 | 2069 | 2188 | 2296 | 2393 | 2476 | 2547 | 2604 | 2654 | 2695 | 2735 | 2775 | 2792
PSS | FISONS T1 | 272 | 206 | 194 | 204 | 229 | 268 | 326 | 401 | 498 | 537 | 588 | 651 | 725 | 809 | 897 | 1005 | 1118 | 1233 | 1344 | 1455 | 1556 | 1643 | 1720 | 1785 | 1838 | 1851 | 1867 | 1883 | 1898 | 1917 | 272 | 187 | 214 | 269 | 360 | 495 | 576 | 676 | 796 | 929 | 1090 | 1256 | 1418 | 1559 | 1673 | 1758 | 1813 | 1848 | 1865 | 1875 | 1868 | 1855 | 1841 | 1824 | 1805 | 1784 | 1757 | 1729 | 1700 | 1664 | 272 | 214 | 212 | 228 | 258 | 305 | 370 | 457 | 576 | 646 | 733 | 844 | 968 | 1104 | 1236 | 1369 | 1493 | 1603 | 1693 | 1765 | 1819 | 1859 | 1865 | 1852 | 1834 | 1813 | 1784 | 1759 | 1734 | 1707 | 272 | 206 | 227 | 283 | 371 | 505 | 589 | 703 | 839 | 998 | 1166 | 1335 | 1489 | 1618 | 1716 | 1784 | 1823 | 1847 | 1852 | 1834 | 1814 | 1789 | 1759 | 1721 | 1678 | 1625 | 1568 | 1499 | 1420 | 1333 | 272 | 35 | 52 | 74 | 106 | 149 | 206 | 277 | 369 | 487 | 605 | 717 | 826 | 932 | 1033 | 1132 | 1228 | 1318 | 1409 | 1495 | 1574 | 1642 | 1706 | 1756 | 1798 | 1835 | 1865 | 1892 | 1920 | 1931
PSS | FLINT T1 / FLINT T2 | 7 | 17 | 28 | 45 | 70 | 111 | 168 | 253 | 373 | 468 | 579 | 712 | 862 | 1030 | 1210 | 1425 | 1648 | 1877 | 2096 | 2316 | 2517 | 2690 | 2841 | 2967 | 3069 | 3099 | 3128 | 3158 | 3192 | 3226 | 7 | 33 | 70 | 137 | 245 | 422 | 580 | 777 | 1007 | 1267 | 1578 | 1902 | 2218 | 2497 | 2724 | 2895 | 3007 | 3081 | 3119 | 3143 | 3130 | 3106 | 3078 | 3046 | 3009 | 2965 | 2916 | 2861 | 2799 | 2729 | 7 | 22 | 41 | 68 | 109 | 167 | 254 | 378 | 553 | 704 | 888 | 1106 | 1355 | 1626 | 1891 | 2154 | 2399 | 2617 | 2794 | 2935 | 3045 | 3120 | 3127 | 3103 | 3069 | 3025 | 2970 | 2924 | 2876 | 2823 | 7 | 35 | 79 | 149 | 262 | 446 | 615 | 839 | 1105 | 1414 | 1746 | 2074 | 2379 | 2636 | 2828 | 2961 | 3043 | 3090 | 3102 | 3067 | 3026 | 2976 | 2918 | 2844 | 2756 | 2655 | 2536 | 2401 | 2248 | 2072 | 7 | 64 | 100 | 149 | 212 | 302 | 421 | 566 | 756 | 998 | 1240 | 1468 | 1692 | 1910 | 2120 | 2319 | 2506 | 2681 | 2849 | 3002 | 3140 | 3264 | 3364 | 3456 | 3528 | 3590 | 3642 | 3695 | 3746 | 3771
PSS | FODENS T1 | 5 | 25 | 47 | 78 | 124 | 194 | 301 | 454 | 674 | 848 | 1050 | 1294 | 1567 | 1876 | 2203 | 2597 | 3006 | 3421 | 3823 | 4226 | 4592 | 4908 | 5184 | 5414 | 5601 | 5656 | 5710 | 5766 | 5827 | 5890 | 5 | 56 | 124 | 243 | 441 | 765 | 1053 | 1412 | 1832 | 2307 | 2877 | 3469 | 4045 | 4553 | 4971 | 5282 | 5488 | 5621 | 5693 | 5733 | 5711 | 5667 | 5617 | 5559 | 5493 | 5413 | 5321 | 5221 | 5108 | 4978 | 5 | 36 | 70 | 120 | 193 | 301 | 459 | 685 | 1004 | 1280 | 1616 | 2015 | 2469 | 2963 | 3448 | 3929 | 4376 | 4772 | 5098 | 5357 | 5555 | 5692 | 5709 | 5662 | 5601 | 5520 | 5420 | 5337 | 5248 | 5151 | 5 | 60 | 138 | 265 | 473 | 807 | 1117 | 1522 | 2012 | 2576 | 3181 | 3782 | 4339 | 4807 | 5159 | 5402 | 5553 | 5638 | 5660 | 5600 | 5523 | 5432 | 5322 | 5187 | 5027 | 4842 | 4628 | 4380 | 4099 | 3779 | 5 | 107 | 168 | 253 | 366 | 525 | 731 | 989 | 1319 | 1742 | 2168 | 2572 | 2962 | 3345 | 3715 | 4066 | 4405 | 4732 | 5052 | 5351 | 5625 | 5869 | 6081 | 6260 | 6403 | 6529 | 6636 | 6733 | 6827 | 6869
PSS | FORD T1 / OXTON T1 / PRENTON LOCAL T1 / SINGLETON AVE T2 | 50 | 134 | 226 | 363 | 569 | 889 | 1365 | 2056 | 3039 | 3816 | 4722 | 5801 | 7032 | 8405 | 9873 | 11627 | 13457 | 15314 | 17115 | 18909 | 20551 | 21961 | 23192 | 24221 | 25059 | 25297 | 25547 | 25790 | 26066 | 26342 | 50 | 266 | 570 | 1104 | 1992 | 3441 | 4735 | 6330 | 8216 | 10340 | 12879 | 15527 | 18098 | 20377 | 22239 | 23628 | 24549 | 25145 | 25469 | 25645 | 25546 | 25348 | 25127 | 24865 | 24567 | 24215 | 23802 | 23356 | 22851 | 22275 | 50 | 176 | 330 | 555 | 879 | 1363 | 2068 | 3081 | 4515 | 5745 | 7246 | 9029 | 11056 | 13267 | 15433 | 17582 | 19583 | 21352 | 22811 | 23967 | 24853 | 25462 | 25533 | 25329 | 25059 | 24694 | 24244 | 23871 | 23478 | 23045 | 50 | 288 | 639 | 1206 | 2137 | 3637 | 5019 | 6834 | 9019 | 11538 | 14247 | 16930 | 19418 | 21510 | 23082 | 24173 | 24843 | 25221 | 25324 | 25045 | 24705 | 24301 | 23813 | 23212 | 22497 | 21665 | 20706 | 19605 | 18348 | 16915 | 50 | 484 | 747 | 1115 | 1601 | 2297 | 3192 | 4320 | 5760 | 7600 | 9465 | 11216 | 12923 | 14589 | 16198 | 17734 | 19217 | 20650 | 22044 | 23352 | 24553 | 25623 | 26550 | 27332 | 27971 | 28510 | 28982 | 29413 | 29836 | 30029
PSS | FORDEN T1 | 17 | 25 | 38 | 54 | 82 | 125 | 187 | 279 | 407 | 507 | 626 | 766 | 926 | 1103 | 1294 | 1521 | 1759 | 2000 | 2235 | 2466 | 2681 | 2863 | 3023 | 3158 | 3266 | 3296 | 3330 | 3361 | 3396 | 3432 | 17 | 40 | 81 | 151 | 267 | 459 | 626 | 832 | 1078 | 1354 | 1683 | 2027 | 2361 | 2657 | 2899 | 3080 | 3199 | 3277 | 3318 | 3341 | 3328 | 3302 | 3274 | 3240 | 3202 | 3156 | 3100 | 3044 | 2979 | 2902 | 17 | 30 | 50 | 79 | 122 | 186 | 277 | 410 | 597 | 757 | 952 | 1183 | 1446 | 1733 | 2014 | 2294 | 2553 | 2783 | 2973 | 3123 | 3238 | 3317 | 3326 | 3299 | 3264 | 3217 | 3160 | 3111 | 3060 | 3004 | 17 | 44 | 90 | 165 | 285 | 482 | 663 | 898 | 1182 | 1509 | 1861 | 2209 | 2534 | 2804 | 3009 | 3149 | 3236 | 3287 | 3298 | 3263 | 3219 | 3166 | 3102 | 3025 | 2933 | 2824 | 2698 | 2555 | 2394 | 2206 | 17 | 59 | 94 | 141 | 204 | 293 | 410 | 554 | 739 | 977 | 1218 | 1444 | 1664 | 1878 | 2084 | 2282 | 2472 | 2659 | 2842 | 3014 | 3174 | 3316 | 3440 | 3543 | 3628 | 3699 | 3762 | 3817 | 3871 | 3893
PSS | FOUR CROSSES T1 | 2 | 5 | 8 | 13 | 21 | 33 | 50 | 75 | 112 | 138 | 172 | 212 | 257 | 307 | 360 | 423 | 490 | 558 | 624 | 689 | 749 | 800 | 844 | 881 | 913 | 922 | 932 | 940 | 949 | 960 | 2 | 10 | 21 | 40 | 72 | 125 | 173 | 231 | 300 | 376 | 469 | 565 | 659 | 743 | 809 | 860 | 894 | 916 | 928 | 934 | 930 | 923 | 915 | 905 | 894 | 882 | 867 | 850 | 833 | 811 | 2 | 7 | 13 | 20 | 32 | 50 | 75 | 113 | 166 | 209 | 264 | 328 | 402 | 483 | 561 | 640 | 712 | 777 | 831 | 873 | 905 | 927 | 930 | 922 | 912 | 899 | 882 | 869 | 855 | 839 | 2 | 11 | 23 | 43 | 78 | 133 | 183 | 249 | 329 | 421 | 517 | 616 | 706 | 783 | 841 | 879 | 905 | 919 | 923 | 912 | 900 | 884 | 867 | 845 | 818 | 789 | 753 | 713 | 668 | 615 | 2 | 19 | 30 | 46 | 65 | 94 | 131 | 176 | 236 | 311 | 386 | 458 | 528 | 596 | 662 | 723 | 781 | 836 | 888 | 934 | 976 | 1014 | 1046 | 1074 | 1097 | 1117 | 1133 | 1150 | 1166 | 1173
PSS | FRODSHAM LOCAL T1 | 51 | 65 | 91 | 130 | 192 | 288 | 428 | 633 | 923 | 1147 | 1407 | 1721 | 2078 | 2476 | 2900 | 3407 | 3939 | 4476 | 4997 | 5519 | 5993 | 6403 | 6758 | 7058 | 7300 | 7370 | 7441 | 7513 | 7591 | 7671 | 51 | 100 | 189 | 348 | 610 | 1036 | 1411 | 1872 | 2419 | 3035 | 3770 | 4540 | 5285 | 5944 | 6483 | 6886 | 7153 | 7326 | 7419 | 7470 | 7441 | 7383 | 7319 | 7243 | 7157 | 7056 | 6936 | 6808 | 6660 | 6493 | 51 | 78 | 123 | 187 | 283 | 425 | 631 | 929 | 1349 | 1704 | 2139 | 2654 | 3242 | 3883 | 4511 | 5132 | 5712 | 6225 | 6647 | 6983 | 7238 | 7416 | 7437 | 7377 | 7300 | 7194 | 7063 | 6955 | 6841 | 6715 | 51 | 109 | 211 | 378 | 652 | 1092 | 1493 | 2018 | 2652 | 3380 | 4167 | 4944 | 5665 | 6271 | 6727 | 7043 | 7236 | 7347 | 7376 | 7295 | 7197 | 7079 | 6938 | 6763 | 6556 | 6316 | 6037 | 5719 | 5355 | 4939 | 51 | 134 | 208 | 313 | 449 | 647 | 901 | 1220 | 1630 | 2153 | 2679 | 3179 | 3665 | 4140 | 4600 | 5038 | 5461 | 5866 | 6260 | 6627 | 6962 | 7262 | 7520 | 7739 | 7917 | 8069 | 8200 | 8322 | 8442 | 8496
PSS | GADBROOK T1 | 62 | 60 | 68 | 86 | 116 | 162 | 230 | 328 | 465 | 565 | 684 | 827 | 989 | 1170 | 1363 | 1594 | 1835 | 2081 | 2317 | 2554 | 2772 | 2957 | 3119 | 3255 | 3366 | 3397 | 3430 | 3461 | 3499 | 3535 | 62 | 70 | 112 | 187 | 311 | 513 | 682 | 895 | 1142 | 1424 | 1759 | 2109 | 2448 | 2750 | 2994 | 3179 | 3300 | 3378 | 3420 | 3442 | 3429 | 3403 | 3375 | 3339 | 3300 | 3253 | 3200 | 3140 | 3073 | 2998 | 62 | 66 | 83 | 113 | 158 | 226 | 323 | 462 | 656 | 817 | 1015 | 1249 | 1517 | 1807 | 2094 | 2377 | 2641 | 2875 | 3068 | 3220 | 3337 | 3417 | 3427 | 3400 | 3364 | 3315 | 3257 | 3209 | 3156 | 3097 | 62 | 77 | 122 | 203 | 330 | 538 | 719 | 959 | 1247 | 1580 | 1938 | 2291 | 2621 | 2896 | 3105 | 3248 | 3337 | 3385 | 3398 | 3363 | 3317 | 3265 | 3200 | 3121 | 3026 | 2917 | 2790 | 2646 | 2480 | 2291 | 62 | 70 | 105 | 154 | 219 | 312 | 433 | 583 | 777 | 1024 | 1273 | 1508 | 1737 | 1962 | 2178 | 2384 | 2583 | 2772 | 2959 | 3131 | 3287 | 3427 | 3549 | 3651 | 3734 | 3806 | 3869 | 3927 | 3984 | 4009
PSS | GAERWEN VIEW T1 | 2 | 5 | 8 | 13 | 20 | 32 | 48 | 72 | 108 | 135 | 168 | 206 | 250 | 298 | 349 | 410 | 476 | 541 | 605 | 668 | 727 | 776 | 820 | 856 | 887 | 895 | 903 | 912 | 921 | 932 | 2 | 10 | 20 | 39 | 71 | 121 | 167 | 224 | 290 | 365 | 456 | 549 | 639 | 721 | 786 | 835 | 869 | 890 | 901 | 906 | 904 | 896 | 889 | 880 | 868 | 857 | 842 | 827 | 809 | 787 | 2 | 7 | 11 | 20 | 31 | 49 | 73 | 109 | 159 | 203 | 256 | 319 | 391 | 470 | 547 | 621 | 692 | 755 | 808 | 847 | 879 | 899 | 903 | 895 | 885 | 874 | 857 | 843 | 829 | 815 | 2 | 10 | 23 | 42 | 76 | 129 | 178 | 242 | 319 | 407 | 504 | 600 | 686 | 760 | 816 | 855 | 878 | 892 | 894 | 886 | 874 | 858 | 841 | 820 | 796 | 765 | 733 | 693 | 648 | 597 | 2 | 19 | 30 | 43 | 62 | 88 | 122 | 163 | 217 | 288 | 357 | 423 | 487 | 550 | 611 | 668 | 722 | 772 | 821 | 864 | 904 | 940 | 970 | 996 | 1017 | 1036 | 1050 | 1067 | 1082 | 1089
PSS | GIGG LA THELWALL T1 / HILLCLIFFE T1 / STOCKTON HEATH T1 / STRETTON IND EST T1 | 46 | 122 | 205 | 329 | 514 | 804 | 1234 | 1859 | 2750 | 3449 | 4269 | 5246 | 6359 | 7601 | 8928 | 10514 | 12170 | 13849 | 15476 | 17098 | 18583 | 19858 | 20973 | 21904 | 22660 | 22876 | 23101 | 23322 | 23570 | 23820 | 46 | 242 | 516 | 999 | 1803 | 3115 | 4284 | 5728 | 7430 | 9353 | 11648 | 14043 | 16368 | 18428 | 20110 | 21368 | 22202 | 22740 | 23032 | 23190 | 23102 | 22925 | 22724 | 22488 | 22216 | 21898 | 21526 | 21123 | 20666 | 20145 | 46 | 161 | 300 | 504 | 797 | 1235 | 1870 | 2788 | 4085 | 5196 | 6553 | 8167 | 10001 | 12000 | 13957 | 15900 | 17709 | 19309 | 20629 | 21675 | 22474 | 23026 | 23091 | 22906 | 22662 | 22333 | 21927 | 21587 | 21233 | 20841 | 46 | 261 | 577 | 1092 | 1932 | 3288 | 4539 | 6179 | 8155 | 10431 | 12882 | 15309 | 17559 | 19450 | 20874 | 21859 | 22464 | 22807 | 22900 | 22646 | 22339 | 21975 | 21533 | 20990 | 20344 | 19592 | 18723 | 17727 | 16591 | 15296 | 46 | 439 | 680 | 1013 | 1456 | 2086 | 2900 | 3921 | 5227 | 6896 | 8581 | 10167 | 11706 | 13210 | 14657 | 16041 | 17384 | 18688 | 19971 | 21180 | 22297 | 23284 | 24158 | 24880 | 25472 | 25974 | 26410 | 26796 | 27169 | 27334
PSS | GILBROOK DOCK T1 / HILL RD T1 / MOBIL OIL (WALLASEY) T1 | 12 | 18 | 23 | 35 | 51 | 77 | 115 | 171 | 250 | 312 | 383 | 468 | 565 | 675 | 790 | 929 | 1074 | 1222 | 1364 | 1505 | 1636 | 1748 | 1845 | 1926 | 1992 | 2011 | 2031 | 2050 | 2071 | 2095 | 12 | 26 | 50 | 93 | 165 | 280 | 383 | 510 | 658 | 827 | 1027 | 1238 | 1442 | 1622 | 1769 | 1880 | 1952 | 1999 | 2024 | 2038 | 2030 | 2015 | 1997 | 1977 | 1954 | 1925 | 1893 | 1856 | 1817 | 1772 | 12 | 20 | 32 | 50 | 75 | 114 | 171 | 253 | 366 | 463 | 581 | 723 | 884 | 1059 | 1229 | 1400 | 1558 | 1699 | 1814 | 1906 | 1976 | 2024 | 2029 | 2013 | 1992 | 1962 | 1928 | 1897 | 1867 | 1831 | 12 | 28 | 56 | 101 | 177 | 296 | 405 | 548 | 721 | 921 | 1137 | 1348 | 1546 | 1711 | 1835 | 1922 | 1974 | 2006 | 2013 | 1990 | 1963 | 1931 | 1894 | 1845 | 1788 | 1723 | 1647 | 1560 | 1461 | 1348 | 12 | 45 | 70 | 101 | 143 | 203 | 281 | 379 | 504 | 664 | 825 | 978 | 1127 | 1271 | 1411 | 1541 | 1661 | 1769 | 1869 | 1958 | 2037 | 2110 | 2164 | 2219 | 2263 | 2298 | 2327 | 2362 | 2398 | 2417
PSS | GLAN-YR-AFON T1 | 17 | 17 | 22 | 28 | 39 | 56 | 82 | 119 | 171 | 208 | 255 | 309 | 370 | 441 | 514 | 601 | 696 | 788 | 879 | 970 | 1052 | 1124 | 1186 | 1238 | 1280 | 1292 | 1305 | 1317 | 1331 | 1344 | 17 | 23 | 38 | 66 | 113 | 188 | 254 | 334 | 429 | 536 | 665 | 798 | 929 | 1044 | 1137 | 1207 | 1254 | 1283 | 1300 | 1309 | 1305 | 1294 | 1283 | 1270 | 1254 | 1237 | 1216 | 1194 | 1168 | 1139 | 17 | 20 | 27 | 39 | 55 | 81 | 117 | 169 | 243 | 304 | 381 | 471 | 573 | 685 | 793 | 902 | 1003 | 1091 | 1165 | 1225 | 1268 | 1300 | 1303 | 1292 | 1279 | 1262 | 1238 | 1219 | 1199 | 1178 | 17 | 24 | 42 | 73 | 121 | 198 | 267 | 359 | 470 | 597 | 735 | 869 | 995 | 1101 | 1181 | 1235 | 1269 | 1287 | 1292 | 1279 | 1262 | 1241 | 1217 | 1187 | 1151 | 1108 | 1059 | 1003 | 941 | 869 | 17 | 25 | 40 | 58 | 84 | 121 | 168 | 224 | 300 | 397 | 493 | 586 | 675 | 763 | 847 | 928 | 1005 | 1076 | 1147 | 1210 | 1267 | 1318 | 1361 | 1400 | 1431 | 1458 | 1479 | 1502 | 1522 | 1533
PSS | GRAIG FAWR T1 | 41 | 54 | 75 | 110 | 164 | 246 | 369 | 545 | 796 | 991 | 1219 | 1493 | 1800 | 2148 | 2516 | 2958 | 3419 | 3889 | 4341 | 4794 | 5208 | 5562 | 5873 | 6131 | 6344 | 6404 | 6465 | 6528 | 6597 | 6666 | 41 | 85 | 163 | 299 | 527 | 899 | 1223 | 1626 | 2101 | 2638 | 3276 | 3944 | 4593 | 5166 | 5636 | 5986 | 6218 | 6369 | 6449 | 6494 | 6469 | 6418 | 6361 | 6296 | 6222 | 6133 | 6029 | 5917 | 5790 | 5643 | 41 | 67 | 104 | 161 | 244 | 367 | 547 | 805 | 1169 | 1478 | 1858 | 2307 | 2816 | 3373 | 3920 | 4460 | 4965 | 5411 | 5779 | 6070 | 6292 | 6447 | 6464 | 6413 | 6345 | 6254 | 6140 | 6046 | 5947 | 5837 | 41 | 92 | 181 | 327 | 563 | 947 | 1295 | 1752 | 2302 | 2937 | 3621 | 4297 | 4923 | 5451 | 5847 | 6122 | 6291 | 6386 | 6412 | 6341 | 6257 | 6155 | 6030 | 5879 | 5699 | 5491 | 5248 | 4971 | 4654 | 4292 | 41 | 112 | 180 | 272 | 395 | 569 | 795 | 1077 | 1441 | 1904 | 2373 | 2815 | 3244 | 3665 | 4071 | 4458 | 4832 | 5192 | 5544 | 5875 | 6177 | 6444 | 6679 | 6876 | 7036 | 7174 | 7292 | 7399 | 7505 | 7552
PSS | GRAVEL T1 / WCB PLASTICS T1 / WHARTON T1 | 175 | 133 | 130 | 137 | 157 | 189 | 235 | 296 | 377 | 417 | 467 | 528 | 599 | 678 | 762 | 864 | 972 | 1082 | 1187 | 1292 | 1388 | 1471 | 1543 | 1605 | 1654 | 1669 | 1684 | 1696 | 1713 | 1729 | 175 | 124 | 147 | 193 | 267 | 382 | 459 | 554 | 665 | 792 | 944 | 1099 | 1253 | 1386 | 1495 | 1575 | 1630 | 1662 | 1679 | 1689 | 1683 | 1671 | 1658 | 1642 | 1624 | 1603 | 1578 | 1553 | 1523 | 1491 | 175 | 141 | 142 | 157 | 182 | 222 | 275 | 350 | 454 | 523 | 609 | 712 | 830 | 959 | 1086 | 1212 | 1329 | 1434 | 1520 | 1587 | 1640 | 1675 | 1682 | 1668 | 1653 | 1631 | 1605 | 1582 | 1558 | 1532 | 175 | 137 | 157 | 204 | 278 | 392 | 474 | 581 | 710 | 858 | 1018 | 1177 | 1323 | 1447 | 1540 | 1602 | 1642 | 1665 | 1669 | 1652 | 1631 | 1609 | 1581 | 1545 | 1502 | 1454 | 1398 | 1333 | 1259 | 1175 | 175 | 34 | 50 | 70 | 100 | 141 | 194 | 260 | 346 | 455 | 566 | 670 | 769 | 869 | 962 | 1055 | 1142 | 1228 | 1311 | 1391 | 1463 | 1527 | 1587 | 1633 | 1672 | 1706 | 1736 | 1762 | 1789 | 1801
PSS | GREASBY T1 / SAUGHALL MASSIE T1 / UPTON T1 | 34 | 75 | 123 | 193 | 301 | 467 | 715 | 1075 | 1587 | 1989 | 2459 | 3022 | 3660 | 4373 | 5133 | 6043 | 6994 | 7960 | 8894 | 9825 | 10677 | 11409 | 12047 | 12582 | 13017 | 13141 | 13270 | 13397 | 13540 | 13684 | 34 | 143 | 302 | 580 | 1042 | 1796 | 2466 | 3296 | 4274 | 5378 | 6695 | 8072 | 9406 | 10588 | 11555 | 12274 | 12755 | 13063 | 13230 | 13323 | 13271 | 13169 | 13053 | 12917 | 12762 | 12580 | 12366 | 12134 | 11872 | 11573 | 34 | 98 | 177 | 294 | 463 | 715 | 1081 | 1608 | 2352 | 2992 | 3772 | 4696 | 5751 | 6896 | 8021 | 9137 | 10176 | 11094 | 11852 | 12452 | 12911 | 13227 | 13264 | 13158 | 13019 | 12829 | 12595 | 12402 | 12197 | 11972 | 34 | 155 | 336 | 633 | 1117 | 1897 | 2614 | 3555 | 4689 | 5996 | 7405 | 8797 | 10089 | 11174 | 11990 | 12558 | 12905 | 13100 | 13154 | 13010 | 12833 | 12624 | 12370 | 12058 | 11687 | 11255 | 10758 | 10185 | 9534 | 8790 | 34 | 255 | 396 | 590 | 848 | 1216 | 1692 | 2287 | 3052 | 4027 | 5014 | 5946 | 6851 | 7736 | 8592 | 9407 | 10191 | 10943 | 11672 | 12350 | 12973 | 13524 | 13999 | 14405 | 14736 | 15014 | 15255 | 15478 | 15699 | 15798
PSS | GREAT SANKEY T1 / PENKETH T1 / WIDNES RD T1 | 83 | 122 | 176 | 261 | 391 | 594 | 893 | 1327 | 1945 | 2423 | 2984 | 3653 | 4414 | 5266 | 6173 | 7261 | 8396 | 9545 | 10661 | 11774 | 12790 | 13665 | 14426 | 15065 | 15585 | 15733 | 15886 | 16038 | 16207 | 16379 | 83 | 198 | 387 | 724 | 1282 | 2189 | 2990 | 3980 | 5146 | 6466 | 8037 | 9680 | 11273 | 12685 | 13838 | 14698 | 15270 | 15639 | 15839 | 15947 | 15885 | 15765 | 15627 | 15464 | 15279 | 15062 | 14806 | 14530 | 14216 | 13859 | 83 | 150 | 242 | 383 | 585 | 888 | 1329 | 1962 | 2855 | 3616 | 4547 | 5652 | 6907 | 8277 | 9619 | 10949 | 12191 | 13286 | 14191 | 14906 | 15454 | 15833 | 15877 | 15753 | 15584 | 15358 | 15079 | 14847 | 14604 | 14335 | 83 | 215 | 432 | 789 | 1370 | 2308 | 3164 | 4288 | 5644 | 7203 | 8883 | 10546 | 12089 | 13385 | 14359 | 15034 | 15449 | 15684 | 15747 | 15574 | 15362 | 15113 | 14810 | 14439 | 13995 | 13482 | 12886 | 12202 | 11425 | 10536 | 83 | 306 | 472 | 705 | 1015 | 1456 | 2025 | 2739 | 3653 | 4823 | 6006 | 7119 | 8201 | 9261 | 10285 | 11260 | 12199 | 13100 | 13978 | 14797 | 15545 | 16213 | 16787 | 17276 | 17673 | 18010 | 18300 | 18567 | 18829 | 18945
PSS | GREAT SUTTON T1 / LITTLE SUTTON T1 / STRAWBERRY ROUNDABOUT T1 / SUTTON HALL WWB T1 / WHITBY MAIN T2 | 42 | 125 | 216 | 346 | 545 | 853 | 1311 | 1977 | 2924 | 3673 | 4545 | 5587 | 6774 | 8098 | 9512 | 11202 | 12967 | 14758 | 16495 | 18224 | 19805 | 21164 | 22352 | 23344 | 24151 | 24381 | 24620 | 24856 | 25122 | 25389 | 42 | 254 | 546 | 1061 | 1917 | 3313 | 4561 | 6099 | 7915 | 9965 | 12410 | 14964 | 17444 | 19640 | 21434 | 22774 | 23661 | 24237 | 24549 | 24718 | 24622 | 24433 | 24218 | 23965 | 23680 | 23339 | 22941 | 22512 | 22024 | 21468 | 42 | 167 | 316 | 531 | 844 | 1311 | 1989 | 2966 | 4348 | 5534 | 6980 | 8699 | 10655 | 12787 | 14874 | 16945 | 18874 | 20579 | 21986 | 23100 | 23953 | 24541 | 24611 | 24415 | 24154 | 23801 | 23368 | 23010 | 22629 | 22211 | 42 | 273 | 611 | 1160 | 2054 | 3500 | 4833 | 6582 | 8689 | 11115 | 13729 | 16313 | 18713 | 20728 | 22245 | 23295 | 23944 | 24307 | 24405 | 24137 | 23809 | 23421 | 22949 | 22370 | 21681 | 20880 | 19955 | 18892 | 17682 | 16301 | 42 | 449 | 709 | 1070 | 1550 | 2233 | 3116 | 4226 | 5646 | 7460 | 9297 | 11030 | 12715 | 14364 | 15958 | 17475 | 18933 | 20330 | 21683 | 22942 | 24093 | 25119 | 25995 | 26748 | 27360 | 27873 | 28318 | 28736 | 29147 | 29333
PSS | GREENFIELD T1 / GREENFIELD T2 | 71 | 66 | 75 | 94 | 125 | 176 | 248 | 353 | 497 | 605 | 730 | 881 | 1052 | 1243 | 1447 | 1691 | 1949 | 2208 | 2458 | 2710 | 2940 | 3137 | 3309 | 3452 | 3569 | 3604 | 3638 | 3671 | 3710 | 3750 | 71 | 78 | 123 | 203 | 336 | 550 | 730 | 954 | 1216 | 1515 | 1871 | 2241 | 2600 | 2919 | 3179 | 3373 | 3502 | 3584 | 3628 | 3653 | 3639 | 3611 | 3580 | 3543 | 3500 | 3453 | 3394 | 3332 | 3262 | 3181 | 71 | 74 | 93 | 124 | 172 | 243 | 347 | 495 | 702 | 872 | 1080 | 1330 | 1613 | 1921 | 2224 | 2524 | 2804 | 3051 | 3255 | 3417 | 3540 | 3625 | 3636 | 3608 | 3570 | 3518 | 3456 | 3403 | 3348 | 3288 | 71 | 86 | 134 | 219 | 356 | 576 | 769 | 1022 | 1328 | 1680 | 2059 | 2435 | 2783 | 3074 | 3294 | 3446 | 3540 | 3593 | 3607 | 3568 | 3521 | 3463 | 3396 | 3312 | 3212 | 3096 | 2962 | 2808 | 2634 | 2432 | 71 | 68 | 104 | 155 | 224 | 321 | 446 | 602 | 804 | 1062 | 1322 | 1566 | 1805 | 2040 | 2267 | 2481 | 2688 | 2888 | 3082 | 3262 | 3427 | 3574 | 3700 | 3808 | 3894 | 3970 | 4035 | 4096 | 4155 | 4182
PSS | GROSVENOR ST T1 / LINENHALL ST T1 / NORTHGATE TERRACE T1 / STATION VIEW T1 / TOMULAR PLACE T1 | 12 | 23 | 38 | 58 | 89 | 137 | 209 | 314 | 462 | 579 | 714 | 877 | 1062 | 1269 | 1489 | 1753 | 2028 | 2307 | 2579 | 2848 | 3095 | 3306 | 3491 | 3646 | 3773 | 3808 | 3845 | 3881 | 3924 | 3966 | 12 | 43 | 89 | 169 | 303 | 523 | 717 | 956 | 1240 | 1560 | 1941 | 2340 | 2726 | 3068 | 3347 | 3556 | 3696 | 3785 | 3835 | 3859 | 3846 | 3815 | 3783 | 3743 | 3698 | 3645 | 3583 | 3516 | 3441 | 3354 | 12 | 30 | 53 | 87 | 135 | 209 | 315 | 467 | 684 | 868 | 1094 | 1361 | 1667 | 1998 | 2324 | 2648 | 2949 | 3213 | 3434 | 3608 | 3741 | 3832 | 3843 | 3813 | 3772 | 3717 | 3650 | 3594 | 3534 | 3469 | 12 | 46 | 100 | 185 | 324 | 551 | 760 | 1032 | 1361 | 1738 | 2147 | 2549 | 2924 | 3237 | 3475 | 3638 | 3739 | 3796 | 3811 | 3770 | 3719 | 3658 | 3584 | 3493 | 3386 | 3262 | 3118 | 2952 | 2762 | 2546 | 12 | 56 | 83 | 120 | 170 | 240 | 332 | 446 | 592 | 781 | 970 | 1150 | 1325 | 1498 | 1667 | 1828 | 1986 | 2137 | 2286 | 2424 | 2551 | 2666 | 2766 | 2854 | 2926 | 2990 | 3048 | 3108 | 3170 | 3209
PSS | GWERSYLLT T1 | 12 | 32 | 54 | 88 | 137 | 215 | 330 | 497 | 735 | 920 | 1140 | 1401 | 1697 | 2028 | 2383 | 2807 | 3249 | 3698 | 4131 | 4567 | 4961 | 5302 | 5600 | 5847 | 6050 | 6108 | 6168 | 6227 | 6293 | 6360 | 12 | 65 | 138 | 267 | 482 | 833 | 1144 | 1529 | 1984 | 2498 | 3111 | 3751 | 4372 | 4921 | 5370 | 5706 | 5928 | 6072 | 6151 | 6194 | 6169 | 6122 | 6068 | 6005 | 5933 | 5848 | 5747 | 5640 | 5518 | 5380 | 12 | 43 | 80 | 135 | 213 | 330 | 500 | 745 | 1091 | 1389 | 1751 | 2181 | 2670 | 3204 | 3727 | 4247 | 4729 | 5156 | 5510 | 5788 | 6001 | 6148 | 6165 | 6117 | 6052 | 5963 | 5855 | 5766 | 5669 | 5564 | 12 | 69 | 154 | 292 | 517 | 878 | 1213 | 1651 | 2177 | 2785 | 3441 | 4089 | 4689 | 5195 | 5574 | 5836 | 5999 | 6091 | 6115 | 6047 | 5966 | 5869 | 5750 | 5604 | 5431 | 5232 | 4999 | 4734 | 4432 | 4084 | 12 | 116 | 183 | 275 | 395 | 567 | 789 | 1064 | 1423 | 1878 | 2336 | 2771 | 3193 | 3604 | 4001 | 4380 | 4743 | 5092 | 5429 | 5743 | 6028 | 6283 | 6501 | 6688 | 6840 | 6968 | 7077 | 7180 | 7281 | 7327
PSS | HALTON RD T1 / MURDISHAW T1 / PERCIVAL LA T4 / RUNCORN CENTRAL T1 | 2 | 52 | 103 | 175 | 285 | 454 | 705 | 1071 | 1592 | 2006 | 2489 | 3066 | 3722 | 4455 | 5238 | 6172 | 7150 | 8141 | 9101 | 10057 | 10931 | 11685 | 12341 | 12889 | 13337 | 13464 | 13596 | 13727 | 13874 | 14021 | 2 | 126 | 287 | 571 | 1041 | 1810 | 2500 | 3350 | 4355 | 5490 | 6841 | 8255 | 9625 | 10840 | 11833 | 12573 | 13067 | 13385 | 13557 | 13651 | 13598 | 13493 | 13374 | 13236 | 13075 | 12890 | 12669 | 12432 | 12163 | 11854 | 2 | 76 | 159 | 278 | 450 | 707 | 1080 | 1619 | 2380 | 3038 | 3839 | 4789 | 5873 | 7050 | 8206 | 9351 | 10420 | 11362 | 12141 | 12756 | 13229 | 13554 | 13593 | 13483 | 13340 | 13144 | 12904 | 12707 | 12495 | 12265 | 2 | 136 | 323 | 625 | 1117 | 1913 | 2651 | 3617 | 4784 | 6126 | 7572 | 9002 | 10329 | 11444 | 12284 | 12864 | 13223 | 13424 | 13478 | 13330 | 13149 | 12933 | 12672 | 12351 | 11971 | 11529 | 11017 | 10429 | 9759 | 8994 | 2 | 244 | 387 | 585 | 847 | 1221 | 1702 | 2307 | 3081 | 4073 | 5071 | 6014 | 6930 | 7827 | 8689 | 9514 | 10310 | 11084 | 11840 | 12553 | 13206 | 13788 | 14297 | 14722 | 15069 | 15365 | 15621 | 15852 | 16077 | 16177
PSS | HARLECH T1 | 7 | 14 | 22 | 35 | 53 | 82 | 125 | 188 | 276 | 347 | 428 | 524 | 634 | 758 | 891 | 1048 | 1211 | 1379 | 1541 | 1702 | 1848 | 1975 | 2085 | 2178 | 2254 | 2274 | 2296 | 2319 | 2344 | 2369 | 7 | 25 | 52 | 101 | 182 | 312 | 429 | 572 | 739 | 931 | 1159 | 1397 | 1629 | 1833 | 1999 | 2124 | 2208 | 2261 | 2289 | 2305 | 2296 | 2279 | 2259 | 2235 | 2208 | 2177 | 2139 | 2100 | 2055 | 2002 | 7 | 18 | 31 | 52 | 81 | 125 | 189 | 280 | 408 | 519 | 654 | 813 | 996 | 1195 | 1388 | 1581 | 1761 | 1919 | 2050 | 2155 | 2234 | 2289 | 2295 | 2276 | 2253 | 2221 | 2180 | 2146 | 2112 | 2072 | 7 | 27 | 59 | 110 | 195 | 330 | 453 | 617 | 811 | 1038 | 1282 | 1523 | 1746 | 1933 | 2075 | 2173 | 2233 | 2268 | 2277 | 2251 | 2222 | 2183 | 2141 | 2087 | 2023 | 1948 | 1861 | 1762 | 1651 | 1521 | 7 | 39 | 61 | 92 | 132 | 189 | 263 | 355 | 474 | 629 | 782 | 929 | 1072 | 1215 | 1352 | 1484 | 1609 | 1727 | 1839 | 1944 | 2037 | 2121 | 2190 | 2253 | 2302 | 2345 | 2381 | 2417 | 2453 | 2470
PSS | HARRINGTON ST T1 / PARADISE ST T1 | 3 | 2 | 2 | 4 | 4 | 6 | 6 | 9 | 14 | 16 | 19 | 23 | 26 | 30 | 35 | 40 | 46 | 52 | 59 | 64 | 69 | 74 | 77 | 81 | 84 | 84 | 84 | 86 | 86 | 88 | 3 | 2 | 3 | 5 | 9 | 15 | 18 | 25 | 30 | 36 | 46 | 54 | 62 | 69 | 74 | 80 | 81 | 85 | 85 | 85 | 84 | 84 | 84 | 83 | 83 | 81 | 79 | 79 | 77 | 76 | 3 | 2 | 2 | 4 | 5 | 8 | 9 | 12 | 18 | 21 | 26 | 32 | 39 | 46 | 53 | 60 | 66 | 73 | 76 | 80 | 83 | 85 | 86 | 84 | 84 | 83 | 80 | 80 | 78 | 78 | 3 | 2 | 4 | 6 | 9 | 15 | 20 | 25 | 32 | 40 | 48 | 57 | 65 | 72 | 78 | 82 | 83 | 84 | 84 | 84 | 83 | 81 | 79 | 77 | 76 | 72 | 70 | 67 | 63 | 57 | 3 | 5 | 4 | 5 | 6 | 6 | 7 | 8 | 10 | 11 | 14 | 15 | 17 | 19 | 21 | 22 | 24 | 26 | 28 | 30 | 32 | 34 | 36 | 38 | 40 | 41 | 43 | 46 | 48 | 50
PSS | HARRINGTON ST T2 / HIGHFIELD ST T1 | 2 | 1 | 1 | 1 | 1 | 1 | 1 | 2 | 2 | 2 | 2 | 2 | 2 | 2 | 2 | 2 | 2 | 2 | 2 | 2 | 2 | 2 | 2 | 2 | 2 | 2 | 2 | 2 | 2 | 2 | 2 | 1 | 1 | 1 | 1 | 2 | 2 | 2 | 2 | 2 | 2 | 2 | 2 | 2 | 2 | 2 | 2 | 2 | 2 | 2 | 2 | 2 | 2 | 2 | 2 | 2 | 2 | 2 | 2 | 2 | 2 | 1 | 1 | 1 | 1 | 1 | 1 | 2 | 2 | 2 | 2 | 2 | 2 | 2 | 2 | 2 | 2 | 2 | 2 | 2 | 2 | 2 | 2 | 2 | 2 | 2 | 2 | 2 | 2 | 2 | 2 | 1 | 1 | 1 | 1 | 2 | 2 | 2 | 2 | 2 | 2 | 2 | 2 | 2 | 2 | 2 | 2 | 2 | 2 | 2 | 2 | 2 | 2 | 2 | 2 | 2 | 2 | 2 | 2 | 2 | 2 | 1 | 2 | 2 | 2 | 2 | 2 | 2 | 2 | 3 | 3 | 3 | 3 | 3 | 2 | 2 | 2 | 3 | 3 | 3 | 3 | 3 | 3 | 3 | 3 | 3 | 3 | 3 | 4 | 4
PSS | HARRINGTON ST T3 / LIME ST T1 | 9 | 6 | 6 | 6 | 6 | 7 | 8 | 10 | 11 | 11 | 13 | 13 | 15 | 17 | 18 | 20 | 22 | 24 | 25 | 25 | 27 | 29 | 31 | 31 | 32 | 32 | 32 | 32 | 32 | 32 | 9 | 6 | 6 | 7 | 9 | 10 | 12 | 15 | 17 | 18 | 20 | 23 | 26 | 28 | 30 | 32 | 32 | 32 | 33 | 33 | 32 | 32 | 32 | 32 | 31 | 31 | 31 | 31 | 31 | 29 | 9 | 7 | 6 | 6 | 7 | 7 | 9 | 10 | 13 | 13 | 15 | 17 | 18 | 22 | 24 | 25 | 27 | 29 | 31 | 31 | 32 | 32 | 32 | 32 | 32 | 32 | 31 | 31 | 31 | 31 | 9 | 6 | 6 | 7 | 9 | 10 | 12 | 14 | 17 | 20 | 22 | 24 | 27 | 29 | 32 | 31 | 32 | 32 | 32 | 32 | 32 | 31 | 31 | 31 | 29 | 29 | 27 | 27 | 25 | 24 | 9 | 3 | 3 | 3 | 3 | 3 | 3 | 3 | 4 | 5 | 5 | 6 | 7 | 8 | 8 | 9 | 9 | 10 | 11 | 12 | 13 | 14 | 15 | 16 | 17 | 18 | 19 | 20 | 22 | 23
PSS | HARTFORD T1 | 70 | 88 | 120 | 173 | 252 | 378 | 562 | 831 | 1211 | 1503 | 1845 | 2252 | 2719 | 3238 | 3794 | 4458 | 5152 | 5856 | 6538 | 7217 | 7840 | 8372 | 8840 | 9230 | 9547 | 9637 | 9731 | 9824 | 9928 | 10034 | 70 | 133 | 250 | 456 | 800 | 1358 | 1848 | 2453 | 3166 | 3973 | 4934 | 5939 | 6914 | 7775 | 8480 | 9006 | 9355 | 9580 | 9703 | 9768 | 9730 | 9656 | 9572 | 9473 | 9361 | 9226 | 9071 | 8902 | 8709 | 8492 | 70 | 106 | 161 | 248 | 372 | 559 | 829 | 1218 | 1767 | 2231 | 2799 | 3474 | 4242 | 5080 | 5901 | 6714 | 7471 | 8141 | 8694 | 9133 | 9468 | 9699 | 9726 | 9649 | 9546 | 9409 | 9238 | 9096 | 8947 | 8782 | 70 | 144 | 277 | 497 | 854 | 1430 | 1953 | 2640 | 3470 | 4423 | 5451 | 6466 | 7409 | 8201 | 8798 | 9210 | 9464 | 9607 | 9647 | 9541 | 9411 | 9259 | 9073 | 8845 | 8576 | 8261 | 7897 | 7480 | 7005 | 6461 | 70 | 188 | 290 | 430 | 617 | 884 | 1227 | 1658 | 2211 | 2917 | 3632 | 4309 | 4966 | 5609 | 6233 | 6827 | 7393 | 7932 | 8452 | 8932 | 9369 | 9761 | 10092 | 10378 | 10612 | 10808 | 10975 | 11137 | 11297 | 11370
PSS | HASKAYNE T1 | 34 | 30 | 33 | 40 | 51 | 69 | 95 | 132 | 184 | 221 | 265 | 317 | 377 | 442 | 513 | 598 | 687 | 777 | 864 | 950 | 1030 | 1098 | 1160 | 1210 | 1249 | 1261 | 1273 | 1285 | 1299 | 1311 | 34 | 33 | 49 | 77 | 124 | 200 | 264 | 342 | 434 | 535 | 659 | 788 | 912 | 1023 | 1112 | 1180 | 1225 | 1254 | 1269 | 1277 | 1272 | 1263 | 1252 | 1239 | 1226 | 1208 | 1187 | 1166 | 1142 | 1113 | 34 | 33 | 38 | 50 | 67 | 93 | 129 | 182 | 255 | 312 | 386 | 472 | 571 | 676 | 781 | 886 | 983 | 1069 | 1140 | 1195 | 1238 | 1267 | 1271 | 1262 | 1249 | 1231 | 1210 | 1190 | 1172 | 1151 | 34 | 37 | 53 | 84 | 132 | 209 | 277 | 366 | 471 | 593 | 724 | 855 | 976 | 1077 | 1153 | 1206 | 1240 | 1256 | 1261 | 1248 | 1231 | 1213 | 1188 | 1159 | 1125 | 1086 | 1038 | 984 | 924 | 854 | 34 | 32 | 45 | 66 | 92 | 131 | 180 | 242 | 320 | 422 | 522 | 618 | 711 | 802 | 888 | 971 | 1047 | 1118 | 1184 | 1244 | 1298 | 1347 | 1387 | 1423 | 1453 | 1478 | 1499 | 1520 | 1543 | 1552
PSS | HATHERTON T1 | 24 | 19 | 19 | 21 | 25 | 32 | 40 | 55 | 72 | 84 | 95 | 111 | 131 | 150 | 173 | 199 | 228 | 255 | 282 | 309 | 333 | 355 | 373 | 388 | 402 | 406 | 410 | 413 | 417 | 420 | 24 | 19 | 24 | 34 | 51 | 75 | 96 | 120 | 149 | 180 | 219 | 259 | 299 | 333 | 360 | 379 | 394 | 403 | 407 | 411 | 409 | 406 | 403 | 398 | 395 | 388 | 383 | 375 | 368 | 359 | 24 | 20 | 21 | 25 | 30 | 39 | 52 | 69 | 93 | 111 | 134 | 160 | 191 | 223 | 256 | 289 | 318 | 346 | 368 | 383 | 398 | 408 | 409 | 405 | 401 | 396 | 388 | 384 | 377 | 371 | 24 | 21 | 26 | 36 | 52 | 78 | 99 | 127 | 159 | 199 | 239 | 279 | 317 | 348 | 372 | 388 | 397 | 404 | 405 | 401 | 395 | 390 | 382 | 373 | 362 | 349 | 335 | 318 | 301 | 279 | 24 | 9 | 14 | 20 | 29 | 41 | 57 | 76 | 102 | 135 | 169 | 201 | 230 | 260 | 288 | 317 | 343 | 369 | 394 | 417 | 440 | 458 | 475 | 490 | 502 | 513 | 522 | 529 | 536 | 539
PSS | HERONS WAY T1 / LACHE T1 / MBNA T1 / SMFS KINGSMEADOW T1 | 94 | 101 | 127 | 171 | 242 | 352 | 516 | 751 | 1084 | 1334 | 1628 | 1981 | 2383 | 2832 | 3311 | 3885 | 4484 | 5090 | 5678 | 6266 | 6803 | 7264 | 7667 | 8004 | 8279 | 8356 | 8437 | 8516 | 8607 | 8696 | 94 | 137 | 238 | 419 | 721 | 1208 | 1631 | 2154 | 2771 | 3466 | 4296 | 5163 | 6005 | 6750 | 7358 | 7813 | 8115 | 8308 | 8414 | 8471 | 8437 | 8374 | 8300 | 8215 | 8118 | 8003 | 7868 | 7721 | 7555 | 7368 | 94 | 116 | 162 | 237 | 345 | 508 | 744 | 1083 | 1560 | 1961 | 2451 | 3032 | 3697 | 4419 | 5127 | 5829 | 6484 | 7062 | 7540 | 7917 | 8206 | 8406 | 8430 | 8364 | 8275 | 8156 | 8009 | 7886 | 7757 | 7617 | 94 | 149 | 263 | 455 | 768 | 1270 | 1723 | 2316 | 3030 | 3855 | 4742 | 5620 | 6433 | 7117 | 7633 | 7988 | 8208 | 8330 | 8365 | 8274 | 8162 | 8029 | 7869 | 7673 | 7439 | 7168 | 6855 | 6493 | 6083 | 5615 | 94 | 156 | 239 | 359 | 516 | 741 | 1031 | 1395 | 1862 | 2460 | 3062 | 3632 | 4188 | 4729 | 5251 | 5751 | 6233 | 6696 | 7147 | 7567 | 7951 | 8294 | 8590 | 8841 | 9046 | 9220 | 9368 | 9506 | 9642 | 9701
PSS | HOLMES CHAPEL T1 | 22 | 40 | 61 | 93 | 143 | 221 | 336 | 502 | 739 | 923 | 1140 | 1397 | 1691 | 2021 | 2370 | 2790 | 3228 | 3672 | 4102 | 4531 | 4924 | 5260 | 5554 | 5801 | 6002 | 6059 | 6118 | 6176 | 6242 | 6308 | 22 | 71 | 143 | 273 | 486 | 835 | 1143 | 1525 | 1977 | 2483 | 3092 | 3724 | 4340 | 4884 | 5328 | 5659 | 5881 | 6023 | 6100 | 6141 | 6118 | 6072 | 6019 | 5956 | 5885 | 5800 | 5701 | 5595 | 5474 | 5337 | 22 | 50 | 87 | 141 | 219 | 335 | 503 | 747 | 1091 | 1385 | 1745 | 2171 | 2656 | 3183 | 3701 | 4214 | 4693 | 5117 | 5464 | 5741 | 5952 | 6098 | 6116 | 6067 | 6003 | 5916 | 5807 | 5718 | 5623 | 5521 | 22 | 77 | 160 | 296 | 520 | 880 | 1211 | 1643 | 2166 | 2768 | 3417 | 4059 | 4653 | 5154 | 5530 | 5790 | 5949 | 6041 | 6066 | 5998 | 5916 | 5821 | 5704 | 5560 | 5390 | 5191 | 4961 | 4697 | 4399 | 4055 | 22 | 115 | 178 | 266 | 381 | 547 | 759 | 1024 | 1366 | 1803 | 2244 | 2660 | 3062 | 3458 | 3840 | 4203 | 4555 | 4895 | 5226 | 5535 | 5819 | 6072 | 6292 | 6477 | 6628 | 6757 | 6867 | 6968 | 7067 | 7111
PSS | HOLT LA (WARRINGTON RD) T1 / PRESCOT GRID T1 / RAINHILL LOCAL T1 / WHISTON HOSP T1 | 12 | 59 | 107 | 177 | 284 | 447 | 691 | 1047 | 1553 | 1952 | 2422 | 2978 | 3613 | 4324 | 5080 | 5985 | 6930 | 7888 | 8817 | 9743 | 10590 | 11318 | 11953 | 12483 | 12917 | 13038 | 13167 | 13293 | 13436 | 13578 | 12 | 129 | 285 | 558 | 1016 | 1762 | 2428 | 3252 | 4224 | 5322 | 6632 | 7997 | 9325 | 10499 | 11462 | 12178 | 12653 | 12961 | 13129 | 13220 | 13169 | 13067 | 12951 | 12817 | 12662 | 12482 | 12269 | 12039 | 11778 | 11479 | 12 | 81 | 160 | 277 | 443 | 692 | 1054 | 1576 | 2315 | 2949 | 3724 | 4645 | 5692 | 6832 | 7950 | 9058 | 10091 | 11003 | 11758 | 12354 | 12809 | 13125 | 13160 | 13057 | 12917 | 12729 | 12498 | 12305 | 12101 | 11877 | 12 | 138 | 320 | 612 | 1090 | 1861 | 2574 | 3510 | 4639 | 5938 | 7337 | 8722 | 10005 | 11083 | 11896 | 12458 | 12804 | 13000 | 13052 | 12908 | 12733 | 12525 | 12271 | 11963 | 11594 | 11165 | 10670 | 10101 | 9452 | 8715 | 12 | 243 | 384 | 576 | 833 | 1198 | 1670 | 2261 | 3020 | 3989 | 4967 | 5891 | 6791 | 7670 | 8517 | 9326 | 10106 | 10854 | 11586 | 12266 | 12889 | 13444 | 13923 | 14329 | 14660 | 14941 | 15184 | 15405 | 15624 | 15721
PSS | HOLWAY RD T1 | 12 | 17 | 24 | 36 | 53 | 79 | 119 | 177 | 260 | 323 | 398 | 486 | 589 | 702 | 822 | 967 | 1119 | 1271 | 1419 | 1568 | 1703 | 1820 | 1920 | 2006 | 2075 | 2094 | 2114 | 2135 | 2159 | 2180 | 12 | 27 | 53 | 97 | 171 | 293 | 400 | 530 | 686 | 862 | 1071 | 1291 | 1502 | 1689 | 1844 | 1958 | 2034 | 2082 | 2109 | 2125 | 2115 | 2100 | 2081 | 2060 | 2035 | 2006 | 1971 | 1935 | 1894 | 1845 | 12 | 21 | 33 | 51 | 79 | 119 | 179 | 263 | 381 | 482 | 606 | 753 | 921 | 1102 | 1282 | 1458 | 1623 | 1769 | 1889 | 1986 | 2057 | 2109 | 2115 | 2098 | 2075 | 2044 | 2008 | 1977 | 1945 | 1910 | 12 | 29 | 58 | 105 | 183 | 309 | 423 | 572 | 753 | 960 | 1183 | 1406 | 1610 | 1781 | 1912 | 2001 | 2057 | 2088 | 2097 | 2074 | 2046 | 2012 | 1973 | 1922 | 1864 | 1796 | 1717 | 1625 | 1523 | 1403 | 12 | 38 | 59 | 89 | 126 | 181 | 252 | 340 | 454 | 599 | 746 | 886 | 1022 | 1158 | 1287 | 1413 | 1531 | 1642 | 1748 | 1845 | 1932 | 2011 | 2077 | 2135 | 2181 | 2222 | 2255 | 2289 | 2325 | 2342
PSS | HOLYHEAD T1 | 6 | 9 | 13 | 18 | 26 | 38 | 58 | 84 | 124 | 155 | 189 | 231 | 279 | 333 | 389 | 457 | 529 | 600 | 671 | 740 | 804 | 858 | 907 | 945 | 979 | 988 | 998 | 1008 | 1019 | 1029 | 6 | 13 | 25 | 47 | 81 | 139 | 188 | 251 | 324 | 408 | 506 | 609 | 708 | 797 | 869 | 923 | 959 | 981 | 995 | 1000 | 998 | 989 | 981 | 971 | 960 | 946 | 929 | 913 | 893 | 870 | 6 | 10 | 16 | 25 | 38 | 57 | 85 | 124 | 181 | 228 | 287 | 356 | 435 | 521 | 605 | 688 | 766 | 834 | 890 | 936 | 970 | 993 | 997 | 988 | 978 | 965 | 947 | 932 | 916 | 900 | 6 | 14 | 28 | 51 | 87 | 147 | 200 | 271 | 356 | 453 | 558 | 662 | 758 | 840 | 902 | 944 | 971 | 985 | 989 | 978 | 964 | 948 | 929 | 906 | 879 | 847 | 810 | 767 | 717 | 662 | 6 | 20 | 31 | 45 | 65 | 91 | 127 | 171 | 229 | 301 | 373 | 443 | 511 | 578 | 642 | 704 | 761 | 815 | 867 | 914 | 957 | 994 | 1027 | 1055 | 1078 | 1099 | 1115 | 1132 | 1148 | 1156
PSS | HOLYWELL T1 | 62 | 66 | 81 | 110 | 155 | 224 | 327 | 476 | 684 | 845 | 1030 | 1252 | 1504 | 1787 | 2090 | 2451 | 2828 | 3211 | 3581 | 3951 | 4291 | 4581 | 4834 | 5047 | 5219 | 5269 | 5320 | 5370 | 5427 | 5484 | 62 | 88 | 152 | 267 | 456 | 764 | 1030 | 1361 | 1748 | 2187 | 2710 | 3257 | 3787 | 4257 | 4641 | 4927 | 5117 | 5239 | 5306 | 5342 | 5320 | 5280 | 5233 | 5180 | 5119 | 5046 | 4960 | 4870 | 4765 | 4647 | 62 | 76 | 105 | 152 | 221 | 323 | 473 | 687 | 988 | 1241 | 1549 | 1916 | 2334 | 2790 | 3236 | 3679 | 4090 | 4454 | 4755 | 4995 | 5176 | 5302 | 5317 | 5275 | 5220 | 5145 | 5052 | 4975 | 4893 | 4804 | 62 | 96 | 167 | 289 | 487 | 803 | 1088 | 1463 | 1913 | 2431 | 2990 | 3543 | 4057 | 4489 | 4814 | 5038 | 5175 | 5253 | 5274 | 5217 | 5146 | 5064 | 4962 | 4839 | 4691 | 4521 | 4323 | 4095 | 3836 | 3541 | 62 | 97 | 155 | 231 | 336 | 484 | 675 | 914 | 1221 | 1614 | 2011 | 2387 | 2752 | 3109 | 3457 | 3786 | 4100 | 4398 | 4685 | 4950 | 5190 | 5405 | 5585 | 5743 | 5872 | 5979 | 6072 | 6161 | 6249 | 6288
PSS | HOOTON MAIN T1 | 41 | 45 | 58 | 80 | 113 | 167 | 245 | 360 | 519 | 641 | 785 | 956 | 1150 | 1369 | 1602 | 1879 | 2170 | 2466 | 2752 | 3035 | 3297 | 3521 | 3717 | 3880 | 4013 | 4051 | 4091 | 4129 | 4172 | 4217 | 41 | 63 | 112 | 200 | 345 | 581 | 786 | 1041 | 1340 | 1677 | 2080 | 2501 | 2909 | 3272 | 3567 | 3789 | 3934 | 4028 | 4079 | 4107 | 4090 | 4060 | 4025 | 3984 | 3936 | 3880 | 3813 | 3743 | 3664 | 3572 | 41 | 52 | 75 | 112 | 164 | 243 | 357 | 521 | 753 | 947 | 1186 | 1469 | 1790 | 2140 | 2484 | 2825 | 3143 | 3424 | 3656 | 3840 | 3981 | 4077 | 4089 | 4057 | 4014 | 3956 | 3884 | 3825 | 3762 | 3693 | 41 | 68 | 124 | 217 | 368 | 611 | 830 | 1119 | 1466 | 1866 | 2296 | 2722 | 3119 | 3450 | 3699 | 3872 | 3980 | 4038 | 4055 | 4011 | 3957 | 3893 | 3815 | 3719 | 3607 | 3474 | 3323 | 3147 | 2949 | 2721 | 41 | 82 | 128 | 191 | 274 | 394 | 546 | 738 | 986 | 1302 | 1619 | 1922 | 2215 | 2502 | 2778 | 3042 | 3286 | 3512 | 3726 | 3921 | 4094 | 4252 | 4378 | 4495 | 4588 | 4666 | 4731 | 4800 | 4870 | 4904
PSS | HUNTS CROSS T1 / KENTON RD T1 / WOODEND AVE T1 / WOOLTON T1 | 22 | 88 | 158 | 257 | 409 | 643 | 991 | 1497 | 2221 | 2791 | 3458 | 4253 | 5158 | 6169 | 7248 | 8539 | 9885 | 11253 | 12576 | 13896 | 15104 | 16141 | 17047 | 17805 | 18423 | 18596 | 18779 | 18959 | 19161 | 19365 | 22 | 187 | 409 | 803 | 1454 | 2518 | 3469 | 4645 | 6030 | 7594 | 9461 | 11409 | 13301 | 14977 | 16347 | 17369 | 18049 | 18486 | 18724 | 18852 | 18780 | 18636 | 18473 | 18280 | 18061 | 17802 | 17499 | 17170 | 16798 | 16373 | 22 | 120 | 234 | 398 | 636 | 993 | 1508 | 2253 | 3307 | 4212 | 5317 | 6628 | 8121 | 9747 | 11341 | 12922 | 14394 | 15695 | 16770 | 17620 | 18270 | 18719 | 18771 | 18622 | 18422 | 18154 | 17824 | 17550 | 17260 | 16940 | 22 | 202 | 460 | 877 | 1559 | 2660 | 3678 | 5012 | 6619 | 8472 | 10467 | 12441 | 14271 | 15808 | 16967 | 17768 | 18262 | 18540 | 18616 | 18411 | 18161 | 17862 | 17503 | 17062 | 16537 | 15925 | 15219 | 14407 | 13484 | 12428 | 22 | 344 | 540 | 813 | 1173 | 1689 | 2355 | 3190 | 4259 | 5624 | 7007 | 8308 | 9576 | 10815 | 12011 | 13154 | 14255 | 15313 | 16344 | 17307 | 18189 | 18975 | 19655 | 20228 | 20697 | 21093 | 21437 | 21751 | 22061 | 22197
PSS | HUYTON HEY RD T1 / WILSON RD T1 | 26 | 41 | 61 | 92 | 139 | 213 | 323 | 482 | 708 | 883 | 1090 | 1334 | 1616 | 1928 | 2260 | 2661 | 3077 | 3500 | 3910 | 4317 | 4691 | 5012 | 5291 | 5526 | 5716 | 5771 | 5827 | 5883 | 5945 | 6009 | 26 | 70 | 139 | 263 | 466 | 799 | 1093 | 1457 | 1885 | 2368 | 2947 | 3550 | 4136 | 4653 | 5077 | 5393 | 5603 | 5737 | 5811 | 5853 | 5829 | 5785 | 5734 | 5673 | 5607 | 5527 | 5431 | 5331 | 5215 | 5084 | 26 | 51 | 86 | 136 | 211 | 322 | 483 | 716 | 1043 | 1322 | 1663 | 2070 | 2531 | 3034 | 3526 | 4016 | 4470 | 4874 | 5206 | 5468 | 5669 | 5808 | 5825 | 5779 | 5716 | 5635 | 5532 | 5447 | 5356 | 5258 | 26 | 75 | 155 | 286 | 499 | 843 | 1158 | 1571 | 2067 | 2641 | 3258 | 3867 | 4434 | 4910 | 5267 | 5516 | 5669 | 5755 | 5779 | 5716 | 5637 | 5546 | 5435 | 5297 | 5135 | 4946 | 4726 | 4477 | 4191 | 3865 | 26 | 108 | 169 | 252 | 363 | 524 | 727 | 985 | 1315 | 1736 | 2162 | 2565 | 2958 | 3342 | 3714 | 4069 | 4407 | 4729 | 5040 | 5328 | 5589 | 5822 | 6017 | 6190 | 6329 | 6447 | 6548 | 6645 | 6741 | 6787
PSS | IFTON T1 / IFTON T2 | 22 | 37 | 55 | 83 | 125 | 193 | 290 | 434 | 638 | 796 | 981 | 1204 | 1456 | 1738 | 2039 | 2399 | 2774 | 3155 | 3524 | 3893 | 4230 | 4520 | 4771 | 4984 | 5155 | 5203 | 5254 | 5305 | 5362 | 5418 | 22 | 62 | 125 | 236 | 419 | 720 | 983 | 1314 | 1699 | 2135 | 2657 | 3201 | 3728 | 4196 | 4578 | 4862 | 5052 | 5173 | 5240 | 5277 | 5254 | 5215 | 5169 | 5114 | 5053 | 4983 | 4897 | 4807 | 4702 | 4584 | 22 | 45 | 77 | 122 | 189 | 290 | 435 | 645 | 939 | 1193 | 1501 | 1865 | 2281 | 2736 | 3181 | 3620 | 4032 | 4393 | 4695 | 4930 | 5113 | 5239 | 5252 | 5211 | 5156 | 5081 | 4988 | 4911 | 4831 | 4743 | 22 | 67 | 140 | 257 | 449 | 758 | 1042 | 1414 | 1863 | 2380 | 2936 | 3487 | 3996 | 4427 | 4750 | 4974 | 5111 | 5187 | 5210 | 5152 | 5082 | 5000 | 4899 | 4776 | 4630 | 4460 | 4262 | 4036 | 3779 | 3483 | 22 | 98 | 155 | 233 | 338 | 488 | 680 | 921 | 1232 | 1628 | 2027 | 2407 | 2774 | 3135 | 3483 | 3813 | 4130 | 4428 | 4717 | 4982 | 5223 | 5439 | 5620 | 5779 | 5907 | 6016 | 6107 | 6196 | 6283 | 6324
PSS | ILFORDS T1 / KNUTSFORD T1 / MOBBERLEY T1 / RADBROKE HALL T1 | 107 | 103 | 119 | 153 | 208 | 293 | 419 | 600 | 853 | 1042 | 1261 | 1524 | 1827 | 2164 | 2522 | 2951 | 3399 | 3855 | 4295 | 4735 | 5139 | 5484 | 5786 | 6038 | 6245 | 6303 | 6363 | 6425 | 6492 | 6559 | 107 | 126 | 202 | 342 | 572 | 944 | 1261 | 1653 | 2115 | 2638 | 3261 | 3910 | 4542 | 5102 | 5556 | 5896 | 6122 | 6267 | 6347 | 6389 | 6364 | 6316 | 6261 | 6197 | 6125 | 6038 | 5936 | 5827 | 5703 | 5561 | 107 | 115 | 149 | 204 | 287 | 412 | 593 | 850 | 1211 | 1511 | 1878 | 2314 | 2811 | 3353 | 3883 | 4409 | 4900 | 5333 | 5692 | 5976 | 6193 | 6343 | 6360 | 6311 | 6243 | 6154 | 6044 | 5952 | 5855 | 5749 | 107 | 137 | 222 | 369 | 608 | 991 | 1328 | 1774 | 2310 | 2928 | 3593 | 4251 | 4862 | 5374 | 5760 | 6027 | 6192 | 6283 | 6309 | 6241 | 6158 | 6057 | 5938 | 5791 | 5617 | 5412 | 5178 | 4907 | 4599 | 4248 | 107 | 134 | 200 | 293 | 414 | 589 | 815 | 1097 | 1459 | 1924 | 2389 | 2829 | 3257 | 3676 | 4078 | 4463 | 4832 | 5185 | 5528 | 5847 | 6138 | 6399 | 6620 | 6811 | 6965 | 7097 | 7208 | 7313 | 7415 | 7462
PSS | IVY ST (SOUTHPORT) T1 / KENSINGTON ROAD / MARKET ST T1 / SOUTHPORT T1 | 53 | 47 | 54 | 67 | 90 | 125 | 177 | 252 | 355 | 428 | 518 | 622 | 744 | 878 | 1024 | 1196 | 1377 | 1558 | 1737 | 1912 | 2075 | 2214 | 2334 | 2436 | 2518 | 2543 | 2566 | 2591 | 2617 | 2644 | 53 | 57 | 88 | 146 | 239 | 389 | 519 | 676 | 860 | 1070 | 1321 | 1583 | 1838 | 2061 | 2243 | 2380 | 2472 | 2529 | 2561 | 2578 | 2569 | 2549 | 2527 | 2501 | 2472 | 2436 | 2396 | 2352 | 2302 | 2246 | 53 | 55 | 67 | 90 | 124 | 174 | 247 | 352 | 498 | 619 | 767 | 940 | 1140 | 1358 | 1570 | 1782 | 1979 | 2155 | 2298 | 2412 | 2499 | 2560 | 2568 | 2546 | 2520 | 2484 | 2438 | 2403 | 2363 | 2320 | 53 | 63 | 97 | 156 | 254 | 408 | 546 | 724 | 939 | 1189 | 1455 | 1719 | 1965 | 2171 | 2326 | 2433 | 2498 | 2536 | 2546 | 2518 | 2485 | 2444 | 2398 | 2339 | 2268 | 2186 | 2091 | 1983 | 1859 | 1717 | 53 | 56 | 82 | 117 | 164 | 231 | 319 | 428 | 568 | 749 | 930 | 1102 | 1271 | 1436 | 1598 | 1751 | 1897 | 2030 | 2155 | 2271 | 2372 | 2465 | 2539 | 2609 | 2665 | 2710 | 2750 | 2793 | 2836 | 2859
PSS | IVY ST T1 / LLYSFAEN RD T1 / OLD MILL T1 | 12 | 51 | 91 | 150 | 240 | 377 | 581 | 879 | 1303 | 1638 | 2030 | 2496 | 3029 | 3621 | 4255 | 5013 | 5804 | 6607 | 7385 | 8160 | 8868 | 9477 | 10010 | 10454 | 10818 | 10918 | 11026 | 11133 | 11250 | 11370 | 12 | 108 | 239 | 469 | 851 | 1476 | 2035 | 2724 | 3538 | 4457 | 5554 | 6699 | 7808 | 8792 | 9597 | 10196 | 10596 | 10853 | 10993 | 11068 | 11026 | 10941 | 10846 | 10732 | 10602 | 10451 | 10273 | 10081 | 9861 | 9613 | 12 | 68 | 137 | 232 | 373 | 581 | 885 | 1322 | 1940 | 2472 | 3120 | 3890 | 4766 | 5722 | 6658 | 7585 | 8451 | 9215 | 9846 | 10344 | 10726 | 10989 | 11021 | 10932 | 10816 | 10658 | 10465 | 10303 | 10133 | 9946 | 12 | 117 | 269 | 513 | 913 | 1560 | 2157 | 2940 | 3885 | 4974 | 6143 | 7302 | 8377 | 9282 | 9961 | 10431 | 10721 | 10885 | 10930 | 10810 | 10662 | 10486 | 10276 | 10016 | 9709 | 9349 | 8933 | 8458 | 7917 | 7297 | 12 | 187 | 295 | 444 | 643 | 927 | 1292 | 1751 | 2338 | 3091 | 3855 | 4575 | 5279 | 5968 | 6637 | 7276 | 7888 | 8471 | 9035 | 9556 | 10032 | 10456 | 10817 | 11130 | 11384 | 11596 | 11779 | 11956 | 12129 | 12210
PSS | JOHNSTOWN T1 | 22 | 25 | 34 | 47 | 68 | 101 | 150 | 219 | 318 | 393 | 481 | 586 | 706 | 840 | 984 | 1156 | 1335 | 1516 | 1693 | 1868 | 2029 | 2167 | 2287 | 2388 | 2469 | 2492 | 2518 | 2540 | 2567 | 2596 | 22 | 38 | 68 | 122 | 212 | 356 | 482 | 639 | 823 | 1031 | 1279 | 1539 | 1791 | 2014 | 2196 | 2332 | 2423 | 2480 | 2511 | 2528 | 2519 | 2499 | 2477 | 2453 | 2422 | 2387 | 2348 | 2305 | 2254 | 2199 | 22 | 31 | 46 | 68 | 100 | 149 | 218 | 321 | 463 | 583 | 728 | 903 | 1101 | 1317 | 1528 | 1740 | 1935 | 2107 | 2250 | 2364 | 2451 | 2511 | 2517 | 2497 | 2471 | 2435 | 2391 | 2354 | 2316 | 2274 | 22 | 42 | 75 | 133 | 225 | 375 | 510 | 687 | 900 | 1147 | 1414 | 1676 | 1920 | 2124 | 2278 | 2384 | 2449 | 2486 | 2497 | 2470 | 2436 | 2396 | 2349 | 2291 | 2219 | 2139 | 2046 | 1937 | 1815 | 1673 | 22 | 48 | 75 | 113 | 161 | 232 | 322 | 436 | 582 | 770 | 960 | 1138 | 1311 | 1483 | 1647 | 1805 | 1954 | 2093 | 2227 | 2351 | 2462 | 2562 | 2644 | 2719 | 2778 | 2828 | 2870 | 2914 | 2956 | 2976
PSS | KELCO T1 / NEWS INTERNATIONAL T1 / NEWS INTERNATIONAL T2 / PALCO T1 / SOUTHDENE T1 | 27 | 24 | 26 | 32 | 40 | 55 | 76 | 107 | 150 | 179 | 215 | 257 | 307 | 361 | 419 | 489 | 561 | 635 | 707 | 778 | 844 | 900 | 949 | 989 | 1023 | 1032 | 1043 | 1052 | 1063 | 1073 | 27 | 27 | 40 | 63 | 102 | 164 | 216 | 279 | 355 | 438 | 540 | 646 | 747 | 839 | 913 | 967 | 1003 | 1027 | 1040 | 1048 | 1043 | 1036 | 1026 | 1016 | 1005 | 990 | 974 | 956 | 936 | 912 | 27 | 26 | 31 | 41 | 55 | 75 | 106 | 148 | 208 | 255 | 316 | 386 | 466 | 555 | 640 | 726 | 806 | 876 | 933 | 980 | 1015 | 1040 | 1042 | 1035 | 1023 | 1009 | 991 | 975 | 961 | 942 | 27 | 30 | 43 | 68 | 108 | 172 | 225 | 299 | 385 | 486 | 594 | 700 | 800 | 882 | 945 | 989 | 1016 | 1030 | 1035 | 1023 | 1009 | 993 | 974 | 949 | 922 | 890 | 851 | 806 | 757 | 700 | 27 | 30 | 43 | 59 | 80 | 110 | 149 | 197 | 259 | 339 | 418 | 492 | 565 | 635 | 703 | 767 | 827 | 883 | 937 | 986 | 1031 | 1070 | 1102 | 1132 | 1156 | 1176 | 1193 | 1209 | 1226 | 1235
PSS | KINGSLAND 33 T1 / SAFEWAY T1 / WOOLSTON T1 / WOOLSTON T2 | 168 | 155 | 176 | 221 | 294 | 410 | 578 | 821 | 1161 | 1410 | 1700 | 2049 | 2446 | 2893 | 3366 | 3936 | 4529 | 5133 | 5717 | 6300 | 6832 | 7291 | 7691 | 8025 | 8298 | 8375 | 8455 | 8536 | 8624 | 8714 | 168 | 182 | 286 | 472 | 782 | 1278 | 1698 | 2218 | 2830 | 3520 | 4346 | 5208 | 6045 | 6783 | 7388 | 7838 | 8136 | 8329 | 8434 | 8489 | 8457 | 8393 | 8320 | 8234 | 8137 | 8023 | 7888 | 7745 | 7580 | 7393 | 168 | 172 | 216 | 291 | 401 | 567 | 808 | 1151 | 1633 | 2030 | 2515 | 3093 | 3750 | 4467 | 5170 | 5867 | 6518 | 7092 | 7565 | 7940 | 8227 | 8427 | 8451 | 8385 | 8296 | 8178 | 8033 | 7912 | 7783 | 7642 | 168 | 199 | 312 | 509 | 829 | 1339 | 1787 | 2378 | 3088 | 3906 | 4788 | 5657 | 6467 | 7146 | 7655 | 8010 | 8227 | 8350 | 8382 | 8293 | 8182 | 8050 | 7892 | 7697 | 7466 | 7195 | 6884 | 6526 | 6119 | 5653 | 168 | 168 | 253 | 374 | 533 | 760 | 1055 | 1425 | 1898 | 2504 | 3116 | 3693 | 4252 | 4802 | 5331 | 5836 | 6323 | 6790 | 7247 | 7672 | 8061 | 8407 | 8706 | 8962 | 9168 | 9344 | 9494 | 9634 | 9771 | 9831
PSS | KINNERTON T1 | 18 | 25 | 35 | 52 | 76 | 116 | 173 | 257 | 375 | 468 | 576 | 705 | 852 | 1015 | 1190 | 1401 | 1620 | 1840 | 2055 | 2270 | 2465 | 2633 | 2780 | 2904 | 3004 | 3032 | 3061 | 3090 | 3125 | 3157 | 18 | 40 | 76 | 141 | 248 | 424 | 578 | 769 | 994 | 1248 | 1551 | 1868 | 2176 | 2447 | 2669 | 2835 | 2944 | 3015 | 3054 | 3075 | 3063 | 3040 | 3013 | 2981 | 2946 | 2905 | 2855 | 2801 | 2741 | 2673 | 18 | 30 | 48 | 75 | 115 | 173 | 259 | 381 | 553 | 699 | 879 | 1091 | 1334 | 1598 | 1856 | 2112 | 2351 | 2562 | 2737 | 2875 | 2980 | 3052 | 3062 | 3037 | 3004 | 2962 | 2908 | 2863 | 2817 | 2764 | 18 | 44 | 84 | 154 | 267 | 447 | 611 | 829 | 1091 | 1389 | 1714 | 2035 | 2330 | 2581 | 2768 | 2899 | 2978 | 3023 | 3036 | 3003 | 2963 | 2915 | 2856 | 2784 | 2699 | 2599 | 2485 | 2352 | 2203 | 2032 | 18 | 56 | 88 | 132 | 192 | 277 | 386 | 523 | 697 | 922 | 1149 | 1362 | 1568 | 1772 | 1966 | 2152 | 2334 | 2509 | 2683 | 2845 | 2995 | 3128 | 3245 | 3343 | 3422 | 3491 | 3549 | 3600 | 3652 | 3674
PSS | KIRKBY CENTRAL T1 / NORTHWOOD T1 / TOWER HILL (BANK LA) T1 / WESTVALE T1 | 42 | 78 | 120 | 185 | 284 | 437 | 663 | 994 | 1465 | 1830 | 2260 | 2774 | 3356 | 4009 | 4705 | 5538 | 6406 | 7288 | 8143 | 8993 | 9771 | 10440 | 11025 | 11513 | 11912 | 12024 | 12143 | 12258 | 12388 | 12521 | 42 | 138 | 283 | 538 | 961 | 1654 | 2268 | 3025 | 3920 | 4929 | 6132 | 7389 | 8609 | 9691 | 10574 | 11233 | 11670 | 11954 | 12105 | 12190 | 12141 | 12049 | 11944 | 11818 | 11678 | 11511 | 11314 | 11105 | 10863 | 10590 | 42 | 98 | 171 | 277 | 431 | 663 | 997 | 1481 | 2163 | 2747 | 3459 | 4305 | 5267 | 6316 | 7344 | 8364 | 9312 | 10151 | 10845 | 11393 | 11813 | 12103 | 12137 | 12040 | 11912 | 11738 | 11524 | 11348 | 11161 | 10955 | 42 | 149 | 316 | 587 | 1030 | 1745 | 2401 | 3261 | 4297 | 5494 | 6780 | 8052 | 9234 | 10225 | 10973 | 11489 | 11808 | 11988 | 12037 | 11904 | 11742 | 11550 | 11319 | 11034 | 10695 | 10301 | 9844 | 9321 | 8726 | 8045 | 42 | 231 | 359 | 535 | 770 | 1103 | 1535 | 2075 | 2768 | 3654 | 4551 | 5396 | 6217 | 7021 | 7799 | 8539 | 9253 | 9934 | 10594 | 11209 | 11771 | 12272 | 12700 | 13068 | 13367 | 13618 | 13836 | 14041 | 14243 | 14334
PSS | KNOWSLEY T1 / MARLED HEY T1 | 9 | 17 | 27 | 42 | 66 | 102 | 156 | 233 | 343 | 431 | 534 | 655 | 793 | 947 | 1111 | 1309 | 1515 | 1723 | 1927 | 2128 | 2313 | 2472 | 2609 | 2725 | 2819 | 2847 | 2874 | 2902 | 2932 | 2963 | 9 | 32 | 67 | 127 | 227 | 390 | 535 | 716 | 927 | 1166 | 1452 | 1749 | 2038 | 2294 | 2503 | 2659 | 2764 | 2830 | 2866 | 2887 | 2875 | 2852 | 2827 | 2798 | 2765 | 2726 | 2680 | 2629 | 2572 | 2509 | 9 | 23 | 40 | 66 | 102 | 156 | 235 | 350 | 511 | 650 | 818 | 1020 | 1246 | 1496 | 1738 | 1979 | 2205 | 2405 | 2568 | 2698 | 2797 | 2866 | 2874 | 2851 | 2821 | 2780 | 2730 | 2688 | 2643 | 2595 | 9 | 36 | 74 | 138 | 243 | 413 | 568 | 771 | 1018 | 1300 | 1606 | 1907 | 2187 | 2422 | 2598 | 2721 | 2797 | 2837 | 2849 | 2818 | 2780 | 2735 | 2680 | 2612 | 2532 | 2439 | 2330 | 2207 | 2065 | 1905 | 9 | 56 | 86 | 132 | 189 | 271 | 377 | 509 | 679 | 899 | 1116 | 1325 | 1527 | 1727 | 1918 | 2099 | 2272 | 2434 | 2592 | 2736 | 2865 | 2983 | 3080 | 3167 | 3236 | 3296 | 3345 | 3395 | 3443 | 3465
PSS | LCWW HUNTINGTON T1 / LCWW HUNTINGTON T2 | 30 | 31 | 38 | 50 | 70 | 100 | 144 | 210 | 299 | 368 | 448 | 541 | 652 | 773 | 903 | 1058 | 1219 | 1386 | 1544 | 1702 | 1848 | 1973 | 2082 | 2173 | 2247 | 2269 | 2291 | 2312 | 2338 | 2360 | 30 | 40 | 68 | 117 | 199 | 331 | 447 | 588 | 754 | 945 | 1169 | 1405 | 1632 | 1834 | 1998 | 2120 | 2203 | 2254 | 2284 | 2298 | 2289 | 2272 | 2254 | 2230 | 2203 | 2172 | 2136 | 2096 | 2052 | 1999 | 30 | 35 | 48 | 68 | 97 | 143 | 207 | 299 | 428 | 536 | 669 | 827 | 1006 | 1203 | 1395 | 1585 | 1763 | 1918 | 2047 | 2150 | 2227 | 2283 | 2288 | 2271 | 2247 | 2214 | 2175 | 2141 | 2107 | 2069 | 30 | 44 | 75 | 127 | 212 | 348 | 472 | 632 | 825 | 1050 | 1289 | 1528 | 1748 | 1931 | 2072 | 2168 | 2228 | 2261 | 2269 | 2246 | 2214 | 2178 | 2136 | 2084 | 2020 | 1945 | 1860 | 1763 | 1653 | 1525 | 30 | 42 | 67 | 100 | 144 | 207 | 289 | 390 | 522 | 690 | 859 | 1019 | 1174 | 1324 | 1470 | 1609 | 1745 | 1876 | 2005 | 2127 | 2239 | 2338 | 2426 | 2499 | 2559 | 2610 | 2654 | 2692 | 2729 | 2745
PSS | LEGACY LOCAL T1 | 3 | 10 | 18 | 29 | 46 | 73 | 112 | 169 | 252 | 317 | 391 | 482 | 585 | 700 | 819 | 966 | 1118 | 1273 | 1425 | 1573 | 1710 | 1827 | 1929 | 2016 | 2086 | 2105 | 2127 | 2146 | 2168 | 2192 | 3 | 22 | 47 | 92 | 165 | 286 | 394 | 527 | 683 | 861 | 1072 | 1292 | 1508 | 1697 | 1851 | 1968 | 2043 | 2094 | 2121 | 2136 | 2127 | 2111 | 2093 | 2070 | 2046 | 2017 | 1981 | 1945 | 1901 | 1855 | 3 | 15 | 27 | 46 | 73 | 113 | 173 | 256 | 376 | 479 | 603 | 752 | 921 | 1104 | 1284 | 1463 | 1631 | 1777 | 1899 | 1995 | 2068 | 2120 | 2126 | 2110 | 2087 | 2056 | 2019 | 1987 | 1955 | 1919 | 3 | 25 | 54 | 100 | 177 | 302 | 418 | 569 | 751 | 960 | 1186 | 1410 | 1617 | 1791 | 1922 | 2013 | 2069 | 2099 | 2109 | 2086 | 2058 | 2024 | 1982 | 1932 | 1874 | 1804 | 1723 | 1632 | 1528 | 1408 | 3 | 38 | 62 | 94 | 137 | 198 | 277 | 374 | 500 | 661 | 823 | 977 | 1128 | 1273 | 1415 | 1550 | 1677 | 1801 | 1918 | 2028 | 2127 | 2216 | 2291 | 2357 | 2410 | 2455 | 2494 | 2530 | 2569 | 2587
PSS | LEIGHTON HOSPITAL T1 | 56 | 46 | 48 | 56 | 70 | 89 | 119 | 162 | 221 | 260 | 306 | 361 | 425 | 495 | 572 | 664 | 758 | 854 | 948 | 1041 | 1126 | 1199 | 1265 | 1318 | 1362 | 1375 | 1387 | 1399 | 1413 | 1428 | 56 | 48 | 65 | 98 | 151 | 235 | 304 | 387 | 485 | 595 | 728 | 867 | 1002 | 1120 | 1217 | 1289 | 1337 | 1367 | 1384 | 1393 | 1387 | 1376 | 1365 | 1352 | 1336 | 1318 | 1296 | 1273 | 1245 | 1217 | 56 | 51 | 56 | 69 | 87 | 115 | 156 | 213 | 295 | 357 | 434 | 527 | 632 | 747 | 861 | 973 | 1075 | 1167 | 1244 | 1304 | 1349 | 1381 | 1385 | 1376 | 1361 | 1341 | 1318 | 1299 | 1278 | 1256 | 56 | 53 | 71 | 105 | 159 | 246 | 317 | 412 | 527 | 658 | 798 | 939 | 1068 | 1177 | 1260 | 1316 | 1351 | 1370 | 1375 | 1361 | 1344 | 1321 | 1296 | 1265 | 1229 | 1185 | 1134 | 1076 | 1012 | 939 | 56 | 25 | 39 | 59 | 85 | 124 | 173 | 234 | 312 | 414 | 517 | 613 | 707 | 798 | 886 | 970 | 1052 | 1131 | 1209 | 1282 | 1350 | 1411 | 1464 | 1507 | 1543 | 1575 | 1602 | 1625 | 1647 | 1656
PSS | LIVERPOOL RD 33 T1 | 3 | 11 | 20 | 33 | 51 | 80 | 123 | 185 | 274 | 346 | 427 | 525 | 635 | 760 | 893 | 1051 | 1217 | 1385 | 1549 | 1712 | 1860 | 1988 | 2100 | 2192 | 2268 | 2290 | 2312 | 2335 | 2359 | 2385 | 3 | 23 | 50 | 99 | 179 | 310 | 428 | 571 | 743 | 935 | 1164 | 1404 | 1638 | 1843 | 2012 | 2139 | 2222 | 2275 | 2305 | 2320 | 2312 | 2295 | 2274 | 2250 | 2224 | 2191 | 2153 | 2114 | 2068 | 2016 | 3 | 15 | 29 | 49 | 78 | 122 | 186 | 277 | 407 | 518 | 654 | 816 | 1000 | 1199 | 1395 | 1591 | 1772 | 1931 | 2064 | 2168 | 2250 | 2303 | 2311 | 2292 | 2267 | 2235 | 2194 | 2160 | 2125 | 2086 | 3 | 25 | 57 | 108 | 192 | 327 | 452 | 616 | 814 | 1042 | 1288 | 1532 | 1756 | 1945 | 2088 | 2186 | 2249 | 2282 | 2291 | 2266 | 2235 | 2199 | 2155 | 2100 | 2035 | 1961 | 1874 | 1775 | 1659 | 1529 | 3 | 39 | 62 | 94 | 135 | 194 | 271 | 365 | 487 | 643 | 802 | 952 | 1097 | 1240 | 1380 | 1512 | 1639 | 1760 | 1877 | 1987 | 2085 | 2174 | 2250 | 2314 | 2366 | 2413 | 2451 | 2488 | 2524 | 2540
PSS | LLAINGOCH T1 | 3 | 16 | 27 | 45 | 71 | 112 | 172 | 260 | 386 | 487 | 601 | 741 | 898 | 1073 | 1261 | 1486 | 1721 | 1959 | 2190 | 2420 | 2630 | 2810 | 2968 | 3099 | 3208 | 3238 | 3269 | 3300 | 3336 | 3372 | 3 | 33 | 72 | 140 | 253 | 439 | 604 | 809 | 1050 | 1324 | 1648 | 1988 | 2318 | 2607 | 2846 | 3025 | 3143 | 3220 | 3261 | 3283 | 3270 | 3246 | 3218 | 3184 | 3146 | 3102 | 3048 | 2990 | 2926 | 2851 | 3 | 20 | 40 | 68 | 110 | 172 | 262 | 392 | 574 | 731 | 923 | 1152 | 1414 | 1695 | 1973 | 2249 | 2504 | 2733 | 2918 | 3067 | 3180 | 3258 | 3266 | 3241 | 3206 | 3159 | 3102 | 3054 | 3005 | 2947 | 3 | 36 | 80 | 153 | 272 | 464 | 641 | 873 | 1153 | 1476 | 1824 | 2167 | 2485 | 2755 | 2956 | 3094 | 3182 | 3230 | 3242 | 3207 | 3163 | 3111 | 3048 | 2971 | 2879 | 2775 | 2651 | 2510 | 2348 | 2164 | 3 | 55 | 87 | 129 | 187 | 268 | 375 | 506 | 676 | 891 | 1112 | 1316 | 1517 | 1711 | 1901 | 2081 | 2255 | 2424 | 2592 | 2749 | 2893 | 3021 | 3136 | 3231 | 3307 | 3372 | 3429 | 3479 | 3529 | 3550
PSS | LLANARMON T1 | 6 | 12 | 19 | 30 | 46 | 72 | 108 | 162 | 239 | 300 | 370 | 455 | 551 | 656 | 770 | 906 | 1048 | 1192 | 1332 | 1472 | 1599 | 1709 | 1806 | 1885 | 1949 | 1969 | 1988 | 2007 | 2029 | 2050 | 6 | 22 | 46 | 87 | 158 | 270 | 370 | 495 | 642 | 806 | 1003 | 1209 | 1409 | 1585 | 1730 | 1838 | 1910 | 1956 | 1981 | 1995 | 1988 | 1972 | 1955 | 1934 | 1911 | 1885 | 1852 | 1818 | 1778 | 1734 | 6 | 15 | 27 | 45 | 69 | 109 | 162 | 241 | 352 | 449 | 565 | 703 | 862 | 1034 | 1201 | 1369 | 1525 | 1661 | 1775 | 1864 | 1934 | 1981 | 1987 | 1970 | 1949 | 1922 | 1887 | 1857 | 1827 | 1794 | 6 | 24 | 50 | 96 | 168 | 285 | 392 | 534 | 703 | 899 | 1109 | 1318 | 1510 | 1674 | 1795 | 1881 | 1933 | 1963 | 1971 | 1949 | 1921 | 1891 | 1852 | 1806 | 1750 | 1687 | 1612 | 1525 | 1428 | 1316 | 6 | 37 | 57 | 88 | 127 | 184 | 256 | 348 | 464 | 612 | 764 | 906 | 1043 | 1178 | 1308 | 1432 | 1552 | 1668 | 1783 | 1892 | 1991 | 2079 | 2159 | 2223 | 2275 | 2322 | 2362 | 2397 | 2430 | 2444
PSS | LLANBEDROG T1 | 3 | 7 | 13 | 21 | 32 | 52 | 80 | 119 | 177 | 220 | 273 | 334 | 405 | 484 | 569 | 670 | 776 | 883 | 986 | 1090 | 1185 | 1265 | 1338 | 1397 | 1444 | 1459 | 1473 | 1487 | 1503 | 1519 | 3 | 15 | 33 | 63 | 115 | 199 | 273 | 364 | 473 | 595 | 743 | 895 | 1043 | 1175 | 1281 | 1362 | 1414 | 1450 | 1469 | 1477 | 1471 | 1460 | 1448 | 1432 | 1415 | 1396 | 1371 | 1346 | 1317 | 1283 | 3 | 11 | 19 | 32 | 50 | 79 | 120 | 177 | 260 | 331 | 417 | 520 | 637 | 765 | 889 | 1013 | 1129 | 1231 | 1315 | 1382 | 1433 | 1468 | 1471 | 1459 | 1445 | 1423 | 1398 | 1374 | 1352 | 1327 | 3 | 16 | 36 | 69 | 123 | 209 | 290 | 392 | 519 | 665 | 821 | 975 | 1119 | 1239 | 1330 | 1393 | 1431 | 1454 | 1459 | 1443 | 1424 | 1400 | 1373 | 1338 | 1296 | 1250 | 1193 | 1129 | 1057 | 975 | 3 | 27 | 41 | 62 | 89 | 128 | 178 | 240 | 322 | 425 | 529 | 629 | 726 | 822 | 914 | 1003 | 1087 | 1165 | 1238 | 1305 | 1364 | 1418 | 1462 | 1503 | 1535 | 1562 | 1585 | 1609 | 1633 | 1644
PSS | LLANBERIS T1 | 3 | 9 | 15 | 24 | 37 | 58 | 89 | 134 | 198 | 248 | 307 | 378 | 457 | 547 | 641 | 755 | 875 | 995 | 1111 | 1229 | 1335 | 1426 | 1507 | 1572 | 1627 | 1644 | 1658 | 1674 | 1694 | 1712 | 3 | 18 | 37 | 72 | 128 | 224 | 308 | 411 | 534 | 671 | 837 | 1009 | 1175 | 1323 | 1443 | 1534 | 1594 | 1633 | 1654 | 1664 | 1659 | 1646 | 1632 | 1613 | 1595 | 1572 | 1545 | 1516 | 1484 | 1446 | 3 | 12 | 21 | 36 | 57 | 89 | 135 | 201 | 294 | 373 | 471 | 587 | 717 | 861 | 1002 | 1142 | 1272 | 1386 | 1481 | 1557 | 1613 | 1652 | 1659 | 1646 | 1626 | 1603 | 1574 | 1551 | 1525 | 1495 | 3 | 18 | 41 | 78 | 138 | 236 | 325 | 443 | 587 | 749 | 925 | 1099 | 1261 | 1397 | 1498 | 1569 | 1614 | 1637 | 1645 | 1626 | 1603 | 1578 | 1546 | 1507 | 1460 | 1407 | 1344 | 1274 | 1190 | 1099 | 3 | 27 | 43 | 64 | 92 | 134 | 186 | 251 | 333 | 442 | 550 | 654 | 753 | 852 | 950 | 1041 | 1130 | 1214 | 1294 | 1369 | 1436 | 1496 | 1548 | 1593 | 1629 | 1661 | 1687 | 1715 | 1741 | 1755
PSS | LLANDDEUSANT T1 | 3 | 14 | 26 | 42 | 68 | 108 | 165 | 251 | 372 | 469 | 580 | 714 | 866 | 1036 | 1216 | 1434 | 1661 | 1891 | 2112 | 2335 | 2537 | 2713 | 2864 | 2991 | 3094 | 3124 | 3155 | 3185 | 3218 | 3253 | 3 | 31 | 70 | 135 | 244 | 423 | 584 | 780 | 1013 | 1276 | 1590 | 1918 | 2234 | 2517 | 2747 | 2919 | 3033 | 3108 | 3147 | 3168 | 3156 | 3131 | 3105 | 3071 | 3035 | 2991 | 2939 | 2885 | 2823 | 2753 | 3 | 20 | 40 | 67 | 107 | 166 | 254 | 378 | 555 | 709 | 894 | 1113 | 1365 | 1639 | 1905 | 2172 | 2419 | 2638 | 2819 | 2961 | 3071 | 3145 | 3154 | 3131 | 3096 | 3052 | 2995 | 2949 | 2901 | 2846 | 3 | 34 | 77 | 147 | 262 | 448 | 617 | 842 | 1112 | 1422 | 1758 | 2091 | 2398 | 2658 | 2852 | 2986 | 3069 | 3115 | 3128 | 3094 | 3053 | 3001 | 2941 | 2868 | 2778 | 2677 | 2557 | 2422 | 2266 | 2088 | 3 | 56 | 89 | 135 | 195 | 280 | 392 | 531 | 709 | 936 | 1166 | 1382 | 1593 | 1799 | 1997 | 2186 | 2370 | 2547 | 2723 | 2888 | 3040 | 3175 | 3295 | 3395 | 3476 | 3545 | 3603 | 3656 | 3708 | 3731
PSS | LLANDDU QUARRY T1 | 7 | 13 | 20 | 30 | 45 | 72 | 106 | 160 | 235 | 294 | 362 | 444 | 537 | 641 | 753 | 885 | 1024 | 1165 | 1301 | 1437 | 1561 | 1669 | 1761 | 1840 | 1902 | 1920 | 1939 | 1958 | 1979 | 1999 | 7 | 22 | 46 | 86 | 154 | 265 | 363 | 484 | 626 | 787 | 980 | 1180 | 1375 | 1547 | 1689 | 1794 | 1864 | 1910 | 1932 | 1946 | 1937 | 1924 | 1906 | 1887 | 1865 | 1838 | 1806 | 1774 | 1734 | 1690 | 7 | 16 | 28 | 45 | 69 | 107 | 159 | 236 | 346 | 440 | 553 | 689 | 841 | 1009 | 1172 | 1336 | 1487 | 1620 | 1732 | 1818 | 1886 | 1932 | 1937 | 1922 | 1901 | 1875 | 1839 | 1812 | 1781 | 1750 | 7 | 24 | 50 | 94 | 165 | 279 | 384 | 520 | 686 | 876 | 1083 | 1286 | 1475 | 1633 | 1753 | 1835 | 1885 | 1914 | 1922 | 1901 | 1876 | 1844 | 1807 | 1762 | 1708 | 1645 | 1572 | 1488 | 1392 | 1285 | 7 | 38 | 60 | 90 | 130 | 186 | 259 | 349 | 467 | 616 | 766 | 909 | 1047 | 1182 | 1313 | 1436 | 1555 | 1667 | 1776 | 1877 | 1967 | 2049 | 2119 | 2179 | 2227 | 2269 | 2303 | 2337 | 2370 | 2385
PSS | LLANDEGFAN T1 | 10 | 22 | 35 | 55 | 85 | 131 | 200 | 301 | 442 | 555 | 685 | 841 | 1019 | 1215 | 1428 | 1680 | 1944 | 2212 | 2472 | 2731 | 2966 | 3171 | 3348 | 3496 | 3616 | 3651 | 3686 | 3722 | 3762 | 3801 | 10 | 40 | 83 | 161 | 290 | 499 | 684 | 916 | 1188 | 1493 | 1859 | 2241 | 2611 | 2940 | 3209 | 3409 | 3542 | 3627 | 3675 | 3700 | 3686 | 3657 | 3625 | 3587 | 3544 | 3493 | 3434 | 3369 | 3297 | 3215 | 10 | 28 | 49 | 82 | 129 | 199 | 299 | 447 | 653 | 831 | 1048 | 1305 | 1597 | 1914 | 2228 | 2537 | 2826 | 3080 | 3291 | 3458 | 3586 | 3673 | 3682 | 3654 | 3614 | 3562 | 3499 | 3443 | 3387 | 3325 | 10 | 43 | 94 | 176 | 311 | 527 | 725 | 988 | 1303 | 1665 | 2057 | 2443 | 2803 | 3103 | 3329 | 3487 | 3584 | 3638 | 3652 | 3612 | 3563 | 3506 | 3435 | 3349 | 3246 | 3125 | 2987 | 2829 | 2647 | 2442 | 10 | 69 | 107 | 162 | 234 | 337 | 470 | 635 | 849 | 1121 | 1397 | 1655 | 1908 | 2153 | 2390 | 2615 | 2836 | 3048 | 3260 | 3456 | 3638 | 3800 | 3944 | 4063 | 4158 | 4242 | 4314 | 4376 | 4439 | 4464
PSS | LLANDRINIO T1 | 6 | 15 | 24 | 39 | 61 | 96 | 148 | 222 | 328 | 412 | 509 | 626 | 757 | 905 | 1063 | 1252 | 1449 | 1648 | 1843 | 2036 | 2212 | 2364 | 2496 | 2607 | 2697 | 2723 | 2749 | 2775 | 2806 | 2836 | 6 | 29 | 63 | 120 | 216 | 372 | 512 | 682 | 885 | 1115 | 1387 | 1674 | 1949 | 2194 | 2396 | 2545 | 2645 | 2708 | 2743 | 2761 | 2751 | 2730 | 2706 | 2679 | 2646 | 2608 | 2564 | 2514 | 2461 | 2400 | 6 | 19 | 37 | 60 | 95 | 147 | 224 | 333 | 487 | 619 | 782 | 973 | 1191 | 1430 | 1663 | 1894 | 2109 | 2299 | 2456 | 2582 | 2675 | 2742 | 2749 | 2729 | 2698 | 2660 | 2611 | 2571 | 2528 | 2482 | 6 | 32 | 69 | 131 | 231 | 393 | 541 | 736 | 971 | 1243 | 1535 | 1824 | 2092 | 2316 | 2485 | 2602 | 2674 | 2716 | 2726 | 2697 | 2660 | 2616 | 2564 | 2499 | 2423 | 2333 | 2229 | 2111 | 1976 | 1822 | 6 | 53 | 84 | 125 | 181 | 259 | 361 | 486 | 649 | 859 | 1069 | 1269 | 1461 | 1649 | 1833 | 2007 | 2173 | 2332 | 2487 | 2629 | 2759 | 2876 | 2976 | 3062 | 3131 | 3192 | 3242 | 3289 | 3334 | 3356
PSS | LLANDUDNO T1 / LLANDUDNO T2 | 3 | 18 | 33 | 54 | 86 | 138 | 211 | 320 | 474 | 596 | 739 | 910 | 1103 | 1317 | 1549 | 1825 | 2113 | 2405 | 2688 | 2971 | 3229 | 3451 | 3645 | 3807 | 3938 | 3976 | 4015 | 4053 | 4096 | 4139 | 3 | 39 | 87 | 169 | 308 | 536 | 740 | 992 | 1287 | 1621 | 2020 | 2437 | 2842 | 3200 | 3494 | 3711 | 3857 | 3950 | 4002 | 4028 | 4014 | 3983 | 3947 | 3907 | 3859 | 3803 | 3739 | 3669 | 3590 | 3499 | 3 | 24 | 49 | 83 | 134 | 211 | 320 | 480 | 705 | 899 | 1135 | 1415 | 1735 | 2081 | 2423 | 2761 | 3075 | 3354 | 3583 | 3765 | 3903 | 3999 | 4011 | 3980 | 3937 | 3880 | 3809 | 3749 | 3689 | 3620 | 3 | 42 | 98 | 186 | 332 | 567 | 785 | 1071 | 1413 | 1810 | 2237 | 2658 | 3051 | 3378 | 3627 | 3799 | 3905 | 3963 | 3978 | 3936 | 3882 | 3819 | 3742 | 3646 | 3536 | 3405 | 3252 | 3079 | 2883 | 2655 | 3 | 65 | 103 | 154 | 224 | 323 | 450 | 610 | 815 | 1076 | 1342 | 1592 | 1833 | 2069 | 2297 | 2515 | 2726 | 2930 | 3133 | 3322 | 3498 | 3653 | 3792 | 3906 | 3999 | 4079 | 4148 | 4211 | 4272 | 4301
PSS | LLANDYFRYDOG T1 | 3 | 13 | 22 | 38 | 59 | 95 | 145 | 219 | 324 | 408 | 506 | 622 | 755 | 902 | 1060 | 1251 | 1447 | 1647 | 1841 | 2035 | 2212 | 2363 | 2495 | 2606 | 2697 | 2722 | 2749 | 2776 | 2806 | 2834 | 3 | 28 | 60 | 118 | 214 | 369 | 509 | 681 | 882 | 1112 | 1385 | 1672 | 1948 | 2195 | 2394 | 2543 | 2644 | 2708 | 2742 | 2762 | 2750 | 2729 | 2705 | 2676 | 2645 | 2608 | 2563 | 2515 | 2460 | 2399 | 3 | 18 | 35 | 58 | 93 | 146 | 221 | 331 | 484 | 616 | 779 | 971 | 1190 | 1428 | 1661 | 1893 | 2108 | 2299 | 2455 | 2581 | 2676 | 2741 | 2750 | 2727 | 2698 | 2659 | 2612 | 2572 | 2529 | 2481 | 3 | 30 | 67 | 129 | 229 | 389 | 540 | 735 | 970 | 1242 | 1534 | 1823 | 2090 | 2314 | 2486 | 2603 | 2675 | 2716 | 2727 | 2697 | 2661 | 2617 | 2562 | 2498 | 2422 | 2333 | 2230 | 2110 | 1975 | 1820 | 3 | 50 | 79 | 118 | 170 | 244 | 340 | 458 | 613 | 810 | 1009 | 1197 | 1379 | 1559 | 1732 | 1896 | 2056 | 2207 | 2354 | 2490 | 2615 | 2725 | 2821 | 2903 | 2969 | 3026 | 3074 | 3120 | 3163 | 3184
PSS | LLANDYRNOG T1 | 10 | 16 | 26 | 39 | 58 | 90 | 135 | 203 | 298 | 373 | 459 | 565 | 682 | 815 | 957 | 1125 | 1301 | 1481 | 1654 | 1826 | 1985 | 2119 | 2238 | 2339 | 2418 | 2441 | 2467 | 2489 | 2516 | 2543 | 10 | 30 | 59 | 111 | 198 | 337 | 463 | 615 | 798 | 1003 | 1247 | 1503 | 1751 | 1968 | 2150 | 2282 | 2371 | 2430 | 2459 | 2476 | 2467 | 2447 | 2426 | 2401 | 2373 | 2338 | 2298 | 2256 | 2208 | 2152 | 10 | 21 | 36 | 58 | 88 | 136 | 204 | 303 | 441 | 560 | 705 | 876 | 1072 | 1283 | 1492 | 1699 | 1891 | 2063 | 2204 | 2314 | 2401 | 2460 | 2466 | 2445 | 2418 | 2384 | 2342 | 2306 | 2267 | 2226 | 10 | 32 | 66 | 120 | 211 | 356 | 488 | 663 | 875 | 1118 | 1379 | 1637 | 1876 | 2077 | 2229 | 2335 | 2398 | 2434 | 2446 | 2418 | 2385 | 2346 | 2300 | 2242 | 2173 | 2094 | 2000 | 1894 | 1773 | 1635 | 10 | 44 | 70 | 108 | 157 | 225 | 314 | 426 | 568 | 751 | 936 | 1110 | 1279 | 1444 | 1603 | 1755 | 1903 | 2046 | 2187 | 2319 | 2441 | 2551 | 2647 | 2726 | 2790 | 2847 | 2895 | 2936 | 2978 | 2995
PSS | LLANFAELOG T1 | 3 | 2 | 2 | 2 | 2 | 3 | 3 | 5 | 6 | 8 | 8 | 10 | 11 | 11 | 13 | 15 | 17 | 20 | 22 | 24 | 25 | 25 | 27 | 30 | 30 | 30 | 30 | 32 | 32 | 32 | 3 | 2 | 2 | 2 | 5 | 8 | 8 | 10 | 11 | 13 | 18 | 19 | 23 | 25 | 26 | 28 | 30 | 30 | 30 | 30 | 30 | 30 | 30 | 30 | 30 | 30 | 27 | 27 | 27 | 28 | 3 | 2 | 2 | 2 | 2 | 4 | 5 | 5 | 8 | 10 | 11 | 13 | 15 | 17 | 20 | 22 | 24 | 25 | 27 | 29 | 29 | 31 | 32 | 29 | 29 | 29 | 29 | 29 | 27 | 27 | 3 | 2 | 2 | 4 | 5 | 7 | 10 | 11 | 13 | 15 | 18 | 20 | 25 | 26 | 28 | 30 | 30 | 30 | 30 | 30 | 30 | 30 | 28 | 28 | 28 | 25 | 25 | 24 | 22 | 20 | 3 | 4 | 4 | 3 | 4 | 5 | 6 | 6 | 8 | 10 | 11 | 12 | 14 | 15 | 16 | 18 | 19 | 20 | 21 | 23 | 23 | 25 | 26 | 26 | 27 | 28 | 28 | 29 | 29 | 29
PSS | LLANFAIR CAEREINION T1 | 10 | 26 | 43 | 67 | 105 | 164 | 250 | 377 | 557 | 698 | 863 | 1061 | 1285 | 1536 | 1803 | 2123 | 2457 | 2796 | 3123 | 3451 | 3750 | 4008 | 4232 | 4419 | 4573 | 4616 | 4662 | 4707 | 4757 | 4807 | 10 | 50 | 106 | 204 | 366 | 629 | 867 | 1158 | 1501 | 1889 | 2351 | 2836 | 3305 | 3719 | 4059 | 4312 | 4482 | 4589 | 4650 | 4681 | 4662 | 4627 | 4587 | 4539 | 4483 | 4421 | 4345 | 4263 | 4171 | 4066 | 10 | 34 | 62 | 102 | 162 | 251 | 378 | 564 | 826 | 1049 | 1325 | 1650 | 2020 | 2424 | 2819 | 3210 | 3576 | 3898 | 4162 | 4375 | 4536 | 4647 | 4661 | 4623 | 4574 | 4508 | 4425 | 4357 | 4284 | 4206 | 10 | 54 | 118 | 223 | 391 | 667 | 918 | 1248 | 1647 | 2107 | 2601 | 3090 | 3544 | 3926 | 4214 | 4411 | 4534 | 4603 | 4621 | 4571 | 4508 | 4435 | 4345 | 4235 | 4106 | 3954 | 3779 | 3579 | 3349 | 3087 | 10 | 81 | 129 | 194 | 281 | 405 | 564 | 765 | 1022 | 1350 | 1681 | 1995 | 2298 | 2597 | 2887 | 3161 | 3426 | 3681 | 3930 | 4162 | 4374 | 4564 | 4728 | 4865 | 4978 | 5076 | 5159 | 5235 | 5308 | 5341
PSS | LLANFAIR PG T1 | 3 | 15 | 29 | 47 | 76 | 119 | 183 | 278 | 413 | 521 | 647 | 795 | 965 | 1155 | 1357 | 1597 | 1851 | 2107 | 2355 | 2602 | 2829 | 3024 | 3193 | 3335 | 3451 | 3484 | 3518 | 3552 | 3589 | 3627 | 3 | 34 | 76 | 150 | 272 | 472 | 649 | 869 | 1129 | 1422 | 1772 | 2138 | 2491 | 2806 | 3062 | 3254 | 3381 | 3462 | 3507 | 3532 | 3518 | 3492 | 3462 | 3425 | 3384 | 3336 | 3279 | 3217 | 3147 | 3068 | 3 | 22 | 44 | 75 | 119 | 185 | 282 | 421 | 618 | 789 | 995 | 1242 | 1521 | 1827 | 2124 | 2420 | 2695 | 2940 | 3141 | 3301 | 3423 | 3508 | 3516 | 3488 | 3452 | 3401 | 3339 | 3287 | 3234 | 3174 | 3 | 38 | 86 | 164 | 292 | 498 | 688 | 938 | 1240 | 1586 | 1961 | 2331 | 2674 | 2962 | 3180 | 3330 | 3422 | 3474 | 3487 | 3450 | 3402 | 3346 | 3279 | 3196 | 3098 | 2984 | 2851 | 2699 | 2526 | 2328 | 3 | 61 | 96 | 143 | 208 | 297 | 413 | 560 | 748 | 986 | 1229 | 1457 | 1678 | 1894 | 2102 | 2301 | 2494 | 2682 | 2867 | 3040 | 3200 | 3343 | 3469 | 3572 | 3658 | 3730 | 3794 | 3851 | 3905 | 3932
PSS | LLANFAIRFECHAN T1 | 6 | 13 | 20 | 31 | 46 | 72 | 111 | 164 | 244 | 305 | 376 | 461 | 560 | 668 | 785 | 924 | 1069 | 1217 | 1359 | 1502 | 1632 | 1743 | 1841 | 1923 | 1989 | 2008 | 2027 | 2046 | 2068 | 2091 | 6 | 22 | 47 | 90 | 160 | 277 | 377 | 504 | 654 | 823 | 1023 | 1233 | 1438 | 1618 | 1766 | 1876 | 1948 | 1996 | 2022 | 2035 | 2028 | 2013 | 1994 | 1975 | 1950 | 1922 | 1891 | 1855 | 1815 | 1768 | 6 | 15 | 28 | 46 | 71 | 109 | 166 | 247 | 360 | 459 | 578 | 718 | 878 | 1054 | 1227 | 1396 | 1555 | 1695 | 1811 | 1902 | 1973 | 2022 | 2027 | 2012 | 1989 | 1960 | 1925 | 1896 | 1864 | 1830 | 6 | 24 | 52 | 97 | 172 | 290 | 401 | 545 | 717 | 917 | 1133 | 1344 | 1542 | 1708 | 1832 | 1918 | 1972 | 2002 | 2010 | 1987 | 1962 | 1930 | 1891 | 1843 | 1787 | 1721 | 1644 | 1557 | 1458 | 1343 | 6 | 36 | 58 | 85 | 120 | 172 | 238 | 318 | 424 | 559 | 694 | 823 | 948 | 1069 | 1188 | 1301 | 1410 | 1512 | 1613 | 1704 | 1788 | 1863 | 1926 | 1983 | 2028 | 2067 | 2100 | 2132 | 2161 | 2177
PSS | LLANFROTHEN T1 | 6 | 12 | 19 | 29 | 45 | 69 | 106 | 158 | 231 | 290 | 358 | 440 | 531 | 636 | 745 | 877 | 1015 | 1156 | 1290 | 1426 | 1550 | 1656 | 1749 | 1826 | 1888 | 1908 | 1925 | 1943 | 1965 | 1986 | 6 | 22 | 45 | 84 | 151 | 262 | 359 | 478 | 621 | 781 | 972 | 1170 | 1366 | 1535 | 1675 | 1780 | 1850 | 1895 | 1919 | 1931 | 1925 | 1910 | 1894 | 1873 | 1850 | 1826 | 1793 | 1761 | 1721 | 1678 | 6 | 15 | 27 | 44 | 69 | 104 | 158 | 233 | 343 | 434 | 548 | 681 | 834 | 1002 | 1164 | 1325 | 1476 | 1610 | 1719 | 1806 | 1872 | 1918 | 1925 | 1909 | 1889 | 1861 | 1827 | 1799 | 1769 | 1738 | 6 | 23 | 49 | 92 | 162 | 275 | 379 | 515 | 681 | 871 | 1074 | 1276 | 1465 | 1622 | 1740 | 1822 | 1872 | 1900 | 1908 | 1887 | 1861 | 1832 | 1793 | 1749 | 1694 | 1633 | 1560 | 1477 | 1384 | 1276 | 6 | 35 | 57 | 82 | 119 | 171 | 238 | 322 | 430 | 567 | 707 | 840 | 970 | 1098 | 1221 | 1338 | 1449 | 1552 | 1648 | 1736 | 1814 | 1886 | 1942 | 1994 | 2036 | 2072 | 2102 | 2133 | 2165 | 2181
PSS | LLANFWROG T1 / RUTHIN T1 | 10 | 40 | 71 | 114 | 182 | 286 | 441 | 665 | 987 | 1239 | 1535 | 1887 | 2290 | 2738 | 3216 | 3788 | 4387 | 4993 | 5581 | 6167 | 6702 | 7162 | 7565 | 7901 | 8173 | 8252 | 8332 | 8412 | 8503 | 8593 | 10 | 84 | 183 | 357 | 646 | 1118 | 1540 | 2061 | 2677 | 3370 | 4198 | 5063 | 5903 | 6646 | 7254 | 7707 | 8008 | 8202 | 8307 | 8365 | 8333 | 8269 | 8196 | 8111 | 8014 | 7899 | 7764 | 7619 | 7453 | 7266 | 10 | 54 | 104 | 178 | 283 | 441 | 670 | 1000 | 1468 | 1869 | 2359 | 2942 | 3603 | 4325 | 5031 | 5734 | 6387 | 6965 | 7442 | 7818 | 8106 | 8305 | 8328 | 8262 | 8174 | 8055 | 7909 | 7787 | 7658 | 7516 | 10 | 91 | 204 | 390 | 693 | 1181 | 1633 | 2224 | 2938 | 3760 | 4645 | 5520 | 6332 | 7014 | 7528 | 7885 | 8103 | 8226 | 8261 | 8170 | 8058 | 7926 | 7767 | 7570 | 7337 | 7066 | 6752 | 6392 | 5982 | 5516 | 10 | 147 | 232 | 351 | 509 | 735 | 1024 | 1388 | 1857 | 2455 | 3057 | 3628 | 4182 | 4726 | 5249 | 5750 | 6232 | 6696 | 7145 | 7566 | 7950 | 8292 | 8589 | 8839 | 9044 | 9218 | 9367 | 9509 | 9646 | 9709
PSS | LLANFYLLIN T1 / LLANFYLLIN T2 | 10 | 24 | 40 | 62 | 98 | 151 | 232 | 348 | 514 | 645 | 797 | 979 | 1186 | 1419 | 1665 | 1960 | 2267 | 2580 | 2883 | 3186 | 3462 | 3699 | 3905 | 4079 | 4221 | 4260 | 4302 | 4342 | 4388 | 4435 | 10 | 47 | 97 | 187 | 338 | 581 | 800 | 1068 | 1385 | 1741 | 2169 | 2616 | 3048 | 3432 | 3745 | 3978 | 4133 | 4234 | 4288 | 4318 | 4300 | 4267 | 4231 | 4187 | 4136 | 4079 | 4008 | 3933 | 3847 | 3750 | 10 | 31 | 57 | 94 | 150 | 232 | 350 | 521 | 762 | 970 | 1222 | 1522 | 1862 | 2234 | 2599 | 2960 | 3297 | 3596 | 3841 | 4035 | 4184 | 4287 | 4300 | 4265 | 4219 | 4159 | 4083 | 4020 | 3953 | 3880 | 10 | 50 | 109 | 204 | 361 | 614 | 847 | 1152 | 1519 | 1944 | 2400 | 2851 | 3269 | 3622 | 3886 | 4071 | 4183 | 4246 | 4263 | 4217 | 4159 | 4091 | 4010 | 3907 | 3788 | 3647 | 3486 | 3302 | 3089 | 2848 | 10 | 77 | 120 | 178 | 254 | 365 | 507 | 683 | 911 | 1203 | 1498 | 1777 | 2048 | 2316 | 2576 | 2824 | 3060 | 3284 | 3498 | 3696 | 3874 | 4033 | 4168 | 4286 | 4381 | 4463 | 4530 | 4600 | 4665 | 4698
PSS | LLANGAFFO T1 | 2 | 15 | 29 | 49 | 80 | 126 | 196 | 298 | 444 | 558 | 693 | 852 | 1035 | 1239 | 1457 | 1716 | 1987 | 2263 | 2530 | 2796 | 3040 | 3247 | 3430 | 3583 | 3707 | 3743 | 3779 | 3816 | 3857 | 3897 | 2 | 35 | 81 | 159 | 290 | 505 | 696 | 932 | 1212 | 1527 | 1904 | 2295 | 2677 | 3013 | 3289 | 3496 | 3633 | 3722 | 3769 | 3795 | 3780 | 3751 | 3719 | 3679 | 3635 | 3584 | 3523 | 3455 | 3382 | 3296 | 2 | 21 | 45 | 79 | 126 | 198 | 301 | 451 | 662 | 846 | 1068 | 1333 | 1634 | 1960 | 2281 | 2600 | 2897 | 3158 | 3375 | 3547 | 3677 | 3767 | 3778 | 3748 | 3708 | 3654 | 3588 | 3533 | 3474 | 3410 | 2 | 39 | 90 | 175 | 311 | 532 | 738 | 1006 | 1330 | 1703 | 2105 | 2503 | 2871 | 3183 | 3415 | 3575 | 3676 | 3732 | 3748 | 3706 | 3656 | 3595 | 3523 | 3434 | 3328 | 3204 | 3063 | 2899 | 2713 | 2501 | 2 | 69 | 110 | 166 | 240 | 346 | 483 | 653 | 873 | 1152 | 1435 | 1701 | 1960 | 2212 | 2455 | 2687 | 2914 | 3131 | 3349 | 3551 | 3738 | 3904 | 4052 | 4173 | 4273 | 4358 | 4431 | 4497 | 4559 | 4586
PSS | LLANGEFNI IND EST T1 / LLANGEFNI IND EST T2 | 3 | 5 | 8 | 12 | 20 | 30 | 47 | 68 | 101 | 127 | 155 | 192 | 234 | 278 | 327 | 384 | 444 | 506 | 565 | 624 | 679 | 724 | 765 | 798 | 826 | 835 | 842 | 851 | 860 | 869 | 3 | 10 | 19 | 38 | 67 | 115 | 157 | 210 | 271 | 342 | 424 | 511 | 597 | 672 | 734 | 780 | 810 | 830 | 839 | 847 | 843 | 836 | 827 | 820 | 811 | 799 | 786 | 769 | 754 | 735 | 3 | 6 | 12 | 18 | 30 | 45 | 68 | 101 | 149 | 190 | 240 | 298 | 365 | 439 | 510 | 581 | 646 | 704 | 752 | 791 | 819 | 839 | 842 | 836 | 826 | 815 | 800 | 787 | 775 | 760 | 3 | 11 | 22 | 40 | 71 | 121 | 166 | 227 | 297 | 382 | 470 | 558 | 641 | 710 | 761 | 797 | 819 | 831 | 835 | 825 | 815 | 801 | 785 | 766 | 742 | 715 | 683 | 646 | 604 | 558 | 3 | 18 | 27 | 40 | 58 | 82 | 114 | 154 | 203 | 269 | 336 | 398 | 458 | 516 | 573 | 628 | 680 | 730 | 782 | 828 | 871 | 910 | 944 | 973 | 996 | 1017 | 1033 | 1049 | 1063 | 1069
PSS | LLANGEFNI T1 | 7 | 17 | 28 | 44 | 68 | 106 | 163 | 245 | 363 | 454 | 562 | 691 | 837 | 1000 | 1173 | 1383 | 1601 | 1822 | 2037 | 2248 | 2443 | 2611 | 2758 | 2881 | 2980 | 3008 | 3037 | 3067 | 3099 | 3132 | 7 | 32 | 68 | 132 | 238 | 410 | 563 | 753 | 977 | 1229 | 1532 | 1847 | 2152 | 2423 | 2644 | 2809 | 2920 | 2991 | 3028 | 3049 | 3038 | 3014 | 2988 | 2958 | 2922 | 2879 | 2830 | 2777 | 2718 | 2650 | 7 | 21 | 40 | 67 | 105 | 163 | 246 | 367 | 538 | 684 | 863 | 1075 | 1316 | 1578 | 1837 | 2091 | 2328 | 2539 | 2712 | 2850 | 2955 | 3027 | 3036 | 3012 | 2979 | 2937 | 2883 | 2838 | 2792 | 2739 | 7 | 34 | 77 | 143 | 254 | 433 | 598 | 813 | 1073 | 1371 | 1694 | 2013 | 2309 | 2557 | 2744 | 2874 | 2955 | 3000 | 3011 | 2977 | 2937 | 2890 | 2830 | 2759 | 2675 | 2576 | 2461 | 2331 | 2182 | 2011 | 7 | 57 | 90 | 135 | 195 | 278 | 388 | 523 | 700 | 926 | 1152 | 1367 | 1575 | 1781 | 1979 | 2168 | 2348 | 2517 | 2679 | 2831 | 2967 | 3088 | 3191 | 3281 | 3353 | 3415 | 3467 | 3518 | 3568 | 3593
PSS | LLANGOLLEN T1 | 10 | 26 | 41 | 64 | 99 | 154 | 236 | 355 | 525 | 657 | 812 | 999 | 1209 | 1444 | 1695 | 1996 | 2310 | 2629 | 2938 | 3246 | 3527 | 3768 | 3980 | 4155 | 4300 | 4340 | 4382 | 4424 | 4473 | 4519 | 10 | 47 | 98 | 190 | 342 | 591 | 813 | 1087 | 1409 | 1774 | 2209 | 2664 | 3106 | 3495 | 3814 | 4053 | 4212 | 4313 | 4368 | 4398 | 4382 | 4347 | 4309 | 4265 | 4213 | 4154 | 4081 | 4006 | 3919 | 3820 | 10 | 31 | 57 | 96 | 151 | 235 | 356 | 529 | 776 | 986 | 1245 | 1551 | 1898 | 2277 | 2647 | 3015 | 3359 | 3662 | 3913 | 4111 | 4262 | 4368 | 4380 | 4345 | 4297 | 4235 | 4159 | 4095 | 4027 | 3953 | 10 | 51 | 112 | 209 | 368 | 626 | 864 | 1175 | 1549 | 1982 | 2446 | 2905 | 3333 | 3691 | 3962 | 4147 | 4263 | 4326 | 4344 | 4297 | 4239 | 4170 | 4086 | 3984 | 3860 | 3719 | 3554 | 3366 | 3149 | 2903 | 10 | 75 | 117 | 175 | 252 | 363 | 505 | 683 | 912 | 1206 | 1499 | 1780 | 2051 | 2318 | 2576 | 2821 | 3059 | 3287 | 3510 | 3718 | 3908 | 4077 | 4224 | 4349 | 4449 | 4536 | 4612 | 4682 | 4750 | 4783
PSS | LLANIDLOES T1 / LLANIDLOES T2 | 6 | 19 | 33 | 54 | 85 | 133 | 204 | 307 | 454 | 571 | 706 | 868 | 1054 | 1260 | 1479 | 1742 | 2016 | 2294 | 2566 | 2833 | 3079 | 3291 | 3475 | 3629 | 3756 | 3791 | 3827 | 3864 | 3907 | 3948 | 6 | 40 | 86 | 165 | 298 | 516 | 708 | 949 | 1231 | 1550 | 1929 | 2326 | 2713 | 3053 | 3333 | 3542 | 3680 | 3768 | 3818 | 3843 | 3829 | 3799 | 3767 | 3727 | 3683 | 3629 | 3569 | 3501 | 3426 | 3340 | 6 | 26 | 49 | 83 | 131 | 204 | 309 | 461 | 676 | 861 | 1085 | 1352 | 1657 | 1988 | 2313 | 2636 | 2935 | 3199 | 3419 | 3592 | 3726 | 3816 | 3827 | 3797 | 3755 | 3701 | 3634 | 3579 | 3520 | 3455 | 6 | 43 | 95 | 180 | 320 | 544 | 751 | 1024 | 1352 | 1729 | 2135 | 2536 | 2910 | 3223 | 3459 | 3622 | 3722 | 3780 | 3796 | 3754 | 3703 | 3641 | 3570 | 3479 | 3372 | 3247 | 3104 | 2938 | 2750 | 2534 | 6 | 71 | 109 | 160 | 227 | 321 | 444 | 596 | 792 | 1044 | 1298 | 1536 | 1772 | 2002 | 2227 | 2441 | 2645 | 2836 | 3019 | 3186 | 3335 | 3470 | 3580 | 3682 | 3763 | 3832 | 3891 | 3953 | 4009 | 4043
PSS | LLANILAR T1 | 6 | 13 | 20 | 32 | 49 | 75 | 114 | 171 | 252 | 315 | 389 | 479 | 580 | 692 | 813 | 956 | 1106 | 1257 | 1406 | 1553 | 1688 | 1803 | 1904 | 1989 | 2057 | 2077 | 2098 | 2117 | 2140 | 2163 | 6 | 24 | 48 | 93 | 165 | 285 | 390 | 522 | 677 | 851 | 1059 | 1277 | 1488 | 1673 | 1827 | 1940 | 2016 | 2065 | 2092 | 2106 | 2098 | 2080 | 2063 | 2042 | 2017 | 1989 | 1955 | 1919 | 1878 | 1828 | 6 | 16 | 29 | 47 | 74 | 114 | 172 | 255 | 374 | 474 | 597 | 744 | 910 | 1091 | 1269 | 1445 | 1608 | 1753 | 1873 | 1968 | 2041 | 2090 | 2096 | 2080 | 2057 | 2027 | 1991 | 1961 | 1929 | 1893 | 6 | 25 | 54 | 101 | 178 | 301 | 414 | 563 | 743 | 948 | 1171 | 1390 | 1594 | 1767 | 1896 | 1985 | 2040 | 2071 | 2079 | 2057 | 2028 | 1996 | 1955 | 1905 | 1847 | 1780 | 1700 | 1609 | 1507 | 1390 | 6 | 38 | 62 | 92 | 133 | 192 | 268 | 360 | 481 | 638 | 792 | 941 | 1084 | 1225 | 1362 | 1490 | 1615 | 1732 | 1847 | 1952 | 2047 | 2132 | 2206 | 2269 | 2320 | 2364 | 2401 | 2436 | 2471 | 2486
PSS | LLANRWST T1 | 6 | 15 | 26 | 40 | 61 | 96 | 145 | 217 | 322 | 402 | 496 | 611 | 739 | 883 | 1036 | 1220 | 1412 | 1607 | 1794 | 1983 | 2155 | 2302 | 2433 | 2540 | 2628 | 2652 | 2680 | 2704 | 2734 | 2763 | 6 | 29 | 60 | 117 | 210 | 362 | 497 | 665 | 862 | 1085 | 1351 | 1628 | 1898 | 2137 | 2332 | 2477 | 2575 | 2636 | 2671 | 2689 | 2679 | 2657 | 2635 | 2606 | 2576 | 2537 | 2496 | 2449 | 2395 | 2335 | 6 | 19 | 36 | 59 | 93 | 145 | 218 | 324 | 474 | 603 | 760 | 947 | 1160 | 1391 | 1619 | 1843 | 2053 | 2239 | 2391 | 2512 | 2605 | 2669 | 2676 | 2655 | 2627 | 2589 | 2542 | 2503 | 2461 | 2415 | 6 | 32 | 68 | 127 | 225 | 381 | 527 | 716 | 946 | 1209 | 1495 | 1775 | 2035 | 2255 | 2420 | 2533 | 2604 | 2644 | 2654 | 2625 | 2591 | 2548 | 2496 | 2434 | 2359 | 2272 | 2170 | 2056 | 1923 | 1774 | 6 | 45 | 71 | 106 | 153 | 222 | 308 | 416 | 555 | 735 | 915 | 1085 | 1251 | 1415 | 1573 | 1725 | 1870 | 2009 | 2144 | 2268 | 2382 | 2484 | 2571 | 2646 | 2707 | 2758 | 2803 | 2846 | 2886 | 2908
PSS | LLANSANNAN T1 | 7 | 16 | 24 | 38 | 58 | 91 | 138 | 208 | 305 | 381 | 472 | 579 | 702 | 838 | 983 | 1158 | 1339 | 1524 | 1704 | 1881 | 2044 | 2184 | 2307 | 2409 | 2492 | 2517 | 2540 | 2565 | 2593 | 2620 | 7 | 29 | 59 | 112 | 201 | 346 | 474 | 633 | 819 | 1031 | 1284 | 1547 | 1803 | 2028 | 2213 | 2352 | 2444 | 2503 | 2534 | 2552 | 2543 | 2524 | 2501 | 2476 | 2445 | 2410 | 2369 | 2325 | 2275 | 2217 | 7 | 20 | 35 | 57 | 90 | 138 | 209 | 309 | 452 | 575 | 724 | 902 | 1102 | 1323 | 1539 | 1751 | 1950 | 2126 | 2271 | 2385 | 2474 | 2534 | 2542 | 2520 | 2494 | 2458 | 2414 | 2375 | 2337 | 2293 | 7 | 31 | 66 | 123 | 214 | 364 | 501 | 683 | 899 | 1149 | 1420 | 1686 | 1933 | 2140 | 2297 | 2405 | 2472 | 2511 | 2520 | 2492 | 2459 | 2418 | 2370 | 2311 | 2239 | 2157 | 2060 | 1952 | 1826 | 1684 | 7 | 39 | 62 | 94 | 136 | 197 | 274 | 372 | 497 | 658 | 819 | 972 | 1119 | 1265 | 1405 | 1537 | 1666 | 1790 | 1915 | 2030 | 2137 | 2233 | 2317 | 2387 | 2443 | 2493 | 2535 | 2572 | 2609 | 2624
PSS | LLANSILIN T1 | 7 | 18 | 30 | 47 | 72 | 113 | 173 | 260 | 383 | 481 | 594 | 730 | 886 | 1057 | 1244 | 1462 | 1694 | 1928 | 2154 | 2380 | 2587 | 2763 | 2918 | 3048 | 3152 | 3182 | 3214 | 3245 | 3280 | 3314 | 7 | 34 | 73 | 140 | 251 | 435 | 597 | 797 | 1035 | 1302 | 1622 | 1953 | 2277 | 2563 | 2798 | 2972 | 3090 | 3163 | 3204 | 3227 | 3215 | 3189 | 3162 | 3128 | 3090 | 3046 | 2995 | 2939 | 2876 | 2802 | 7 | 22 | 42 | 71 | 112 | 172 | 261 | 388 | 568 | 724 | 913 | 1137 | 1392 | 1670 | 1942 | 2213 | 2464 | 2687 | 2869 | 3015 | 3127 | 3204 | 3213 | 3187 | 3154 | 3107 | 3051 | 3003 | 2954 | 2899 | 7 | 37 | 82 | 153 | 270 | 458 | 632 | 861 | 1134 | 1452 | 1794 | 2130 | 2443 | 2706 | 2904 | 3042 | 3126 | 3172 | 3187 | 3151 | 3107 | 3057 | 2997 | 2921 | 2830 | 2726 | 2605 | 2467 | 2309 | 2129 | 7 | 55 | 89 | 133 | 193 | 277 | 385 | 522 | 698 | 922 | 1148 | 1361 | 1569 | 1774 | 1971 | 2159 | 2342 | 2514 | 2683 | 2840 | 2982 | 3111 | 3220 | 3314 | 3390 | 3455 | 3511 | 3564 | 3614 | 3636
PSS | LLYNCLYS T1 | 98 | 82 | 87 | 102 | 128 | 171 | 231 | 318 | 438 | 521 | 619 | 736 | 870 | 1020 | 1179 | 1370 | 1571 | 1775 | 1972 | 2168 | 2348 | 2503 | 2637 | 2751 | 2844 | 2869 | 2896 | 2922 | 2953 | 2984 | 98 | 88 | 124 | 190 | 300 | 476 | 617 | 792 | 1000 | 1234 | 1512 | 1803 | 2086 | 2334 | 2540 | 2690 | 2790 | 2855 | 2889 | 2910 | 2897 | 2877 | 2852 | 2823 | 2790 | 2751 | 2706 | 2657 | 2602 | 2538 | 98 | 91 | 102 | 128 | 167 | 225 | 309 | 430 | 598 | 729 | 893 | 1088 | 1309 | 1551 | 1788 | 2024 | 2242 | 2435 | 2597 | 2724 | 2820 | 2886 | 2895 | 2874 | 2844 | 2802 | 2754 | 2713 | 2668 | 2622 | 98 | 97 | 135 | 205 | 317 | 495 | 647 | 846 | 1085 | 1361 | 1659 | 1954 | 2225 | 2456 | 2628 | 2747 | 2820 | 2862 | 2872 | 2842 | 2804 | 2760 | 2707 | 2642 | 2564 | 2471 | 2366 | 2247 | 2108 | 1952 | 98 | 55 | 86 | 128 | 184 | 264 | 367 | 495 | 663 | 876 | 1089 | 1292 | 1488 | 1680 | 1868 | 2044 | 2213 | 2376 | 2534 | 2680 | 2813 | 2932 | 3034 | 3122 | 3192 | 3254 | 3306 | 3355 | 3402 | 3424
PSS | LORD ST T1 / MARSHSIDE T1 / MULLARDS BALMORAL DV T1 / SOUTHPORT T2 | 50 | 136 | 232 | 371 | 584 | 912 | 1400 | 2109 | 3120 | 3917 | 4846 | 5957 | 7223 | 8632 | 10140 | 11941 | 13822 | 15729 | 17579 | 19422 | 21106 | 22555 | 23820 | 24879 | 25740 | 25983 | 26238 | 26491 | 26771 | 27057 | 50 | 272 | 584 | 1133 | 2046 | 3534 | 4862 | 6503 | 8438 | 10621 | 13229 | 15949 | 18591 | 20930 | 22843 | 24268 | 25218 | 25829 | 26161 | 26340 | 26238 | 26036 | 25809 | 25541 | 25234 | 24873 | 24450 | 23992 | 23472 | 22879 | 50 | 180 | 339 | 569 | 903 | 1399 | 2123 | 3164 | 4636 | 5900 | 7442 | 9274 | 11357 | 13628 | 15853 | 18058 | 20114 | 21931 | 23430 | 24617 | 25527 | 26154 | 26226 | 26019 | 25739 | 25364 | 24904 | 24520 | 24116 | 23669 | 50 | 296 | 655 | 1240 | 2195 | 3734 | 5155 | 7018 | 9263 | 11849 | 14634 | 17389 | 19945 | 22094 | 23709 | 24829 | 25517 | 25906 | 26013 | 25725 | 25376 | 24960 | 24459 | 23841 | 23108 | 22255 | 21267 | 20136 | 18845 | 17375 | 50 | 505 | 789 | 1177 | 1693 | 2427 | 3375 | 4569 | 6094 | 8044 | 10019 | 11887 | 13701 | 15478 | 17201 | 18836 | 20393 | 21863 | 23273 | 24571 | 25747 | 26805 | 27680 | 28457 | 29088 | 29608 | 30058 | 30501 | 30937 | 31138
PSS | LOSTOCK T1 | 5 | 24 | 45 | 72 | 115 | 182 | 281 | 425 | 628 | 791 | 980 | 1206 | 1463 | 1749 | 2056 | 2422 | 2804 | 3192 | 3567 | 3942 | 4284 | 4579 | 4836 | 5050 | 5225 | 5275 | 5326 | 5377 | 5436 | 5494 | 5 | 52 | 115 | 227 | 411 | 713 | 983 | 1316 | 1708 | 2153 | 2683 | 3234 | 3771 | 4246 | 4636 | 4926 | 5117 | 5242 | 5309 | 5346 | 5325 | 5284 | 5240 | 5184 | 5121 | 5048 | 4963 | 4868 | 4764 | 4644 | 5 | 33 | 65 | 112 | 180 | 280 | 426 | 637 | 936 | 1192 | 1507 | 1879 | 2303 | 2763 | 3215 | 3663 | 4082 | 4451 | 4755 | 4997 | 5181 | 5309 | 5323 | 5282 | 5224 | 5149 | 5054 | 4976 | 4895 | 4803 | 5 | 56 | 129 | 247 | 441 | 752 | 1042 | 1420 | 1876 | 2401 | 2967 | 3528 | 4047 | 4484 | 4812 | 5040 | 5179 | 5258 | 5279 | 5222 | 5150 | 5066 | 4962 | 4839 | 4691 | 4516 | 4316 | 4085 | 3823 | 3525 | 5 | 103 | 161 | 240 | 345 | 494 | 685 | 926 | 1234 | 1630 | 2026 | 2403 | 2767 | 3125 | 3469 | 3797 | 4114 | 4418 | 4717 | 4995 | 5249 | 5475 | 5673 | 5839 | 5974 | 6090 | 6190 | 6282 | 6372 | 6412
PSS | LOSTOCK TRIANGLE T1 | 126 | 93 | 87 | 90 | 99 | 114 | 135 | 161 | 194 | 203 | 214 | 231 | 252 | 272 | 295 | 324 | 355 | 386 | 415 | 445 | 473 | 496 | 517 | 533 | 548 | 551 | 555 | 560 | 563 | 570 | 126 | 83 | 92 | 112 | 143 | 188 | 210 | 237 | 270 | 306 | 348 | 394 | 436 | 475 | 506 | 529 | 543 | 551 | 556 | 559 | 557 | 552 | 548 | 544 | 540 | 534 | 526 | 519 | 511 | 501 | 126 | 97 | 94 | 99 | 109 | 125 | 146 | 175 | 212 | 230 | 252 | 282 | 315 | 351 | 386 | 421 | 455 | 484 | 509 | 527 | 542 | 552 | 554 | 552 | 546 | 540 | 532 | 526 | 520 | 512 | 126 | 92 | 97 | 117 | 146 | 189 | 212 | 244 | 280 | 323 | 369 | 412 | 455 | 490 | 516 | 534 | 543 | 550 | 552 | 546 | 540 | 534 | 527 | 517 | 505 | 491 | 476 | 457 | 436 | 412 | 126 | 14 | 19 | 26 | 34 | 47 | 63 | 83 | 109 | 143 | 176 | 208 | 237 | 268 | 296 | 322 | 350 | 375 | 402 | 426 | 447 | 467 | 484 | 499 | 511 | 522 | 532 | 541 | 550 | 555
PSS | LOWER BEBINGTON T1 / NEW FERRY T1 / SPITAL T1 / UNILEVER RESEARCH T1 | 12 | 74 | 137 | 226 | 361 | 570 | 882 | 1336 | 1983 | 2495 | 3093 | 3808 | 4621 | 5527 | 6495 | 7653 | 8860 | 10087 | 11276 | 12460 | 13543 | 14473 | 15286 | 15966 | 16520 | 16677 | 16841 | 17002 | 17183 | 17367 | 12 | 162 | 362 | 713 | 1297 | 2250 | 3104 | 4156 | 5400 | 6803 | 8478 | 10227 | 11924 | 13428 | 14656 | 15574 | 16182 | 16575 | 16788 | 16905 | 16839 | 16710 | 16564 | 16391 | 16195 | 15962 | 15688 | 15395 | 15061 | 14681 | 12 | 100 | 204 | 351 | 565 | 882 | 1346 | 2014 | 2957 | 3769 | 4761 | 5939 | 7276 | 8736 | 10165 | 11583 | 12905 | 14071 | 15035 | 15798 | 16382 | 16786 | 16831 | 16697 | 16519 | 16279 | 15981 | 15735 | 15475 | 15189 | 12 | 174 | 406 | 779 | 1392 | 2377 | 3290 | 4489 | 5931 | 7593 | 9381 | 11152 | 12793 | 14174 | 15212 | 15932 | 16375 | 16624 | 16692 | 16507 | 16284 | 16017 | 15694 | 15297 | 14827 | 14278 | 13645 | 12916 | 12088 | 11142 | 12 | 318 | 496 | 740 | 1063 | 1525 | 2122 | 2870 | 3829 | 5054 | 6293 | 7463 | 8602 | 9715 | 10790 | 11817 | 12803 | 13745 | 14659 | 15506 | 16280 | 16972 | 17562 | 18069 | 18481 | 18828 | 19128 | 19411 | 19689 | 19818
PSS | LUGSDALE T1 / PILK SULLIVAN T1 / PILK SULLIVAN T2 / USAC T1 | 34 | 27 | 27 | 32 | 39 | 50 | 68 | 91 | 122 | 143 | 168 | 199 | 232 | 272 | 312 | 363 | 415 | 466 | 519 | 570 | 616 | 655 | 690 | 720 | 743 | 750 | 757 | 764 | 772 | 779 | 34 | 28 | 38 | 57 | 87 | 133 | 170 | 214 | 268 | 328 | 401 | 477 | 549 | 615 | 667 | 707 | 732 | 747 | 757 | 762 | 759 | 754 | 748 | 740 | 730 | 721 | 709 | 697 | 683 | 666 | 34 | 29 | 32 | 39 | 49 | 66 | 89 | 120 | 163 | 198 | 241 | 292 | 349 | 410 | 472 | 533 | 589 | 640 | 681 | 713 | 738 | 757 | 758 | 753 | 745 | 735 | 722 | 711 | 701 | 688 | 34 | 31 | 41 | 60 | 90 | 137 | 176 | 227 | 291 | 362 | 439 | 515 | 586 | 646 | 689 | 720 | 739 | 749 | 752 | 745 | 735 | 723 | 709 | 694 | 673 | 650 | 623 | 590 | 556 | 515 | 34 | 16 | 24 | 36 | 50 | 72 | 100 | 134 | 178 | 236 | 294 | 348 | 401 | 453 | 502 | 550 | 596 | 639 | 684 | 726 | 764 | 797 | 827 | 852 | 873 | 891 | 906 | 920 | 932 | 937
PSS | LYMM T1 / WHITELEGGS LA T1 | 18 | 54 | 94 | 151 | 239 | 374 | 575 | 868 | 1284 | 1611 | 1995 | 2452 | 2974 | 3556 | 4176 | 4918 | 5695 | 6481 | 7244 | 8004 | 8698 | 9294 | 9815 | 10252 | 10608 | 10709 | 10813 | 10916 | 11033 | 11150 | 18 | 112 | 241 | 466 | 843 | 1455 | 2002 | 2680 | 3477 | 4377 | 5452 | 6573 | 7661 | 8626 | 9415 | 10003 | 10393 | 10646 | 10782 | 10858 | 10815 | 10731 | 10638 | 10527 | 10401 | 10251 | 10077 | 9888 | 9675 | 9429 | 18 | 74 | 139 | 233 | 371 | 576 | 874 | 1303 | 1909 | 2431 | 3067 | 3821 | 4680 | 5616 | 6532 | 7443 | 8289 | 9039 | 9658 | 10147 | 10521 | 10779 | 10809 | 10724 | 10609 | 10454 | 10264 | 10105 | 9940 | 9756 | 18 | 121 | 268 | 508 | 902 | 1537 | 2123 | 2891 | 3817 | 4882 | 6030 | 7165 | 8219 | 9104 | 9772 | 10232 | 10515 | 10677 | 10719 | 10601 | 10457 | 10286 | 10079 | 9825 | 9523 | 9171 | 8764 | 8297 | 7767 | 7160 | 18 | 207 | 318 | 473 | 678 | 973 | 1350 | 1824 | 2433 | 3211 | 3994 | 4735 | 5453 | 6158 | 6836 | 7485 | 8112 | 8714 | 9301 | 9851 | 10355 | 10804 | 11194 | 11521 | 11790 | 12017 | 12214 | 12393 | 12569 | 12647
PSS | MACHYNLLETH T1 | 0 | 3 | 5 | 8 | 14 | 22 | 35 | 54 | 78 | 98 | 122 | 151 | 185 | 220 | 259 | 306 | 355 | 404 | 451 | 499 | 543 | 580 | 612 | 640 | 662 | 669 | 675 | 682 | 689 | 696 | 0 | 7 | 15 | 29 | 53 | 90 | 125 | 167 | 218 | 274 | 341 | 412 | 478 | 540 | 589 | 626 | 651 | 665 | 675 | 679 | 676 | 672 | 665 | 660 | 650 | 642 | 631 | 619 | 605 | 590 | 0 | 5 | 9 | 14 | 23 | 36 | 56 | 82 | 120 | 151 | 192 | 238 | 292 | 352 | 409 | 466 | 518 | 566 | 605 | 634 | 659 | 676 | 676 | 671 | 663 | 653 | 642 | 633 | 621 | 611 | 0 | 8 | 17 | 32 | 56 | 97 | 133 | 181 | 238 | 306 | 376 | 449 | 515 | 570 | 611 | 639 | 659 | 669 | 671 | 663 | 655 | 644 | 631 | 614 | 596 | 575 | 549 | 520 | 486 | 449 | 0 | 12 | 18 | 26 | 36 | 51 | 71 | 94 | 126 | 166 | 208 | 247 | 286 | 326 | 364 | 402 | 438 | 470 | 500 | 526 | 550 | 572 | 589 | 606 | 618 | 630 | 639 | 650 | 659 | 665
PSS | MAELOR CREAMERY T1 | 2 | 4 | 7 | 11 | 16 | 27 | 41 | 60 | 90 | 111 | 139 | 170 | 207 | 248 | 290 | 342 | 395 | 450 | 502 | 557 | 604 | 646 | 682 | 713 | 736 | 744 | 751 | 758 | 767 | 774 | 2 | 8 | 16 | 31 | 58 | 100 | 139 | 185 | 242 | 303 | 378 | 457 | 532 | 598 | 653 | 695 | 722 | 740 | 749 | 754 | 751 | 744 | 739 | 731 | 723 | 712 | 700 | 688 | 671 | 655 | 2 | 5 | 10 | 16 | 26 | 40 | 60 | 90 | 133 | 168 | 213 | 265 | 325 | 390 | 454 | 516 | 576 | 627 | 670 | 704 | 731 | 749 | 751 | 745 | 736 | 726 | 713 | 702 | 690 | 677 | 2 | 9 | 19 | 35 | 62 | 107 | 147 | 200 | 265 | 340 | 418 | 498 | 571 | 632 | 678 | 711 | 730 | 742 | 744 | 736 | 726 | 713 | 700 | 682 | 662 | 636 | 609 | 576 | 539 | 498 | 2 | 14 | 24 | 35 | 51 | 74 | 103 | 139 | 184 | 244 | 304 | 361 | 415 | 468 | 520 | 570 | 617 | 663 | 709 | 751 | 790 | 825 | 857 | 883 | 904 | 923 | 938 | 952 | 965 | 971
PSS | MAENTWROG T1 | 2 | 5 | 8 | 14 | 21 | 33 | 51 | 75 | 114 | 143 | 175 | 216 | 260 | 313 | 365 | 430 | 500 | 567 | 634 | 702 | 761 | 814 | 859 | 898 | 929 | 939 | 947 | 956 | 966 | 976 | 2 | 10 | 21 | 40 | 73 | 129 | 176 | 235 | 305 | 384 | 479 | 575 | 672 | 756 | 824 | 875 | 911 | 933 | 944 | 951 | 947 | 940 | 932 | 922 | 910 | 897 | 881 | 865 | 847 | 826 | 2 | 7 | 13 | 20 | 33 | 50 | 77 | 115 | 167 | 213 | 269 | 335 | 409 | 492 | 572 | 652 | 724 | 792 | 846 | 887 | 921 | 943 | 946 | 939 | 929 | 916 | 898 | 886 | 870 | 854 | 2 | 11 | 23 | 45 | 79 | 135 | 186 | 252 | 334 | 428 | 527 | 627 | 720 | 797 | 856 | 896 | 921 | 934 | 938 | 929 | 916 | 901 | 881 | 860 | 833 | 802 | 767 | 726 | 680 | 627 | 2 | 18 | 29 | 44 | 64 | 91 | 127 | 171 | 228 | 304 | 376 | 445 | 514 | 582 | 645 | 706 | 763 | 815 | 863 | 907 | 945 | 981 | 1009 | 1036 | 1056 | 1074 | 1088 | 1106 | 1122 | 1130
PSS | MAES-Y-CLAWDD T1 | 2 | 3 | 4 | 6 | 9 | 14 | 20 | 30 | 44 | 57 | 68 | 85 | 104 | 123 | 144 | 169 | 197 | 224 | 251 | 276 | 300 | 320 | 339 | 354 | 367 | 369 | 373 | 377 | 382 | 386 | 2 | 5 | 8 | 16 | 30 | 51 | 70 | 93 | 121 | 152 | 189 | 227 | 264 | 298 | 325 | 346 | 359 | 367 | 372 | 375 | 374 | 372 | 367 | 364 | 360 | 354 | 349 | 341 | 334 | 327 | 2 | 3 | 5 | 9 | 13 | 20 | 30 | 45 | 66 | 85 | 106 | 132 | 161 | 194 | 226 | 258 | 287 | 312 | 333 | 352 | 363 | 372 | 373 | 371 | 367 | 362 | 355 | 349 | 343 | 337 | 2 | 5 | 10 | 18 | 32 | 53 | 74 | 101 | 131 | 169 | 208 | 248 | 284 | 316 | 338 | 352 | 363 | 368 | 371 | 366 | 361 | 356 | 350 | 340 | 329 | 316 | 302 | 287 | 268 | 248 | 2 | 9 | 15 | 21 | 31 | 43 | 60 | 79 | 106 | 139 | 171 | 203 | 232 | 261 | 288 | 313 | 334 | 353 | 371 | 388 | 400 | 414 | 422 | 433 | 441 | 447 | 453 | 458 | 465 | 469
PSS | MANOD T1 | 2 | 6 | 10 | 17 | 26 | 41 | 62 | 95 | 141 | 177 | 219 | 270 | 328 | 390 | 459 | 541 | 626 | 714 | 797 | 881 | 957 | 1023 | 1080 | 1129 | 1168 | 1179 | 1190 | 1202 | 1214 | 1227 | 2 | 12 | 26 | 51 | 92 | 159 | 220 | 294 | 381 | 480 | 599 | 723 | 844 | 948 | 1036 | 1101 | 1144 | 1172 | 1187 | 1194 | 1191 | 1180 | 1171 | 1158 | 1145 | 1127 | 1109 | 1088 | 1066 | 1038 | 2 | 8 | 15 | 25 | 39 | 63 | 96 | 141 | 209 | 267 | 337 | 420 | 513 | 618 | 720 | 818 | 913 | 995 | 1062 | 1117 | 1158 | 1186 | 1189 | 1179 | 1168 | 1151 | 1130 | 1113 | 1094 | 1074 | 2 | 12 | 29 | 55 | 99 | 169 | 234 | 318 | 420 | 535 | 663 | 788 | 905 | 1001 | 1076 | 1126 | 1157 | 1176 | 1181 | 1166 | 1151 | 1132 | 1109 | 1081 | 1047 | 1010 | 964 | 914 | 854 | 788 | 2 | 18 | 28 | 41 | 60 | 86 | 121 | 163 | 217 | 287 | 358 | 425 | 489 | 552 | 613 | 671 | 727 | 781 | 836 | 885 | 932 | 973 | 1011 | 1041 | 1065 | 1087 | 1106 | 1121 | 1138 | 1145
PSS | MANOR PK T1 / NORTON CHAINS T1 | 3 | 10 | 18 | 28 | 44 | 68 | 105 | 157 | 234 | 293 | 363 | 446 | 540 | 645 | 759 | 893 | 1034 | 1176 | 1315 | 1453 | 1578 | 1685 | 1780 | 1860 | 1924 | 1943 | 1961 | 1980 | 2001 | 2023 | 3 | 20 | 44 | 83 | 151 | 264 | 363 | 486 | 631 | 794 | 988 | 1192 | 1388 | 1564 | 1708 | 1814 | 1884 | 1931 | 1955 | 1969 | 1960 | 1948 | 1929 | 1909 | 1886 | 1859 | 1827 | 1793 | 1755 | 1710 | 3 | 13 | 24 | 41 | 68 | 104 | 158 | 235 | 345 | 440 | 556 | 693 | 848 | 1018 | 1184 | 1349 | 1503 | 1639 | 1751 | 1839 | 1909 | 1955 | 1960 | 1945 | 1924 | 1896 | 1862 | 1832 | 1802 | 1769 | 3 | 22 | 48 | 92 | 163 | 278 | 385 | 524 | 692 | 885 | 1093 | 1300 | 1491 | 1650 | 1772 | 1856 | 1908 | 1935 | 1943 | 1922 | 1897 | 1865 | 1828 | 1783 | 1727 | 1663 | 1591 | 1506 | 1408 | 1298 | 3 | 37 | 59 | 88 | 127 | 183 | 255 | 344 | 460 | 608 | 757 | 896 | 1033 | 1166 | 1294 | 1417 | 1535 | 1650 | 1764 | 1871 | 1970 | 2057 | 2134 | 2198 | 2251 | 2296 | 2335 | 2370 | 2402 | 2416
PSS | MERE T1 | 36 | 50 | 71 | 103 | 153 | 230 | 347 | 514 | 750 | 936 | 1151 | 1406 | 1700 | 2028 | 2377 | 2793 | 3230 | 3672 | 4102 | 4530 | 4921 | 5256 | 5549 | 5794 | 5994 | 6051 | 6109 | 6168 | 6232 | 6299 | 36 | 79 | 152 | 281 | 497 | 845 | 1154 | 1534 | 1984 | 2490 | 3094 | 3726 | 4337 | 4879 | 5323 | 5656 | 5873 | 6015 | 6092 | 6133 | 6110 | 6064 | 6012 | 5948 | 5877 | 5792 | 5696 | 5589 | 5469 | 5332 | 36 | 61 | 97 | 150 | 228 | 344 | 515 | 759 | 1102 | 1395 | 1752 | 2177 | 2659 | 3185 | 3701 | 4214 | 4691 | 5110 | 5458 | 5734 | 5944 | 6090 | 6107 | 6059 | 5995 | 5908 | 5799 | 5712 | 5617 | 5515 | 36 | 85 | 168 | 307 | 531 | 891 | 1221 | 1652 | 2173 | 2773 | 3419 | 4058 | 4651 | 5149 | 5523 | 5782 | 5943 | 6033 | 6058 | 5991 | 5909 | 5814 | 5698 | 5555 | 5383 | 5186 | 4957 | 4695 | 4396 | 4054 | 36 | 126 | 194 | 284 | 404 | 573 | 794 | 1069 | 1424 | 1877 | 2334 | 2766 | 3188 | 3600 | 4002 | 4382 | 4738 | 5069 | 5382 | 5668 | 5922 | 6154 | 6339 | 6511 | 6649 | 6763 | 6859 | 6963 | 7065 | 7116
PSS | MIDDLEWICH T1 | 29 | 36 | 47 | 67 | 99 | 147 | 218 | 321 | 468 | 580 | 712 | 870 | 1050 | 1250 | 1464 | 1719 | 1987 | 2258 | 2521 | 2784 | 3023 | 3229 | 3408 | 3558 | 3680 | 3716 | 3752 | 3787 | 3828 | 3867 | 29 | 52 | 97 | 176 | 309 | 524 | 713 | 946 | 1221 | 1532 | 1904 | 2290 | 2666 | 2999 | 3269 | 3472 | 3607 | 3694 | 3741 | 3766 | 3751 | 3723 | 3690 | 3652 | 3608 | 3556 | 3498 | 3432 | 3358 | 3274 | 29 | 42 | 62 | 97 | 143 | 217 | 320 | 470 | 682 | 861 | 1080 | 1340 | 1636 | 1959 | 2274 | 2589 | 2880 | 3139 | 3352 | 3521 | 3650 | 3739 | 3750 | 3720 | 3680 | 3627 | 3561 | 3506 | 3450 | 3386 | 29 | 57 | 107 | 193 | 330 | 551 | 754 | 1019 | 1338 | 1707 | 2102 | 2492 | 2857 | 3163 | 3391 | 3550 | 3648 | 3703 | 3720 | 3678 | 3629 | 3569 | 3498 | 3410 | 3307 | 3185 | 3046 | 2884 | 2701 | 2492 | 29 | 74 | 114 | 167 | 239 | 341 | 472 | 637 | 851 | 1121 | 1396 | 1653 | 1906 | 2155 | 2395 | 2624 | 2841 | 3044 | 3241 | 3421 | 3584 | 3730 | 3849 | 3958 | 4044 | 4116 | 4180 | 4241 | 4304 | 4333
PSS | MIDPOINT POCHIN WAY T1 | 3 | 4 | 5 | 6 | 7 | 11 | 17 | 24 | 35 | 42 | 52 | 61 | 73 | 88 | 102 | 119 | 138 | 156 | 174 | 192 | 209 | 221 | 235 | 243 | 253 | 256 | 258 | 261 | 263 | 266 | 3 | 5 | 8 | 13 | 23 | 39 | 52 | 67 | 85 | 106 | 132 | 158 | 184 | 207 | 225 | 239 | 247 | 253 | 256 | 259 | 258 | 256 | 254 | 251 | 248 | 244 | 240 | 236 | 231 | 226 | 3 | 4 | 7 | 7 | 12 | 16 | 24 | 35 | 49 | 61 | 77 | 94 | 114 | 135 | 157 | 178 | 197 | 216 | 230 | 243 | 250 | 258 | 257 | 256 | 252 | 250 | 244 | 240 | 238 | 232 | 3 | 5 | 8 | 15 | 25 | 40 | 53 | 71 | 93 | 118 | 146 | 172 | 197 | 217 | 233 | 244 | 251 | 254 | 255 | 253 | 250 | 246 | 241 | 234 | 228 | 219 | 210 | 199 | 186 | 172 | 3 | 7 | 11 | 16 | 22 | 31 | 42 | 56 | 73 | 96 | 119 | 141 | 162 | 183 | 204 | 223 | 242 | 258 | 276 | 293 | 308 | 321 | 334 | 344 | 351 | 359 | 366 | 371 | 375 | 377
PSS | MILFORD T1 | 14 | 18 | 25 | 36 | 53 | 79 | 118 | 175 | 254 | 316 | 390 | 477 | 576 | 686 | 804 | 945 | 1093 | 1241 | 1387 | 1532 | 1662 | 1776 | 1874 | 1957 | 2025 | 2045 | 2064 | 2083 | 2107 | 2128 | 14 | 28 | 52 | 97 | 169 | 288 | 391 | 520 | 673 | 842 | 1047 | 1261 | 1468 | 1651 | 1801 | 1913 | 1987 | 2034 | 2059 | 2073 | 2066 | 2051 | 2032 | 2011 | 1988 | 1958 | 1927 | 1891 | 1848 | 1802 | 14 | 22 | 34 | 52 | 79 | 118 | 176 | 258 | 374 | 473 | 594 | 738 | 900 | 1077 | 1251 | 1426 | 1586 | 1729 | 1845 | 1940 | 2011 | 2058 | 2065 | 2050 | 2027 | 1998 | 1961 | 1931 | 1899 | 1865 | 14 | 31 | 58 | 106 | 180 | 303 | 415 | 560 | 736 | 939 | 1158 | 1373 | 1573 | 1742 | 1868 | 1956 | 2010 | 2039 | 2048 | 2025 | 1998 | 1965 | 1927 | 1879 | 1821 | 1753 | 1677 | 1588 | 1486 | 1371 | 14 | 39 | 57 | 85 | 120 | 170 | 235 | 317 | 423 | 559 | 694 | 825 | 952 | 1078 | 1199 | 1317 | 1428 | 1533 | 1632 | 1724 | 1807 | 1880 | 1942 | 1996 | 2040 | 2078 | 2111 | 2143 | 2175 | 2191
PSS | MINFFORDD T1 / PARC BRYN CEGIN T1 / PARC BRYN CEGIN T2 | 10 | 15 | 22 | 32 | 48 | 72 | 109 | 162 | 237 | 297 | 364 | 446 | 540 | 643 | 754 | 885 | 1025 | 1165 | 1301 | 1436 | 1560 | 1668 | 1760 | 1839 | 1902 | 1919 | 1938 | 1957 | 1978 | 1998 | 10 | 24 | 47 | 88 | 157 | 266 | 365 | 484 | 627 | 787 | 981 | 1180 | 1375 | 1548 | 1688 | 1793 | 1862 | 1909 | 1932 | 1945 | 1939 | 1924 | 1905 | 1887 | 1864 | 1838 | 1805 | 1773 | 1735 | 1689 | 10 | 19 | 29 | 47 | 72 | 109 | 161 | 239 | 348 | 440 | 554 | 689 | 843 | 1009 | 1173 | 1335 | 1488 | 1622 | 1730 | 1817 | 1885 | 1932 | 1936 | 1921 | 1900 | 1874 | 1838 | 1810 | 1780 | 1749 | 10 | 25 | 52 | 96 | 167 | 281 | 386 | 524 | 688 | 880 | 1083 | 1285 | 1474 | 1632 | 1752 | 1834 | 1885 | 1913 | 1921 | 1901 | 1875 | 1844 | 1806 | 1761 | 1707 | 1644 | 1572 | 1489 | 1393 | 1285 | 10 | 35 | 55 | 80 | 116 | 165 | 229 | 308 | 410 | 544 | 676 | 802 | 924 | 1046 | 1163 | 1274 | 1382 | 1483 | 1581 | 1673 | 1755 | 1828 | 1892 | 1946 | 1989 | 2028 | 2060 | 2092 | 2123 | 2139
PSS | MOCHDRE T1 | 2 | 3 | 4 | 6 | 10 | 16 | 22 | 34 | 50 | 62 | 76 | 95 | 114 | 136 | 161 | 190 | 219 | 248 | 279 | 308 | 334 | 357 | 376 | 393 | 406 | 409 | 416 | 419 | 423 | 428 | 2 | 5 | 10 | 18 | 32 | 57 | 77 | 103 | 134 | 169 | 210 | 251 | 293 | 331 | 361 | 384 | 398 | 409 | 413 | 416 | 415 | 412 | 408 | 404 | 399 | 393 | 386 | 379 | 371 | 362 | 2 | 3 | 5 | 9 | 15 | 23 | 35 | 50 | 73 | 94 | 118 | 147 | 180 | 216 | 250 | 285 | 317 | 346 | 369 | 389 | 403 | 414 | 415 | 411 | 407 | 401 | 394 | 388 | 382 | 374 | 2 | 5 | 11 | 21 | 34 | 60 | 81 | 111 | 146 | 188 | 231 | 274 | 316 | 349 | 375 | 392 | 403 | 409 | 411 | 407 | 401 | 394 | 386 | 377 | 365 | 351 | 336 | 319 | 297 | 274 | 2 | 12 | 18 | 26 | 36 | 52 | 70 | 92 | 122 | 159 | 197 | 231 | 264 | 296 | 325 | 354 | 378 | 401 | 422 | 441 | 458 | 473 | 485 | 496 | 504 | 513 | 518 | 525 | 531 | 534
PSS | MONA T1 | 3 | 10 | 16 | 27 | 42 | 66 | 101 | 154 | 228 | 285 | 353 | 435 | 527 | 628 | 739 | 870 | 1008 | 1147 | 1281 | 1416 | 1538 | 1643 | 1737 | 1814 | 1877 | 1894 | 1914 | 1931 | 1952 | 1973 | 3 | 20 | 42 | 83 | 149 | 256 | 354 | 473 | 614 | 773 | 964 | 1161 | 1354 | 1525 | 1665 | 1768 | 1838 | 1882 | 1907 | 1919 | 1913 | 1898 | 1882 | 1861 | 1838 | 1813 | 1782 | 1749 | 1711 | 1668 | 3 | 13 | 25 | 41 | 65 | 102 | 154 | 230 | 338 | 429 | 541 | 676 | 828 | 993 | 1155 | 1317 | 1466 | 1598 | 1707 | 1794 | 1860 | 1906 | 1911 | 1896 | 1877 | 1849 | 1815 | 1787 | 1757 | 1725 | 3 | 20 | 47 | 89 | 160 | 271 | 374 | 511 | 674 | 863 | 1065 | 1267 | 1454 | 1610 | 1727 | 1810 | 1860 | 1888 | 1896 | 1875 | 1848 | 1820 | 1782 | 1736 | 1684 | 1622 | 1549 | 1467 | 1373 | 1265 | 3 | 37 | 60 | 88 | 128 | 184 | 255 | 345 | 461 | 609 | 757 | 899 | 1034 | 1168 | 1298 | 1421 | 1538 | 1648 | 1756 | 1855 | 1944 | 2025 | 2093 | 2153 | 2200 | 2243 | 2277 | 2310 | 2342 | 2359
PSS | MONSANTO T1 | 6 | 11 | 16 | 25 | 40 | 61 | 93 | 139 | 205 | 256 | 318 | 389 | 471 | 563 | 660 | 778 | 899 | 1023 | 1143 | 1265 | 1374 | 1468 | 1550 | 1617 | 1674 | 1691 | 1707 | 1723 | 1741 | 1761 | 6 | 19 | 40 | 75 | 136 | 232 | 319 | 427 | 552 | 693 | 863 | 1041 | 1212 | 1363 | 1488 | 1581 | 1641 | 1682 | 1704 | 1715 | 1708 | 1695 | 1680 | 1663 | 1643 | 1618 | 1592 | 1563 | 1529 | 1489 | 6 | 14 | 24 | 40 | 62 | 94 | 140 | 209 | 305 | 387 | 487 | 606 | 741 | 888 | 1034 | 1177 | 1312 | 1429 | 1526 | 1604 | 1662 | 1702 | 1707 | 1694 | 1676 | 1652 | 1622 | 1596 | 1570 | 1542 | 6 | 21 | 45 | 83 | 145 | 247 | 338 | 459 | 606 | 775 | 954 | 1133 | 1299 | 1438 | 1544 | 1617 | 1661 | 1687 | 1694 | 1674 | 1652 | 1625 | 1592 | 1553 | 1506 | 1449 | 1385 | 1312 | 1229 | 1133 | 6 | 34 | 52 | 78 | 110 | 155 | 214 | 287 | 383 | 504 | 625 | 741 | 853 | 964 | 1071 | 1172 | 1270 | 1359 | 1444 | 1522 | 1591 | 1654 | 1705 | 1752 | 1789 | 1822 | 1849 | 1877 | 1904 | 1919
PSS | MORDA T1 | 10 | 19 | 29 | 46 | 71 | 111 | 168 | 253 | 372 | 465 | 575 | 706 | 855 | 1021 | 1199 | 1411 | 1632 | 1856 | 2075 | 2291 | 2491 | 2660 | 2809 | 2935 | 3036 | 3064 | 3095 | 3125 | 3156 | 3190 | 10 | 36 | 72 | 137 | 246 | 423 | 578 | 772 | 998 | 1256 | 1563 | 1884 | 2195 | 2471 | 2696 | 2865 | 2975 | 3048 | 3086 | 3107 | 3095 | 3071 | 3045 | 3013 | 2977 | 2935 | 2885 | 2831 | 2769 | 2699 | 10 | 25 | 44 | 71 | 110 | 169 | 254 | 378 | 552 | 699 | 881 | 1097 | 1342 | 1610 | 1873 | 2133 | 2374 | 2588 | 2765 | 2905 | 3012 | 3085 | 3095 | 3068 | 3037 | 2992 | 2938 | 2893 | 2845 | 2792 | 10 | 38 | 80 | 149 | 263 | 444 | 613 | 832 | 1097 | 1402 | 1729 | 2054 | 2354 | 2608 | 2796 | 2929 | 3010 | 3057 | 3068 | 3034 | 2994 | 2945 | 2886 | 2812 | 2727 | 2625 | 2509 | 2378 | 2224 | 2051 | 10 | 59 | 92 | 139 | 201 | 289 | 402 | 544 | 726 | 959 | 1193 | 1416 | 1631 | 1843 | 2046 | 2240 | 2427 | 2605 | 2779 | 2939 | 3085 | 3216 | 3329 | 3426 | 3504 | 3571 | 3627 | 3680 | 3732 | 3755
PSS | MORGANITE CERAMICS T1 / PLYMYARD T2 | 34 | 46 | 66 | 98 | 145 | 220 | 330 | 491 | 717 | 893 | 1097 | 1344 | 1622 | 1935 | 2267 | 2668 | 3084 | 3505 | 3915 | 4324 | 4696 | 5017 | 5296 | 5531 | 5721 | 5776 | 5832 | 5887 | 5950 | 6014 | 34 | 76 | 145 | 269 | 474 | 809 | 1103 | 1465 | 1895 | 2378 | 2955 | 3556 | 4143 | 4660 | 5083 | 5400 | 5609 | 5744 | 5817 | 5857 | 5835 | 5791 | 5740 | 5680 | 5612 | 5533 | 5438 | 5337 | 5222 | 5090 | 34 | 57 | 91 | 142 | 217 | 328 | 491 | 722 | 1050 | 1330 | 1670 | 2077 | 2537 | 3041 | 3531 | 4021 | 4477 | 4879 | 5211 | 5473 | 5674 | 5813 | 5829 | 5784 | 5721 | 5638 | 5535 | 5450 | 5362 | 5263 | 34 | 81 | 162 | 294 | 508 | 851 | 1166 | 1578 | 2075 | 2650 | 3264 | 3875 | 4442 | 4916 | 5274 | 5522 | 5675 | 5759 | 5783 | 5720 | 5643 | 5552 | 5439 | 5303 | 5141 | 4952 | 4732 | 4483 | 4197 | 3871 | 34 | 112 | 176 | 263 | 380 | 547 | 762 | 1031 | 1375 | 1816 | 2262 | 2685 | 3096 | 3497 | 3886 | 4255 | 4604 | 4931 | 5244 | 5531 | 5792 | 6025 | 6217 | 6388 | 6527 | 6643 | 6742 | 6841 | 6941 | 6987
PSS | MORRISONS T1 | 6 | 9 | 13 | 18 | 26 | 38 | 58 | 84 | 122 | 152 | 187 | 229 | 275 | 327 | 384 | 451 | 520 | 591 | 660 | 729 | 792 | 846 | 893 | 933 | 964 | 974 | 983 | 993 | 1002 | 1012 | 6 | 13 | 25 | 46 | 81 | 138 | 187 | 248 | 320 | 401 | 499 | 600 | 698 | 784 | 857 | 910 | 944 | 968 | 980 | 985 | 983 | 975 | 966 | 956 | 945 | 931 | 916 | 898 | 880 | 857 | 6 | 10 | 16 | 25 | 37 | 57 | 83 | 123 | 178 | 226 | 284 | 351 | 429 | 514 | 596 | 677 | 754 | 822 | 878 | 921 | 956 | 979 | 983 | 975 | 963 | 950 | 932 | 918 | 904 | 887 | 6 | 14 | 28 | 50 | 87 | 145 | 197 | 267 | 351 | 446 | 551 | 652 | 750 | 829 | 888 | 930 | 956 | 970 | 974 | 963 | 951 | 936 | 917 | 893 | 866 | 835 | 797 | 755 | 707 | 652 | 6 | 23 | 35 | 50 | 70 | 99 | 136 | 183 | 243 | 319 | 395 | 468 | 539 | 608 | 675 | 737 | 796 | 849 | 900 | 945 | 986 | 1022 | 1052 | 1080 | 1101 | 1120 | 1135 | 1153 | 1171 | 1181
PSS | NANT-Y-GAMAR T1 | 12 | 26 | 41 | 65 | 101 | 155 | 237 | 355 | 524 | 656 | 809 | 994 | 1206 | 1438 | 1690 | 1989 | 2302 | 2617 | 2925 | 3231 | 3512 | 3753 | 3964 | 4139 | 4280 | 4322 | 4364 | 4406 | 4452 | 4501 | 12 | 49 | 101 | 191 | 343 | 593 | 813 | 1086 | 1407 | 1771 | 2203 | 2655 | 3094 | 3481 | 3801 | 4038 | 4194 | 4297 | 4352 | 4381 | 4365 | 4330 | 4294 | 4248 | 4197 | 4137 | 4067 | 3991 | 3904 | 3805 | 12 | 32 | 58 | 97 | 153 | 235 | 355 | 529 | 774 | 983 | 1238 | 1545 | 1890 | 2267 | 2638 | 3004 | 3344 | 3647 | 3896 | 4094 | 4244 | 4348 | 4360 | 4327 | 4279 | 4217 | 4140 | 4077 | 4010 | 3936 | 12 | 52 | 112 | 210 | 368 | 626 | 862 | 1172 | 1544 | 1974 | 2437 | 2894 | 3318 | 3675 | 3944 | 4129 | 4244 | 4310 | 4325 | 4279 | 4220 | 4152 | 4069 | 3967 | 3843 | 3702 | 3539 | 3350 | 3136 | 2891 | 12 | 80 | 125 | 190 | 274 | 396 | 551 | 746 | 997 | 1320 | 1643 | 1950 | 2248 | 2541 | 2822 | 3091 | 3348 | 3593 | 3830 | 4049 | 4249 | 4427 | 4579 | 4710 | 4815 | 4906 | 4981 | 5054 | 5128 | 5160
PSS | NANTWICH T1 | 34 | 44 | 61 | 88 | 131 | 197 | 292 | 434 | 633 | 789 | 969 | 1185 | 1429 | 1704 | 1996 | 2347 | 2712 | 3083 | 3443 | 3801 | 4130 | 4411 | 4657 | 4862 | 5029 | 5078 | 5127 | 5176 | 5231 | 5287 | 34 | 68 | 129 | 238 | 418 | 713 | 971 | 1290 | 1665 | 2091 | 2597 | 3128 | 3640 | 4095 | 4468 | 4745 | 4929 | 5048 | 5113 | 5148 | 5127 | 5088 | 5045 | 4991 | 4932 | 4861 | 4780 | 4691 | 4590 | 4474 | 34 | 53 | 83 | 128 | 193 | 291 | 434 | 639 | 927 | 1173 | 1472 | 1828 | 2233 | 2675 | 3107 | 3536 | 3937 | 4290 | 4580 | 4812 | 4989 | 5111 | 5126 | 5084 | 5031 | 4958 | 4869 | 4793 | 4713 | 4628 | 34 | 75 | 146 | 261 | 448 | 753 | 1030 | 1391 | 1829 | 2331 | 2873 | 3410 | 3905 | 4323 | 4639 | 4856 | 4989 | 5064 | 5084 | 5029 | 4962 | 4880 | 4783 | 4663 | 4520 | 4355 | 4162 | 3943 | 3691 | 3405 | 34 | 94 | 144 | 214 | 309 | 444 | 617 | 835 | 1112 | 1469 | 1826 | 2166 | 2493 | 2813 | 3123 | 3419 | 3705 | 3983 | 4258 | 4515 | 4753 | 4965 | 5152 | 5306 | 5432 | 5540 | 5634 | 5716 | 5799 | 5834
PSS | NEVILL ST T1 / OCEAN PLAZA T1 / YORK RD T1 | 62 | 51 | 54 | 63 | 79 | 104 | 141 | 191 | 262 | 310 | 367 | 437 | 516 | 603 | 696 | 809 | 926 | 1047 | 1161 | 1277 | 1382 | 1474 | 1552 | 1619 | 1673 | 1688 | 1705 | 1720 | 1736 | 1754 | 62 | 54 | 75 | 114 | 180 | 283 | 365 | 468 | 590 | 727 | 890 | 1061 | 1227 | 1373 | 1493 | 1582 | 1640 | 1679 | 1699 | 1710 | 1703 | 1690 | 1676 | 1660 | 1640 | 1617 | 1591 | 1562 | 1529 | 1493 | 62 | 56 | 62 | 77 | 101 | 135 | 186 | 254 | 353 | 432 | 527 | 642 | 771 | 914 | 1053 | 1189 | 1319 | 1433 | 1526 | 1601 | 1657 | 1697 | 1702 | 1689 | 1671 | 1647 | 1619 | 1594 | 1570 | 1541 | 62 | 59 | 81 | 122 | 190 | 295 | 382 | 500 | 639 | 802 | 977 | 1149 | 1309 | 1445 | 1544 | 1614 | 1658 | 1682 | 1689 | 1670 | 1650 | 1623 | 1591 | 1553 | 1508 | 1453 | 1392 | 1322 | 1240 | 1149 | 62 | 44 | 58 | 77 | 104 | 141 | 190 | 251 | 329 | 432 | 532 | 629 | 724 | 818 | 910 | 998 | 1084 | 1164 | 1239 | 1308 | 1370 | 1427 | 1473 | 1516 | 1550 | 1580 | 1605 | 1634 | 1663 | 1678
PSS | NEW BRIGHTON T1 / SEAVIEW RD T2 / WALLASEY T1 / WALLASEY VILLAGE T1 | 251 | 251 | 304 | 400 | 554 | 796 | 1150 | 1661 | 2382 | 2920 | 3550 | 4309 | 5171 | 6133 | 7163 | 8392 | 9679 | 10984 | 12248 | 13508 | 14661 | 15652 | 16517 | 17239 | 17829 | 17995 | 18170 | 18341 | 18535 | 18730 | 251 | 324 | 544 | 938 | 1590 | 2646 | 3553 | 4676 | 6002 | 7495 | 9281 | 11142 | 12950 | 14550 | 15858 | 16833 | 17479 | 17895 | 18121 | 18242 | 18172 | 18034 | 17877 | 17694 | 17484 | 17237 | 16946 | 16634 | 16278 | 15874 | 251 | 287 | 387 | 545 | 782 | 1135 | 1646 | 2379 | 3409 | 4268 | 5320 | 6571 | 7995 | 9546 | 11066 | 12574 | 13981 | 15224 | 16248 | 17060 | 17681 | 18111 | 18163 | 18019 | 17828 | 17572 | 17257 | 16993 | 16716 | 16412 | 251 | 353 | 598 | 1015 | 1692 | 2779 | 3748 | 5025 | 6560 | 8330 | 10234 | 12120 | 13869 | 15337 | 16443 | 17206 | 17678 | 17942 | 18013 | 17819 | 17579 | 17294 | 16952 | 16530 | 16028 | 15446 | 14771 | 13998 | 13115 | 12110 | 251 | 343 | 523 | 773 | 1104 | 1580 | 2191 | 2961 | 3946 | 5206 | 6480 | 7684 | 8855 | 10002 | 11114 | 12174 | 13194 | 14165 | 15108 | 15981 | 16778 | 17493 | 18099 | 18624 | 19050 | 19408 | 19719 | 20017 | 20313 | 20451
PSS | NEWHALL T1 / NEWHALL T2 | 3 | 7 | 10 | 16 | 24 | 36 | 56 | 83 | 124 | 154 | 191 | 236 | 286 | 341 | 401 | 471 | 546 | 621 | 694 | 766 | 833 | 889 | 941 | 981 | 1016 | 1025 | 1034 | 1045 | 1055 | 1066 | 3 | 12 | 24 | 45 | 83 | 141 | 193 | 258 | 335 | 420 | 522 | 630 | 734 | 825 | 902 | 959 | 995 | 1020 | 1033 | 1039 | 1036 | 1027 | 1019 | 1007 | 995 | 982 | 965 | 947 | 928 | 904 | 3 | 9 | 14 | 23 | 37 | 57 | 85 | 126 | 184 | 235 | 294 | 366 | 449 | 539 | 626 | 713 | 795 | 866 | 924 | 972 | 1007 | 1032 | 1035 | 1027 | 1017 | 1001 | 983 | 969 | 953 | 934 | 3 | 13 | 27 | 50 | 88 | 148 | 204 | 278 | 366 | 468 | 578 | 687 | 788 | 872 | 937 | 980 | 1007 | 1022 | 1026 | 1015 | 1001 | 985 | 966 | 940 | 911 | 879 | 839 | 795 | 745 | 686 | 3 | 22 | 34 | 49 | 69 | 99 | 136 | 184 | 244 | 322 | 400 | 475 | 546 | 616 | 684 | 748 | 811 | 871 | 932 | 987 | 1039 | 1085 | 1126 | 1160 | 1188 | 1211 | 1232 | 1249 | 1267 | 1276
PSS | NORTH WALES PAPER T1 / NORTH WALES PAPER T2 / WOODFIELD AVE T1 | 18 | 29 | 45 | 66 | 100 | 152 | 231 | 344 | 505 | 632 | 778 | 955 | 1155 | 1378 | 1617 | 1902 | 2200 | 2503 | 2796 | 3087 | 3354 | 3584 | 3785 | 3952 | 4088 | 4127 | 4167 | 4208 | 4252 | 4297 | 18 | 49 | 99 | 186 | 333 | 572 | 781 | 1040 | 1347 | 1692 | 2106 | 2536 | 2955 | 3325 | 3630 | 3857 | 4005 | 4102 | 4155 | 4184 | 4167 | 4135 | 4100 | 4056 | 4009 | 3951 | 3884 | 3812 | 3729 | 3636 | 18 | 36 | 61 | 98 | 151 | 230 | 346 | 512 | 746 | 945 | 1190 | 1479 | 1811 | 2169 | 2522 | 2871 | 3197 | 3485 | 3721 | 3910 | 4055 | 4152 | 4166 | 4132 | 4089 | 4029 | 3955 | 3895 | 3830 | 3760 | 18 | 54 | 111 | 203 | 356 | 601 | 826 | 1123 | 1476 | 1888 | 2329 | 2765 | 3170 | 3509 | 3766 | 3944 | 4053 | 4114 | 4130 | 4086 | 4030 | 3964 | 3884 | 3787 | 3671 | 3537 | 3379 | 3200 | 2996 | 2762 | 18 | 74 | 118 | 176 | 256 | 367 | 512 | 694 | 926 | 1223 | 1524 | 1807 | 2082 | 2349 | 2608 | 2854 | 3095 | 3326 | 3556 | 3771 | 3971 | 4149 | 4303 | 4434 | 4539 | 4629 | 4707 | 4779 | 4850 | 4882
PSS | NORTH WEST WATER CAMPUS T1 / NORTH WEST WATER CAMPUS T2 / OMEGA T1 / OMEGA T2 / ORION BOULEVARD T1 | 21 | 26 | 36 | 53 | 79 | 117 | 176 | 260 | 380 | 473 | 582 | 710 | 858 | 1023 | 1198 | 1408 | 1627 | 1850 | 2067 | 2282 | 2477 | 2646 | 2793 | 2918 | 3018 | 3047 | 3076 | 3105 | 3140 | 3172 | 21 | 41 | 79 | 142 | 252 | 427 | 584 | 774 | 1001 | 1256 | 1559 | 1877 | 2185 | 2458 | 2682 | 2849 | 2959 | 3030 | 3069 | 3090 | 3079 | 3054 | 3028 | 2996 | 2959 | 2918 | 2869 | 2816 | 2754 | 2686 | 21 | 32 | 50 | 77 | 117 | 176 | 260 | 385 | 557 | 705 | 885 | 1099 | 1342 | 1606 | 1865 | 2123 | 2362 | 2575 | 2750 | 2888 | 2995 | 3067 | 3077 | 3052 | 3019 | 2975 | 2923 | 2876 | 2830 | 2777 | 21 | 45 | 86 | 156 | 268 | 450 | 617 | 834 | 1096 | 1399 | 1723 | 2044 | 2344 | 2594 | 2783 | 2913 | 2993 | 3038 | 3051 | 3018 | 2977 | 2928 | 2869 | 2797 | 2712 | 2612 | 2498 | 2366 | 2215 | 2043 | 21 | 58 | 91 | 136 | 196 | 282 | 392 | 529 | 708 | 934 | 1163 | 1379 | 1588 | 1793 | 1990 | 2177 | 2361 | 2539 | 2712 | 2877 | 3028 | 3164 | 3283 | 3381 | 3462 | 3532 | 3590 | 3642 | 3692 | 3715
PSS | NWF T1 | 7 | 11 | 18 | 26 | 39 | 60 | 90 | 136 | 198 | 248 | 305 | 375 | 454 | 540 | 633 | 746 | 862 | 980 | 1094 | 1210 | 1315 | 1404 | 1482 | 1549 | 1601 | 1616 | 1633 | 1648 | 1666 | 1684 | 7 | 19 | 39 | 74 | 130 | 224 | 307 | 407 | 526 | 663 | 826 | 994 | 1157 | 1303 | 1422 | 1509 | 1568 | 1607 | 1626 | 1638 | 1633 | 1620 | 1606 | 1588 | 1569 | 1548 | 1522 | 1493 | 1460 | 1424 | 7 | 15 | 24 | 38 | 59 | 90 | 135 | 200 | 291 | 369 | 465 | 579 | 708 | 851 | 987 | 1125 | 1252 | 1364 | 1458 | 1532 | 1588 | 1627 | 1632 | 1618 | 1601 | 1578 | 1549 | 1525 | 1501 | 1472 | 7 | 20 | 44 | 80 | 140 | 236 | 324 | 440 | 579 | 740 | 912 | 1082 | 1241 | 1374 | 1476 | 1544 | 1588 | 1612 | 1617 | 1601 | 1578 | 1553 | 1521 | 1483 | 1438 | 1385 | 1324 | 1253 | 1173 | 1082 | 7 | 33 | 53 | 78 | 110 | 160 | 221 | 297 | 395 | 524 | 649 | 771 | 886 | 1002 | 1112 | 1217 | 1317 | 1412 | 1503 | 1587 | 1663 | 1732 | 1788 | 1838 | 1879 | 1914 | 1944 | 1972 | 1998 | 2012
PSS | OPTICAL FIBRES T1 / SHOTWICK T1 / WALBRO T1 | 0 | 0 | 0 | 0 | 0 | 0 | 0 | 0 | 0 | 0 | 0 | 0 | 0 | 0 | 0 | 0 | 0 | 0 | 0 | 0 | 0 | 0 | 0 | 0 | 0 | 0 | 0 | 0 | 0 | 0 | 0 | 0 | 0 | 0 | 0 | 0 | 0 | 0 | 0 | 0 | 0 | 0 | 0 | 0 | 0 | 0 | 0 | 0 | 0 | 0 | 0 | 0 | 0 | 0 | 0 | 0 | 0 | 0 | 0 | 0 | 0 | 0 | 0 | 0 | 0 | 0 | 0 | 0 | 0 | 0 | 0 | 0 | 0 | 0 | 0 | 0 | 0 | 0 | 0 | 0 | 0 | 0 | 0 | 0 | 0 | 0 | 0 | 0 | 0 | 0 | 0 | 0 | 0 | 0 | 0 | 0 | 0 | 0 | 0 | 0 | 0 | 0 | 0 | 0 | 0 | 0 | 0 | 0 | 0 | 0 | 0 | 0 | 0 | 0 | 0 | 0 | 0 | 0 | 0 | 0 | 0 | 0 | 0 | 0 | 0 | 0 | 0 | 0 | 0 | 0 | 0 | 0 | 0 | 0 | 0 | 0 | 0 | 0 | 0 | 0 | 0 | 0 | 0 | 0 | 0 | 0 | 0 | 0 | 0 | 0
PSS | ORB CL T1 / STONEBRIDGE LA T1 / STONEBRIDGE LA T2 | 62 | 57 | 65 | 82 | 108 | 152 | 215 | 307 | 433 | 526 | 634 | 764 | 914 | 1080 | 1258 | 1472 | 1695 | 1921 | 2139 | 2356 | 2557 | 2729 | 2877 | 3003 | 3104 | 3134 | 3163 | 3193 | 3227 | 3261 | 62 | 68 | 105 | 176 | 290 | 477 | 633 | 828 | 1057 | 1315 | 1626 | 1948 | 2261 | 2539 | 2764 | 2932 | 3044 | 3117 | 3156 | 3177 | 3165 | 3141 | 3112 | 3080 | 3044 | 3002 | 2952 | 2898 | 2838 | 2767 | 62 | 63 | 79 | 107 | 148 | 210 | 301 | 430 | 608 | 758 | 941 | 1155 | 1403 | 1671 | 1935 | 2194 | 2439 | 2652 | 2829 | 2972 | 3078 | 3152 | 3162 | 3137 | 3104 | 3060 | 3005 | 2960 | 2912 | 2859 | 62 | 73 | 115 | 189 | 309 | 500 | 668 | 887 | 1155 | 1460 | 1790 | 2117 | 2419 | 2674 | 2865 | 2997 | 3078 | 3124 | 3137 | 3103 | 3062 | 3013 | 2952 | 2880 | 2794 | 2692 | 2576 | 2441 | 2289 | 2114 | 62 | 65 | 98 | 146 | 209 | 299 | 414 | 558 | 744 | 984 | 1224 | 1450 | 1670 | 1887 | 2095 | 2293 | 2482 | 2660 | 2832 | 2990 | 3132 | 3260 | 3368 | 3464 | 3539 | 3605 | 3659 | 3714 | 3767 | 3790
PSS | ORFORD T1 / PADGATE T1 | 163 | 181 | 231 | 317 | 452 | 664 | 975 | 1425 | 2062 | 2545 | 3111 | 3791 | 4563 | 5426 | 6346 | 7447 | 8599 | 9767 | 10899 | 12027 | 13059 | 13945 | 14720 | 15367 | 15895 | 16045 | 16201 | 16353 | 16527 | 16700 | 163 | 250 | 445 | 793 | 1369 | 2302 | 3116 | 4120 | 5306 | 6642 | 8239 | 9906 | 11524 | 12956 | 14126 | 14999 | 15578 | 15951 | 16154 | 16262 | 16199 | 16076 | 15937 | 15772 | 15584 | 15363 | 15104 | 14825 | 14506 | 14143 | 163 | 210 | 301 | 444 | 653 | 965 | 1418 | 2069 | 2984 | 3753 | 4694 | 5816 | 7089 | 8479 | 9840 | 11192 | 12449 | 13561 | 14478 | 15205 | 15762 | 16146 | 16190 | 16064 | 15894 | 15664 | 15380 | 15147 | 14899 | 14626 | 163 | 274 | 493 | 861 | 1461 | 2424 | 3294 | 4435 | 5809 | 7393 | 9098 | 10786 | 12350 | 13664 | 14653 | 15339 | 15760 | 15996 | 16061 | 15884 | 15671 | 15418 | 15111 | 14732 | 14283 | 13763 | 13159 | 12466 | 11676 | 10776 | 163 | 307 | 471 | 697 | 1000 | 1432 | 1987 | 2685 | 3580 | 4721 | 5877 | 6963 | 8017 | 9050 | 10045 | 10995 | 11916 | 12809 | 13683 | 14505 | 15261 | 15935 | 16525 | 17016 | 17418 | 17760 | 18058 | 18322 | 18582 | 18697
PSS | OTIS ELEVATOR T1 / ST IVEL FOODS T1 | 0 | 0 | 0 | 0 | 0 | 0 | 0 | 0 | 0 | 0 | 0 | 0 | 0 | 0 | 0 | 0 | 0 | 0 | 0 | 0 | 0 | 0 | 0 | 0 | 0 | 0 | 0 | 0 | 0 | 0 | 0 | 0 | 0 | 0 | 0 | 0 | 0 | 0 | 0 | 0 | 0 | 0 | 0 | 0 | 0 | 0 | 0 | 0 | 0 | 0 | 0 | 0 | 0 | 0 | 0 | 0 | 0 | 0 | 0 | 0 | 0 | 0 | 0 | 0 | 0 | 0 | 0 | 0 | 0 | 0 | 0 | 0 | 0 | 0 | 0 | 0 | 0 | 0 | 0 | 0 | 0 | 0 | 0 | 0 | 0 | 0 | 0 | 0 | 0 | 0 | 0 | 0 | 0 | 0 | 0 | 0 | 0 | 0 | 0 | 0 | 0 | 0 | 0 | 0 | 0 | 0 | 0 | 0 | 0 | 0 | 0 | 0 | 0 | 0 | 0 | 0 | 0 | 0 | 0 | 0 | 0 | 0 | 0 | 0 | 0 | 0 | 0 | 0 | 0 | 0 | 0 | 0 | 0 | 0 | 0 | 0 | 0 | 0 | 0 | 0 | 0 | 0 | 0 | 0 | 0 | 0 | 0 | 0 | 0 | 0
PSS | OVERTON T1 | 6 | 15 | 24 | 39 | 61 | 94 | 143 | 215 | 318 | 398 | 492 | 605 | 733 | 877 | 1029 | 1211 | 1401 | 1595 | 1782 | 1968 | 2139 | 2285 | 2413 | 2520 | 2607 | 2632 | 2658 | 2684 | 2712 | 2741 | 6 | 29 | 60 | 115 | 209 | 360 | 493 | 660 | 856 | 1075 | 1340 | 1616 | 1882 | 2119 | 2314 | 2457 | 2554 | 2616 | 2648 | 2667 | 2657 | 2637 | 2615 | 2586 | 2556 | 2519 | 2476 | 2428 | 2377 | 2317 | 6 | 19 | 36 | 59 | 93 | 143 | 216 | 322 | 470 | 599 | 755 | 940 | 1150 | 1380 | 1606 | 1828 | 2036 | 2221 | 2374 | 2493 | 2585 | 2648 | 2656 | 2636 | 2606 | 2568 | 2521 | 2483 | 2441 | 2398 | 6 | 30 | 66 | 126 | 223 | 380 | 522 | 711 | 939 | 1200 | 1482 | 1761 | 2020 | 2236 | 2401 | 2513 | 2584 | 2624 | 2632 | 2606 | 2569 | 2528 | 2475 | 2413 | 2340 | 2253 | 2153 | 2039 | 1909 | 1759 | 6 | 33 | 52 | 77 | 110 | 159 | 220 | 298 | 398 | 528 | 658 | 784 | 907 | 1029 | 1151 | 1267 | 1380 | 1487 | 1590 | 1684 | 1769 | 1845 | 1910 | 1968 | 2013 | 2052 | 2085 | 2118 | 2150 | 2166
PSS | PANDY T1 / PANDY T2 | 21 | 45 | 72 | 112 | 174 | 271 | 413 | 621 | 914 | 1146 | 1417 | 1740 | 2106 | 2517 | 2953 | 3478 | 4025 | 4581 | 5116 | 5653 | 6144 | 6563 | 6932 | 7239 | 7490 | 7561 | 7636 | 7708 | 7791 | 7873 | 21 | 84 | 175 | 335 | 601 | 1035 | 1421 | 1897 | 2461 | 3095 | 3853 | 4644 | 5413 | 6093 | 6649 | 7063 | 7339 | 7516 | 7614 | 7665 | 7635 | 7576 | 7511 | 7432 | 7343 | 7238 | 7115 | 6983 | 6832 | 6658 | 21 | 57 | 102 | 169 | 266 | 411 | 621 | 925 | 1354 | 1721 | 2170 | 2702 | 3308 | 3966 | 4614 | 5255 | 5853 | 6381 | 6817 | 7163 | 7425 | 7609 | 7630 | 7568 | 7489 | 7378 | 7245 | 7135 | 7016 | 6886 | 21 | 90 | 195 | 365 | 644 | 1093 | 1506 | 2047 | 2700 | 3452 | 4261 | 5061 | 5805 | 6430 | 6900 | 7225 | 7425 | 7538 | 7570 | 7485 | 7384 | 7263 | 7117 | 6937 | 6724 | 6476 | 6189 | 5860 | 5486 | 5057 | 21 | 145 | 230 | 344 | 496 | 714 | 994 | 1345 | 1796 | 2370 | 2951 | 3502 | 4035 | 4555 | 5060 | 5540 | 5996 | 6430 | 6847 | 7234 | 7585 | 7898 | 8161 | 8391 | 8576 | 8734 | 8868 | 8995 | 9119 | 9178
PSS | PARC CYBI T1 / PARC CYBI T2 | 2 | 5 | 9 | 15 | 23 | 37 | 58 | 87 | 128 | 162 | 201 | 245 | 298 | 357 | 419 | 494 | 571 | 650 | 728 | 803 | 873 | 934 | 985 | 1029 | 1065 | 1075 | 1085 | 1096 | 1108 | 1119 | 2 | 12 | 24 | 47 | 86 | 147 | 202 | 270 | 350 | 440 | 548 | 661 | 771 | 866 | 946 | 1007 | 1045 | 1071 | 1083 | 1091 | 1088 | 1079 | 1070 | 1059 | 1046 | 1031 | 1014 | 994 | 972 | 949 | 2 | 8 | 15 | 24 | 37 | 59 | 88 | 131 | 192 | 245 | 309 | 386 | 472 | 565 | 657 | 748 | 833 | 910 | 970 | 1021 | 1059 | 1085 | 1087 | 1078 | 1066 | 1050 | 1032 | 1016 | 1000 | 982 | 2 | 12 | 28 | 52 | 91 | 155 | 214 | 291 | 383 | 492 | 606 | 721 | 827 | 916 | 983 | 1029 | 1058 | 1072 | 1078 | 1066 | 1052 | 1034 | 1014 | 989 | 958 | 922 | 882 | 835 | 781 | 719 | 2 | 24 | 37 | 54 | 76 | 108 | 149 | 198 | 262 | 347 | 429 | 507 | 583 | 657 | 728 | 795 | 859 | 919 | 977 | 1029 | 1076 | 1118 | 1152 | 1184 | 1208 | 1230 | 1248 | 1266 | 1282 | 1292
PSS | PARC MENAI T1 | 2 | 4 | 6 | 11 | 16 | 25 | 39 | 58 | 85 | 109 | 134 | 164 | 200 | 240 | 283 | 331 | 384 | 436 | 487 | 540 | 586 | 628 | 661 | 691 | 716 | 722 | 729 | 736 | 745 | 752 | 2 | 9 | 18 | 33 | 58 | 99 | 136 | 182 | 237 | 297 | 368 | 446 | 518 | 584 | 637 | 676 | 704 | 720 | 729 | 735 | 732 | 727 | 719 | 713 | 703 | 693 | 682 | 670 | 655 | 639 | 2 | 4 | 9 | 15 | 26 | 38 | 58 | 87 | 128 | 163 | 205 | 258 | 316 | 378 | 440 | 501 | 558 | 609 | 652 | 684 | 709 | 727 | 729 | 724 | 716 | 704 | 693 | 682 | 669 | 657 | 2 | 9 | 20 | 35 | 62 | 106 | 145 | 196 | 260 | 330 | 408 | 485 | 557 | 616 | 662 | 693 | 711 | 722 | 724 | 716 | 707 | 695 | 682 | 664 | 643 | 621 | 593 | 563 | 527 | 485 | 2 | 14 | 20 | 29 | 42 | 58 | 80 | 107 | 143 | 188 | 233 | 276 | 317 | 358 | 397 | 434 | 470 | 504 | 539 | 572 | 602 | 629 | 652 | 673 | 689 | 703 | 715 | 726 | 738 | 743
PSS | PEBLIC MILLS T1 | 3 | 9 | 14 | 22 | 35 | 54 | 82 | 124 | 183 | 231 | 284 | 350 | 424 | 508 | 596 | 702 | 812 | 923 | 1033 | 1141 | 1240 | 1325 | 1398 | 1461 | 1511 | 1526 | 1541 | 1555 | 1573 | 1588 | 3 | 17 | 35 | 67 | 120 | 207 | 286 | 381 | 495 | 623 | 777 | 937 | 1091 | 1228 | 1340 | 1425 | 1480 | 1515 | 1535 | 1546 | 1541 | 1528 | 1516 | 1500 | 1480 | 1460 | 1435 | 1408 | 1377 | 1343 | 3 | 11 | 20 | 34 | 53 | 81 | 124 | 186 | 273 | 346 | 437 | 543 | 666 | 800 | 931 | 1060 | 1181 | 1288 | 1376 | 1445 | 1497 | 1534 | 1540 | 1527 | 1512 | 1488 | 1462 | 1440 | 1416 | 1388 | 3 | 17 | 39 | 73 | 129 | 218 | 303 | 411 | 545 | 696 | 859 | 1022 | 1171 | 1296 | 1390 | 1457 | 1498 | 1519 | 1528 | 1511 | 1490 | 1465 | 1435 | 1399 | 1357 | 1306 | 1248 | 1181 | 1106 | 1019 | 3 | 27 | 43 | 65 | 95 | 136 | 190 | 257 | 343 | 454 | 565 | 670 | 772 | 870 | 967 | 1059 | 1147 | 1233 | 1319 | 1399 | 1471 | 1536 | 1595 | 1644 | 1682 | 1716 | 1745 | 1770 | 1796 | 1806
PSS | PEN-Y-GROES T1 | 9 | 17 | 28 | 43 | 67 | 104 | 159 | 239 | 351 | 441 | 546 | 669 | 812 | 970 | 1138 | 1339 | 1548 | 1762 | 1969 | 2174 | 2363 | 2524 | 2666 | 2784 | 2881 | 2908 | 2937 | 2965 | 2996 | 3029 | 9 | 32 | 67 | 128 | 230 | 398 | 547 | 729 | 946 | 1190 | 1481 | 1785 | 2082 | 2341 | 2555 | 2715 | 2822 | 2890 | 2927 | 2947 | 2936 | 2913 | 2888 | 2858 | 2824 | 2783 | 2737 | 2684 | 2626 | 2559 | 9 | 23 | 40 | 66 | 102 | 159 | 240 | 355 | 521 | 661 | 834 | 1040 | 1271 | 1525 | 1774 | 2021 | 2250 | 2454 | 2621 | 2754 | 2855 | 2925 | 2933 | 2911 | 2881 | 2838 | 2785 | 2744 | 2699 | 2649 | 9 | 34 | 75 | 141 | 247 | 420 | 579 | 787 | 1038 | 1328 | 1639 | 1946 | 2232 | 2472 | 2654 | 2778 | 2855 | 2898 | 2910 | 2878 | 2840 | 2792 | 2737 | 2667 | 2585 | 2491 | 2380 | 2254 | 2110 | 1944 | 9 | 49 | 77 | 114 | 165 | 236 | 330 | 446 | 595 | 788 | 981 | 1164 | 1341 | 1517 | 1687 | 1849 | 2005 | 2154 | 2300 | 2435 | 2557 | 2667 | 2761 | 2842 | 2907 | 2964 | 3012 | 3059 | 3102 | 3123
PSS | PENMAENMAWR T1 | 9 | 14 | 21 | 32 | 48 | 74 | 112 | 168 | 246 | 307 | 380 | 465 | 563 | 672 | 789 | 927 | 1073 | 1221 | 1363 | 1506 | 1635 | 1749 | 1846 | 1926 | 1995 | 2013 | 2032 | 2053 | 2074 | 2096 | 9 | 25 | 49 | 92 | 163 | 279 | 382 | 509 | 658 | 827 | 1028 | 1238 | 1444 | 1623 | 1772 | 1881 | 1955 | 2002 | 2029 | 2042 | 2033 | 2018 | 2001 | 1980 | 1957 | 1928 | 1896 | 1859 | 1820 | 1775 | 9 | 17 | 30 | 48 | 73 | 112 | 169 | 250 | 364 | 462 | 581 | 723 | 883 | 1060 | 1230 | 1401 | 1561 | 1700 | 1817 | 1909 | 1979 | 2026 | 2032 | 2016 | 1996 | 1967 | 1931 | 1900 | 1870 | 1834 | 9 | 26 | 53 | 101 | 174 | 293 | 404 | 548 | 722 | 922 | 1136 | 1349 | 1547 | 1714 | 1838 | 1925 | 1979 | 2008 | 2016 | 1994 | 1966 | 1934 | 1896 | 1847 | 1791 | 1726 | 1650 | 1561 | 1462 | 1349 | 9 | 37 | 58 | 86 | 121 | 172 | 237 | 318 | 425 | 563 | 697 | 828 | 953 | 1079 | 1199 | 1315 | 1426 | 1528 | 1628 | 1717 | 1797 | 1870 | 1931 | 1985 | 2029 | 2067 | 2098 | 2129 | 2160 | 2176
PSS | PENTRAETH T1 | 6 | 24 | 42 | 70 | 110 | 172 | 266 | 401 | 592 | 744 | 922 | 1134 | 1376 | 1645 | 1932 | 2276 | 2636 | 3000 | 3352 | 3706 | 4026 | 4302 | 4544 | 4746 | 4911 | 4957 | 5005 | 5054 | 5107 | 5162 | 6 | 50 | 110 | 214 | 388 | 670 | 925 | 1239 | 1608 | 2024 | 2522 | 3040 | 3545 | 3992 | 4356 | 4628 | 4811 | 4927 | 4990 | 5024 | 5005 | 4966 | 4923 | 4872 | 4813 | 4744 | 4663 | 4575 | 4477 | 4362 | 6 | 32 | 63 | 107 | 170 | 264 | 403 | 600 | 881 | 1122 | 1418 | 1767 | 2165 | 2598 | 3023 | 3443 | 3835 | 4183 | 4469 | 4696 | 4869 | 4989 | 5002 | 4964 | 4908 | 4839 | 4750 | 4677 | 4599 | 4515 | 6 | 54 | 122 | 233 | 415 | 708 | 980 | 1335 | 1764 | 2258 | 2790 | 3314 | 3803 | 4213 | 4521 | 4735 | 4866 | 4940 | 4961 | 4906 | 4840 | 4760 | 4666 | 4547 | 4407 | 4243 | 4055 | 3840 | 3593 | 3312 | 6 | 89 | 140 | 212 | 306 | 442 | 616 | 834 | 1115 | 1473 | 1836 | 2178 | 2511 | 2839 | 3154 | 3455 | 3744 | 4020 | 4286 | 4534 | 4759 | 4962 | 5133 | 5282 | 5400 | 5502 | 5591 | 5672 | 5753 | 5789
PSS | PILKINGTONS HO T1 / SOMERFIELD DISTRIBUTION T1 / RAVENHEAD RETAIL PARK T1 | 54 | 76 | 107 | 157 | 234 | 354 | 533 | 790 | 1154 | 1438 | 1770 | 2165 | 2616 | 3119 | 3656 | 4298 | 4970 | 5650 | 6310 | 6968 | 7568 | 8086 | 8537 | 8914 | 9221 | 9309 | 9401 | 9490 | 9589 | 9691 | 54 | 121 | 233 | 432 | 764 | 1300 | 1774 | 2359 | 3050 | 3829 | 4760 | 5731 | 6673 | 7507 | 8190 | 8699 | 9036 | 9255 | 9372 | 9436 | 9400 | 9330 | 9246 | 9151 | 9042 | 8913 | 8762 | 8598 | 8413 | 8203 | 54 | 93 | 147 | 230 | 351 | 531 | 792 | 1166 | 1695 | 2145 | 2695 | 3348 | 4091 | 4902 | 5695 | 6482 | 7214 | 7863 | 8398 | 8822 | 9146 | 9369 | 9396 | 9321 | 9222 | 9089 | 8924 | 8786 | 8643 | 8484 | 54 | 131 | 259 | 470 | 816 | 1370 | 1878 | 2541 | 3344 | 4266 | 5260 | 6243 | 7154 | 7922 | 8497 | 8897 | 9142 | 9281 | 9319 | 9216 | 9091 | 8943 | 8765 | 8545 | 8283 | 7977 | 7625 | 7222 | 6762 | 6238 | 54 | 175 | 271 | 408 | 587 | 844 | 1174 | 1590 | 2123 | 2804 | 3493 | 4140 | 4772 | 5390 | 5986 | 6555 | 7102 | 7630 | 8144 | 8623 | 9063 | 9454 | 9793 | 10079 | 10312 | 10511 | 10682 | 10839 | 10994 | 11064
PSS | PILKINGTONS T1 / PILKINGTONS T2 | 3 | 10 | 18 | 27 | 42 | 66 | 103 | 155 | 228 | 286 | 355 | 436 | 528 | 633 | 742 | 875 | 1012 | 1152 | 1286 | 1423 | 1545 | 1653 | 1744 | 1822 | 1886 | 1902 | 1921 | 1940 | 1961 | 1981 | 3 | 20 | 43 | 83 | 149 | 259 | 356 | 475 | 618 | 776 | 967 | 1167 | 1360 | 1532 | 1672 | 1778 | 1847 | 1891 | 1917 | 1929 | 1921 | 1906 | 1890 | 1871 | 1848 | 1821 | 1790 | 1756 | 1718 | 1675 | 3 | 13 | 24 | 41 | 66 | 102 | 155 | 230 | 338 | 431 | 545 | 678 | 831 | 998 | 1160 | 1322 | 1473 | 1605 | 1716 | 1803 | 1869 | 1915 | 1920 | 1905 | 1883 | 1857 | 1824 | 1795 | 1766 | 1732 | 3 | 20 | 47 | 91 | 159 | 273 | 376 | 512 | 678 | 866 | 1071 | 1272 | 1459 | 1617 | 1735 | 1817 | 1868 | 1897 | 1905 | 1884 | 1858 | 1826 | 1791 | 1746 | 1692 | 1629 | 1557 | 1474 | 1378 | 1272 | 3 | 33 | 54 | 79 | 115 | 167 | 234 | 317 | 422 | 558 | 694 | 823 | 949 | 1070 | 1189 | 1301 | 1411 | 1516 | 1622 | 1721 | 1810 | 1890 | 1963 | 2022 | 2070 | 2110 | 2146 | 2178 | 2210 | 2221
PSS | POINT OF AYR COLLIERY T1 | 3 | 9 | 15 | 24 | 37 | 58 | 89 | 134 | 198 | 248 | 305 | 376 | 455 | 545 | 638 | 753 | 870 | 992 | 1107 | 1223 | 1330 | 1422 | 1500 | 1567 | 1621 | 1636 | 1653 | 1669 | 1686 | 1705 | 3 | 18 | 37 | 72 | 128 | 224 | 307 | 411 | 533 | 669 | 834 | 1006 | 1170 | 1318 | 1440 | 1529 | 1589 | 1628 | 1649 | 1659 | 1653 | 1640 | 1626 | 1608 | 1589 | 1566 | 1539 | 1510 | 1479 | 1440 | 3 | 12 | 21 | 36 | 57 | 89 | 135 | 201 | 294 | 373 | 471 | 587 | 717 | 861 | 1002 | 1140 | 1270 | 1386 | 1481 | 1555 | 1612 | 1652 | 1657 | 1644 | 1626 | 1601 | 1572 | 1545 | 1520 | 1490 | 3 | 18 | 41 | 78 | 138 | 234 | 325 | 441 | 582 | 747 | 922 | 1095 | 1255 | 1391 | 1493 | 1564 | 1608 | 1632 | 1639 | 1621 | 1598 | 1572 | 1541 | 1502 | 1456 | 1402 | 1340 | 1267 | 1187 | 1094 | 3 | 29 | 46 | 69 | 100 | 144 | 201 | 270 | 361 | 478 | 595 | 706 | 814 | 921 | 1024 | 1123 | 1216 | 1306 | 1391 | 1471 | 1542 | 1607 | 1661 | 1709 | 1745 | 1779 | 1807 | 1830 | 1858 | 1870
PSS | PORTHMADOG T1 / PORTHMADOG T2 | 3 | 13 | 21 | 35 | 55 | 87 | 133 | 202 | 299 | 376 | 467 | 574 | 696 | 833 | 980 | 1154 | 1335 | 1521 | 1699 | 1879 | 2041 | 2182 | 2304 | 2406 | 2489 | 2512 | 2538 | 2562 | 2589 | 2617 | 3 | 26 | 56 | 108 | 198 | 340 | 470 | 629 | 815 | 1027 | 1279 | 1542 | 1798 | 2025 | 2211 | 2349 | 2441 | 2500 | 2531 | 2548 | 2539 | 2519 | 2497 | 2471 | 2442 | 2407 | 2366 | 2320 | 2272 | 2214 | 3 | 17 | 32 | 54 | 87 | 135 | 205 | 305 | 448 | 571 | 720 | 898 | 1099 | 1318 | 1533 | 1747 | 1946 | 2121 | 2267 | 2383 | 2471 | 2530 | 2537 | 2518 | 2490 | 2455 | 2410 | 2372 | 2334 | 2291 | 3 | 28 | 63 | 119 | 211 | 359 | 497 | 678 | 895 | 1145 | 1415 | 1681 | 1930 | 2138 | 2294 | 2402 | 2469 | 2506 | 2517 | 2490 | 2455 | 2415 | 2366 | 2306 | 2236 | 2154 | 2058 | 1947 | 1823 | 1681 | 3 | 42 | 66 | 97 | 140 | 201 | 279 | 378 | 506 | 669 | 835 | 993 | 1148 | 1300 | 1450 | 1594 | 1729 | 1857 | 1977 | 2087 | 2187 | 2274 | 2348 | 2414 | 2468 | 2513 | 2552 | 2591 | 2633 | 2654
PSS | PREES T1 | 7 | 16 | 26 | 41 | 64 | 99 | 151 | 228 | 336 | 422 | 523 | 641 | 778 | 929 | 1092 | 1285 | 1486 | 1692 | 1891 | 2090 | 2270 | 2426 | 2561 | 2676 | 2768 | 2793 | 2821 | 2850 | 2879 | 2910 | 7 | 31 | 64 | 123 | 222 | 382 | 525 | 701 | 909 | 1144 | 1425 | 1718 | 2001 | 2252 | 2458 | 2611 | 2713 | 2778 | 2814 | 2834 | 2823 | 2801 | 2776 | 2749 | 2714 | 2676 | 2630 | 2581 | 2526 | 2461 | 7 | 21 | 39 | 63 | 98 | 152 | 231 | 341 | 501 | 637 | 803 | 999 | 1223 | 1467 | 1707 | 1943 | 2164 | 2359 | 2520 | 2649 | 2747 | 2813 | 2821 | 2798 | 2770 | 2729 | 2679 | 2638 | 2594 | 2546 | 7 | 33 | 72 | 134 | 237 | 404 | 556 | 757 | 997 | 1276 | 1575 | 1871 | 2146 | 2378 | 2550 | 2671 | 2745 | 2786 | 2798 | 2767 | 2731 | 2684 | 2631 | 2564 | 2486 | 2394 | 2289 | 2168 | 2029 | 1870 | 7 | 52 | 82 | 123 | 178 | 255 | 357 | 481 | 642 | 850 | 1057 | 1255 | 1446 | 1633 | 1814 | 1987 | 2152 | 2312 | 2466 | 2608 | 2739 | 2854 | 2954 | 3040 | 3109 | 3168 | 3218 | 3266 | 3311 | 3332
PSS | PRIMROSE HALL T1 | 6 | 10 | 14 | 21 | 32 | 50 | 76 | 113 | 165 | 206 | 255 | 313 | 378 | 452 | 531 | 624 | 721 | 822 | 918 | 1014 | 1101 | 1177 | 1242 | 1298 | 1342 | 1355 | 1367 | 1382 | 1396 | 1410 | 6 | 17 | 33 | 63 | 110 | 188 | 259 | 343 | 445 | 557 | 693 | 834 | 971 | 1094 | 1193 | 1266 | 1317 | 1348 | 1366 | 1376 | 1370 | 1359 | 1346 | 1332 | 1317 | 1298 | 1278 | 1252 | 1225 | 1194 | 6 | 13 | 21 | 33 | 50 | 77 | 114 | 170 | 246 | 312 | 393 | 487 | 596 | 713 | 829 | 944 | 1051 | 1145 | 1224 | 1285 | 1332 | 1365 | 1370 | 1359 | 1344 | 1324 | 1300 | 1280 | 1259 | 1236 | 6 | 18 | 37 | 68 | 118 | 199 | 273 | 369 | 485 | 620 | 766 | 910 | 1042 | 1153 | 1239 | 1296 | 1331 | 1352 | 1358 | 1343 | 1324 | 1302 | 1276 | 1244 | 1206 | 1162 | 1112 | 1052 | 986 | 907 | 6 | 31 | 46 | 68 | 96 | 138 | 189 | 254 | 337 | 446 | 553 | 655 | 753 | 851 | 944 | 1032 | 1117 | 1196 | 1273 | 1342 | 1405 | 1462 | 1509 | 1552 | 1585 | 1615 | 1638 | 1663 | 1686 | 1697
PSS | PWLLHELI T1 | 3 | 10 | 18 | 29 | 46 | 73 | 114 | 171 | 253 | 318 | 395 | 484 | 588 | 703 | 826 | 972 | 1126 | 1280 | 1432 | 1582 | 1720 | 1837 | 1942 | 2027 | 2097 | 2118 | 2140 | 2159 | 2182 | 2205 | 3 | 22 | 47 | 93 | 167 | 288 | 396 | 530 | 688 | 866 | 1079 | 1300 | 1515 | 1706 | 1863 | 1979 | 2057 | 2107 | 2133 | 2149 | 2139 | 2124 | 2106 | 2084 | 2057 | 2028 | 1994 | 1956 | 1915 | 1866 | 3 | 15 | 27 | 46 | 74 | 114 | 173 | 258 | 378 | 480 | 606 | 755 | 926 | 1111 | 1294 | 1473 | 1640 | 1788 | 1910 | 2008 | 2081 | 2133 | 2140 | 2122 | 2100 | 2069 | 2032 | 1999 | 1966 | 1930 | 3 | 25 | 54 | 102 | 179 | 304 | 420 | 572 | 755 | 966 | 1193 | 1417 | 1627 | 1801 | 1934 | 2024 | 2081 | 2112 | 2121 | 2098 | 2068 | 2034 | 1995 | 1945 | 1884 | 1814 | 1734 | 1642 | 1538 | 1417 | 3 | 37 | 58 | 87 | 123 | 177 | 246 | 332 | 444 | 587 | 731 | 868 | 1003 | 1134 | 1264 | 1387 | 1504 | 1614 | 1719 | 1816 | 1902 | 1980 | 2045 | 2103 | 2148 | 2188 | 2222 | 2257 | 2291 | 2308
PSS | RADWAY GREEN T1 | 34 | 50 | 73 | 107 | 160 | 244 | 368 | 548 | 802 | 999 | 1229 | 1505 | 1819 | 2170 | 2545 | 2992 | 3461 | 3935 | 4395 | 4854 | 5272 | 5633 | 5947 | 6210 | 6424 | 6486 | 6550 | 6611 | 6682 | 6752 | 34 | 83 | 161 | 298 | 529 | 902 | 1233 | 1642 | 2123 | 2666 | 3314 | 3992 | 4650 | 5230 | 5706 | 6060 | 6296 | 6448 | 6531 | 6576 | 6550 | 6500 | 6443 | 6376 | 6299 | 6210 | 6104 | 5990 | 5862 | 5713 | 34 | 62 | 100 | 157 | 242 | 366 | 549 | 809 | 1179 | 1492 | 1874 | 2331 | 2848 | 3413 | 3967 | 4514 | 5026 | 5479 | 5851 | 6146 | 6372 | 6528 | 6547 | 6494 | 6426 | 6333 | 6217 | 6121 | 6021 | 5909 | 34 | 89 | 178 | 326 | 565 | 953 | 1304 | 1769 | 2327 | 2970 | 3662 | 4349 | 4985 | 5519 | 5919 | 6198 | 6369 | 6466 | 6493 | 6420 | 6334 | 6232 | 6105 | 5954 | 5769 | 5559 | 5313 | 5032 | 4710 | 4344 | 34 | 121 | 190 | 283 | 406 | 583 | 812 | 1097 | 1464 | 1933 | 2406 | 2851 | 3285 | 3710 | 4120 | 4509 | 4886 | 5251 | 5607 | 5940 | 6244 | 6517 | 6753 | 6953 | 7115 | 7254 | 7373 | 7481 | 7587 | 7634
PSS | RAVEN SQUARE T1 | 10 | 16 | 24 | 37 | 58 | 87 | 133 | 198 | 291 | 365 | 450 | 552 | 667 | 796 | 935 | 1099 | 1271 | 1447 | 1615 | 1785 | 1938 | 2072 | 2187 | 2285 | 2363 | 2386 | 2409 | 2432 | 2458 | 2484 | 10 | 29 | 58 | 108 | 194 | 330 | 451 | 603 | 780 | 980 | 1219 | 1468 | 1710 | 1925 | 2100 | 2230 | 2317 | 2373 | 2404 | 2420 | 2409 | 2392 | 2372 | 2346 | 2320 | 2284 | 2246 | 2205 | 2157 | 2103 | 10 | 21 | 34 | 57 | 88 | 133 | 199 | 296 | 432 | 546 | 688 | 857 | 1046 | 1254 | 1458 | 1662 | 1850 | 2017 | 2153 | 2262 | 2346 | 2403 | 2409 | 2390 | 2364 | 2331 | 2289 | 2252 | 2217 | 2175 | 10 | 32 | 64 | 117 | 207 | 349 | 478 | 649 | 854 | 1092 | 1347 | 1600 | 1834 | 2030 | 2180 | 2281 | 2345 | 2380 | 2389 | 2364 | 2331 | 2293 | 2246 | 2191 | 2123 | 2045 | 1955 | 1852 | 1733 | 1598 | 10 | 48 | 74 | 110 | 156 | 222 | 306 | 412 | 549 | 724 | 900 | 1066 | 1229 | 1389 | 1544 | 1690 | 1828 | 1957 | 2078 | 2189 | 2289 | 2378 | 2451 | 2517 | 2572 | 2616 | 2654 | 2694 | 2732 | 2753
PSS | REFORM ST T1 | 10 | 13 | 17 | 23 | 35 | 51 | 76 | 111 | 162 | 201 | 246 | 300 | 361 | 432 | 506 | 592 | 685 | 778 | 869 | 959 | 1042 | 1113 | 1174 | 1226 | 1269 | 1279 | 1293 | 1305 | 1319 | 1334 | 10 | 19 | 33 | 61 | 107 | 181 | 245 | 327 | 420 | 527 | 656 | 790 | 918 | 1033 | 1125 | 1196 | 1242 | 1273 | 1287 | 1298 | 1292 | 1283 | 1271 | 1257 | 1243 | 1225 | 1204 | 1182 | 1157 | 1128 | 10 | 14 | 22 | 34 | 50 | 74 | 111 | 162 | 236 | 297 | 372 | 462 | 563 | 674 | 783 | 891 | 992 | 1082 | 1154 | 1212 | 1258 | 1287 | 1291 | 1281 | 1268 | 1249 | 1226 | 1209 | 1188 | 1166 | 10 | 19 | 37 | 66 | 114 | 191 | 260 | 350 | 461 | 587 | 724 | 860 | 984 | 1090 | 1168 | 1222 | 1258 | 1276 | 1281 | 1267 | 1249 | 1228 | 1205 | 1174 | 1140 | 1098 | 1048 | 992 | 930 | 858 | 10 | 19 | 29 | 41 | 58 | 82 | 113 | 152 | 202 | 266 | 330 | 392 | 450 | 507 | 562 | 616 | 667 | 718 | 766 | 813 | 856 | 893 | 929 | 956 | 979 | 999 | 1017 | 1033 | 1049 | 1056
PSS | RHM FOODS LTD T1 | 0 | 0 | 0 | 0 | 0 | 0 | 1 | 1 | 1 | 3 | 3 | 5 | 8 | 9 | 11 | 13 | 15 | 16 | 18 | 20 | 22 | 23 | 25 | 25 | 27 | 27 | 27 | 27 | 27 | 29 | 0 | 0 | 0 | 0 | 1 | 3 | 3 | 5 | 7 | 11 | 13 | 16 | 19 | 21 | 24 | 24 | 26 | 28 | 28 | 28 | 27 | 27 | 27 | 27 | 25 | 25 | 25 | 25 | 23 | 23 | 0 | 0 | 0 | 0 | 0 | 1 | 1 | 3 | 3 | 5 | 7 | 8 | 11 | 15 | 16 | 18 | 22 | 23 | 25 | 25 | 27 | 27 | 27 | 27 | 27 | 27 | 25 | 25 | 25 | 25 | 0 | 0 | 0 | 1 | 1 | 3 | 5 | 7 | 8 | 13 | 15 | 18 | 20 | 22 | 23 | 25 | 27 | 27 | 27 | 27 | 27 | 25 | 25 | 25 | 23 | 23 | 22 | 20 | 20 | 18 | 0 | 3 | 3 | 4 | 6 | 8 | 11 | 16 | 20 | 27 | 33 | 39 | 45 | 51 | 57 | 62 | 68 | 73 | 78 | 81 | 85 | 89 | 92 | 97 | 98 | 102 | 104 | 105 | 105 | 106
PSS | RHOSLAN T1 | 3 | 11 | 21 | 33 | 51 | 81 | 124 | 188 | 277 | 349 | 433 | 532 | 645 | 772 | 907 | 1065 | 1234 | 1405 | 1571 | 1735 | 1886 | 2015 | 2129 | 2223 | 2301 | 2322 | 2346 | 2368 | 2393 | 2418 | 3 | 23 | 52 | 101 | 182 | 315 | 433 | 580 | 753 | 949 | 1181 | 1424 | 1661 | 1868 | 2040 | 2169 | 2252 | 2307 | 2337 | 2354 | 2344 | 2326 | 2305 | 2281 | 2255 | 2222 | 2184 | 2143 | 2096 | 2044 | 3 | 15 | 29 | 50 | 79 | 124 | 188 | 282 | 412 | 525 | 663 | 827 | 1013 | 1216 | 1416 | 1613 | 1797 | 1958 | 2093 | 2199 | 2280 | 2336 | 2343 | 2325 | 2300 | 2265 | 2225 | 2191 | 2154 | 2115 | 3 | 25 | 57 | 109 | 196 | 332 | 459 | 626 | 827 | 1057 | 1307 | 1552 | 1782 | 1973 | 2118 | 2218 | 2280 | 2314 | 2323 | 2297 | 2267 | 2228 | 2184 | 2130 | 2064 | 1988 | 1899 | 1798 | 1683 | 1552 | 3 | 42 | 66 | 100 | 144 | 207 | 288 | 389 | 520 | 688 | 858 | 1019 | 1177 | 1331 | 1483 | 1627 | 1762 | 1886 | 2003 | 2108 | 2203 | 2288 | 2356 | 2420 | 2473 | 2513 | 2550 | 2588 | 2627 | 2647
PSS | RHUDDLAN T1 | 10 | 24 | 39 | 62 | 95 | 149 | 228 | 343 | 506 | 635 | 785 | 964 | 1169 | 1396 | 1638 | 1928 | 2232 | 2539 | 2837 | 3136 | 3406 | 3640 | 3844 | 4015 | 4155 | 4193 | 4234 | 4276 | 4320 | 4367 | 10 | 46 | 96 | 185 | 331 | 573 | 788 | 1053 | 1365 | 1717 | 2136 | 2575 | 3001 | 3379 | 3686 | 3916 | 4071 | 4170 | 4222 | 4253 | 4235 | 4202 | 4166 | 4122 | 4073 | 4015 | 3946 | 3873 | 3789 | 3695 | 10 | 32 | 57 | 94 | 148 | 228 | 345 | 513 | 751 | 954 | 1204 | 1499 | 1834 | 2201 | 2560 | 2915 | 3247 | 3540 | 3782 | 3973 | 4119 | 4221 | 4233 | 4200 | 4154 | 4093 | 4020 | 3957 | 3893 | 3821 | 10 | 49 | 107 | 202 | 356 | 604 | 835 | 1136 | 1497 | 1913 | 2364 | 2807 | 3220 | 3566 | 3826 | 4006 | 4119 | 4181 | 4198 | 4152 | 4096 | 4029 | 3948 | 3847 | 3730 | 3592 | 3434 | 3251 | 3043 | 2805 | 10 | 77 | 121 | 183 | 264 | 381 | 531 | 718 | 960 | 1270 | 1580 | 1875 | 2160 | 2440 | 2710 | 2968 | 3216 | 3455 | 3687 | 3904 | 4102 | 4278 | 4432 | 4561 | 4665 | 4757 | 4834 | 4904 | 4973 | 5005
PSS | RHYD-Y-FOEL T1 | 6 | 13 | 20 | 31 | 48 | 75 | 114 | 169 | 252 | 315 | 389 | 476 | 578 | 690 | 811 | 954 | 1104 | 1255 | 1403 | 1549 | 1685 | 1800 | 1900 | 1985 | 2053 | 2072 | 2091 | 2113 | 2134 | 2158 | 6 | 24 | 48 | 93 | 165 | 284 | 390 | 521 | 675 | 848 | 1058 | 1273 | 1484 | 1669 | 1822 | 1937 | 2013 | 2061 | 2087 | 2102 | 2092 | 2077 | 2059 | 2037 | 2012 | 1983 | 1951 | 1913 | 1871 | 1825 | 6 | 16 | 29 | 47 | 74 | 114 | 172 | 254 | 372 | 472 | 597 | 742 | 908 | 1090 | 1266 | 1442 | 1604 | 1749 | 1869 | 1963 | 2037 | 2087 | 2093 | 2076 | 2053 | 2024 | 1987 | 1956 | 1924 | 1888 | 6 | 25 | 54 | 101 | 176 | 299 | 414 | 561 | 740 | 947 | 1168 | 1388 | 1592 | 1763 | 1892 | 1981 | 2034 | 2066 | 2074 | 2051 | 2024 | 1991 | 1952 | 1902 | 1843 | 1776 | 1696 | 1606 | 1503 | 1387 | 6 | 34 | 53 | 82 | 118 | 169 | 238 | 323 | 430 | 568 | 709 | 841 | 969 | 1093 | 1214 | 1329 | 1441 | 1548 | 1656 | 1755 | 1847 | 1930 | 2003 | 2063 | 2112 | 2154 | 2192 | 2224 | 2254 | 2268
PSS | RHYDLYDAN T2 | 2 | 5 | 9 | 14 | 23 | 35 | 53 | 80 | 117 | 146 | 181 | 223 | 272 | 323 | 380 | 447 | 518 | 589 | 658 | 727 | 791 | 846 | 893 | 933 | 964 | 974 | 982 | 993 | 1003 | 1015 | 2 | 10 | 22 | 42 | 77 | 132 | 181 | 244 | 316 | 399 | 495 | 598 | 697 | 784 | 855 | 910 | 944 | 968 | 979 | 986 | 983 | 975 | 967 | 956 | 945 | 931 | 916 | 898 | 879 | 857 | 2 | 7 | 13 | 21 | 35 | 53 | 80 | 118 | 174 | 221 | 278 | 349 | 426 | 510 | 594 | 676 | 753 | 821 | 878 | 922 | 955 | 979 | 983 | 975 | 964 | 950 | 933 | 918 | 904 | 887 | 2 | 11 | 24 | 46 | 82 | 140 | 193 | 264 | 347 | 444 | 547 | 652 | 748 | 827 | 888 | 929 | 956 | 969 | 973 | 963 | 951 | 936 | 917 | 893 | 866 | 833 | 797 | 753 | 705 | 651 | 2 | 18 | 29 | 44 | 63 | 92 | 127 | 171 | 229 | 305 | 377 | 448 | 516 | 583 | 649 | 710 | 768 | 823 | 875 | 922 | 965 | 1004 | 1036 | 1065 | 1087 | 1107 | 1123 | 1140 | 1156 | 1165
PSS | RINGWAY T1 | 20 | 23 | 31 | 43 | 63 | 93 | 139 | 205 | 299 | 371 | 454 | 555 | 669 | 797 | 933 | 1096 | 1266 | 1440 | 1607 | 1773 | 1927 | 2058 | 2173 | 2268 | 2347 | 2369 | 2392 | 2415 | 2439 | 2467 | 20 | 35 | 63 | 115 | 198 | 336 | 456 | 605 | 781 | 980 | 1214 | 1461 | 1702 | 1912 | 2085 | 2215 | 2300 | 2357 | 2385 | 2403 | 2392 | 2374 | 2355 | 2331 | 2302 | 2269 | 2231 | 2190 | 2143 | 2089 | 20 | 28 | 41 | 62 | 93 | 139 | 207 | 302 | 436 | 551 | 691 | 856 | 1045 | 1249 | 1453 | 1652 | 1838 | 2003 | 2139 | 2246 | 2329 | 2386 | 2392 | 2373 | 2349 | 2314 | 2272 | 2237 | 2201 | 2161 | 20 | 37 | 70 | 124 | 212 | 354 | 483 | 651 | 856 | 1089 | 1340 | 1592 | 1824 | 2017 | 2163 | 2265 | 2327 | 2363 | 2372 | 2346 | 2315 | 2278 | 2231 | 2175 | 2110 | 2031 | 1943 | 1840 | 1722 | 1589 | 20 | 53 | 78 | 111 | 155 | 218 | 298 | 400 | 531 | 697 | 865 | 1026 | 1182 | 1335 | 1484 | 1627 | 1761 | 1886 | 2006 | 2114 | 2211 | 2300 | 2370 | 2436 | 2490 | 2533 | 2572 | 2613 | 2655 | 2677
PSS | RIVALS T1 | 2 | 6 | 11 | 20 | 31 | 50 | 77 | 118 | 174 | 219 | 270 | 334 | 404 | 485 | 570 | 672 | 776 | 884 | 988 | 1092 | 1188 | 1270 | 1340 | 1400 | 1448 | 1461 | 1476 | 1490 | 1506 | 1523 | 2 | 14 | 31 | 63 | 113 | 198 | 271 | 364 | 472 | 596 | 742 | 896 | 1044 | 1176 | 1284 | 1365 | 1419 | 1453 | 1471 | 1483 | 1476 | 1465 | 1452 | 1436 | 1420 | 1399 | 1376 | 1348 | 1320 | 1288 | 2 | 9 | 17 | 30 | 48 | 77 | 117 | 176 | 259 | 329 | 417 | 519 | 638 | 765 | 891 | 1015 | 1132 | 1233 | 1317 | 1385 | 1435 | 1470 | 1475 | 1464 | 1447 | 1427 | 1401 | 1380 | 1357 | 1332 | 2 | 16 | 35 | 67 | 121 | 209 | 288 | 392 | 520 | 666 | 821 | 978 | 1121 | 1242 | 1332 | 1395 | 1436 | 1457 | 1463 | 1447 | 1426 | 1405 | 1375 | 1341 | 1300 | 1252 | 1196 | 1133 | 1059 | 976 | 2 | 23 | 37 | 57 | 81 | 117 | 163 | 221 | 294 | 389 | 483 | 574 | 662 | 747 | 828 | 907 | 984 | 1056 | 1130 | 1198 | 1260 | 1318 | 1367 | 1408 | 1442 | 1471 | 1497 | 1517 | 1540 | 1549
PSS | ROLLS ROYCE T1 / ROLLS ROYCE T2 / ROLLS ROYCE T3 | 42 | 41 | 49 | 65 | 89 | 127 | 183 | 263 | 377 | 462 | 562 | 680 | 816 | 966 | 1129 | 1323 | 1523 | 1730 | 1928 | 2127 | 2307 | 2463 | 2599 | 2713 | 2805 | 2831 | 2858 | 2887 | 2917 | 2947 | 42 | 53 | 87 | 150 | 252 | 419 | 562 | 739 | 946 | 1181 | 1463 | 1754 | 2039 | 2291 | 2496 | 2651 | 2752 | 2815 | 2853 | 2871 | 2860 | 2838 | 2813 | 2784 | 2751 | 2714 | 2668 | 2618 | 2563 | 2498 | 42 | 48 | 64 | 89 | 126 | 181 | 263 | 377 | 540 | 675 | 841 | 1037 | 1259 | 1504 | 1742 | 1981 | 2200 | 2396 | 2557 | 2686 | 2783 | 2850 | 2858 | 2835 | 2807 | 2766 | 2716 | 2676 | 2631 | 2583 | 42 | 58 | 96 | 161 | 270 | 441 | 593 | 793 | 1035 | 1313 | 1612 | 1908 | 2184 | 2413 | 2588 | 2709 | 2782 | 2824 | 2836 | 2803 | 2768 | 2722 | 2668 | 2602 | 2523 | 2431 | 2326 | 2205 | 2066 | 1907 | 42 | 61 | 93 | 135 | 191 | 271 | 375 | 502 | 668 | 883 | 1095 | 1295 | 1492 | 1683 | 1867 | 2043 | 2210 | 2368 | 2519 | 2657 | 2783 | 2894 | 2988 | 3071 | 3138 | 3195 | 3241 | 3289 | 3333 | 3356
PSS | ROSSETT T1 | 9 | 22 | 38 | 60 | 94 | 145 | 224 | 338 | 500 | 627 | 774 | 953 | 1155 | 1381 | 1622 | 1909 | 2211 | 2516 | 2812 | 3106 | 3376 | 3608 | 3811 | 3979 | 4117 | 4157 | 4197 | 4237 | 4283 | 4328 | 9 | 44 | 94 | 182 | 328 | 567 | 778 | 1041 | 1349 | 1699 | 2117 | 2551 | 2973 | 3348 | 3654 | 3882 | 4034 | 4131 | 4186 | 4215 | 4197 | 4165 | 4129 | 4087 | 4037 | 3979 | 3911 | 3838 | 3754 | 3660 | 9 | 29 | 55 | 92 | 145 | 225 | 340 | 506 | 744 | 944 | 1190 | 1484 | 1818 | 2180 | 2535 | 2890 | 3218 | 3508 | 3747 | 3938 | 4083 | 4185 | 4196 | 4163 | 4117 | 4058 | 3983 | 3921 | 3858 | 3786 | 9 | 47 | 106 | 199 | 351 | 598 | 825 | 1124 | 1482 | 1897 | 2341 | 2782 | 3190 | 3535 | 3793 | 3971 | 4082 | 4145 | 4160 | 4116 | 4059 | 3992 | 3913 | 3814 | 3696 | 3559 | 3402 | 3222 | 3015 | 2780 | 9 | 74 | 118 | 177 | 256 | 370 | 517 | 700 | 935 | 1234 | 1538 | 1823 | 2101 | 2372 | 2633 | 2882 | 3124 | 3359 | 3591 | 3808 | 4010 | 4188 | 4345 | 4477 | 4582 | 4674 | 4752 | 4822 | 4890 | 4920
PSS | ROYAL INSURANCE (NEW QUAY) T1 / ROYAL INSURANCE (NEW QUAY) T2 | 2 | 1 | 1 | 1 | 1 | 1 | 1 | 2 | 2 | 2 | 2 | 2 | 2 | 2 | 2 | 2 | 2 | 2 | 2 | 2 | 2 | 2 | 2 | 2 | 2 | 2 | 2 | 2 | 2 | 2 | 2 | 1 | 1 | 1 | 1 | 2 | 2 | 2 | 2 | 2 | 2 | 2 | 2 | 2 | 2 | 2 | 2 | 2 | 2 | 2 | 2 | 2 | 2 | 2 | 2 | 2 | 2 | 2 | 2 | 2 | 2 | 1 | 1 | 1 | 1 | 1 | 1 | 2 | 2 | 2 | 2 | 2 | 2 | 2 | 2 | 2 | 2 | 2 | 2 | 2 | 2 | 2 | 2 | 2 | 2 | 2 | 2 | 2 | 2 | 2 | 2 | 1 | 1 | 1 | 1 | 2 | 2 | 2 | 2 | 2 | 2 | 2 | 2 | 2 | 2 | 2 | 2 | 2 | 2 | 2 | 2 | 2 | 2 | 2 | 2 | 2 | 2 | 2 | 2 | 2 | 2 | 1 | 1 | 1 | 1 | 1 | 1 | 1 | 0 | 0 | 0 | 0 | 0 | 0 | 0 | 0 | 0 | 0 | 0 | 0 | 0 | 0 | 0 | 0 | 0 | 0 | 1 | 1 | 1 | 1
PSS | RUABON T1 | 22 | 35 | 54 | 81 | 124 | 190 | 287 | 427 | 628 | 785 | 967 | 1187 | 1436 | 1713 | 2009 | 2364 | 2735 | 3111 | 3475 | 3839 | 4171 | 4456 | 4705 | 4914 | 5084 | 5132 | 5181 | 5232 | 5287 | 5342 | 22 | 62 | 124 | 232 | 414 | 710 | 971 | 1295 | 1676 | 2105 | 2619 | 3155 | 3675 | 4136 | 4513 | 4793 | 4981 | 5102 | 5168 | 5203 | 5181 | 5142 | 5096 | 5045 | 4984 | 4913 | 4829 | 4739 | 4636 | 4520 | 22 | 45 | 76 | 121 | 187 | 287 | 430 | 636 | 928 | 1176 | 1479 | 1840 | 2251 | 2698 | 3135 | 3571 | 3976 | 4334 | 4627 | 4862 | 5042 | 5164 | 5179 | 5138 | 5083 | 5010 | 4918 | 4844 | 4763 | 4676 | 22 | 67 | 137 | 253 | 443 | 748 | 1028 | 1395 | 1838 | 2346 | 2896 | 3437 | 3941 | 4365 | 4683 | 4903 | 5040 | 5116 | 5137 | 5081 | 5011 | 4929 | 4832 | 4710 | 4564 | 4397 | 4203 | 3978 | 3725 | 3435 | 22 | 93 | 148 | 222 | 321 | 464 | 646 | 873 | 1167 | 1543 | 1921 | 2280 | 2627 | 2968 | 3297 | 3610 | 3911 | 4203 | 4487 | 4752 | 4995 | 5210 | 5398 | 5557 | 5685 | 5797 | 5891 | 5981 | 6069 | 6110
PSS | SALTNEY GRID T1 | 3 | 5 | 7 | 10 | 15 | 23 | 34 | 51 | 73 | 92 | 113 | 138 | 166 | 198 | 233 | 274 | 316 | 359 | 401 | 442 | 481 | 514 | 542 | 566 | 585 | 591 | 597 | 603 | 609 | 616 | 3 | 8 | 15 | 27 | 48 | 82 | 114 | 149 | 193 | 243 | 302 | 363 | 424 | 476 | 521 | 552 | 575 | 587 | 595 | 599 | 596 | 591 | 588 | 582 | 574 | 567 | 557 | 546 | 535 | 521 | 3 | 6 | 9 | 15 | 22 | 34 | 50 | 75 | 107 | 135 | 170 | 213 | 261 | 311 | 362 | 412 | 458 | 500 | 534 | 561 | 582 | 595 | 597 | 592 | 586 | 578 | 566 | 558 | 550 | 539 | 3 | 9 | 17 | 30 | 51 | 87 | 119 | 161 | 211 | 271 | 333 | 395 | 454 | 502 | 541 | 564 | 580 | 589 | 592 | 586 | 577 | 568 | 556 | 542 | 525 | 508 | 484 | 459 | 430 | 395 | 3 | 13 | 19 | 27 | 38 | 53 | 72 | 96 | 128 | 169 | 208 | 247 | 283 | 319 | 354 | 387 | 419 | 451 | 481 | 510 | 537 | 561 | 582 | 599 | 614 | 627 | 638 | 647 | 657 | 662
PSS | SANDBACH T1 | 39 | 52 | 73 | 105 | 155 | 233 | 348 | 514 | 750 | 931 | 1145 | 1399 | 1689 | 2013 | 2360 | 2773 | 3206 | 3643 | 4069 | 4490 | 4878 | 5212 | 5503 | 5744 | 5943 | 5999 | 6057 | 6115 | 6181 | 6245 | 39 | 80 | 153 | 281 | 495 | 841 | 1146 | 1523 | 1968 | 2469 | 3068 | 3694 | 4300 | 4839 | 5277 | 5606 | 5822 | 5962 | 6038 | 6080 | 6056 | 6010 | 5957 | 5896 | 5825 | 5742 | 5646 | 5541 | 5421 | 5286 | 39 | 62 | 98 | 151 | 229 | 345 | 512 | 755 | 1096 | 1386 | 1738 | 2159 | 2638 | 3159 | 3670 | 4177 | 4648 | 5067 | 5410 | 5684 | 5893 | 6038 | 6053 | 6006 | 5941 | 5856 | 5750 | 5661 | 5568 | 5466 | 39 | 87 | 169 | 306 | 529 | 887 | 1212 | 1641 | 2157 | 2751 | 3391 | 4022 | 4611 | 5105 | 5474 | 5732 | 5890 | 5980 | 6004 | 5938 | 5857 | 5761 | 5648 | 5506 | 5337 | 5141 | 4914 | 4654 | 4358 | 4020 | 39 | 113 | 174 | 260 | 374 | 536 | 745 | 1008 | 1346 | 1777 | 2212 | 2625 | 3024 | 3416 | 3795 | 4156 | 4505 | 4837 | 5158 | 5459 | 5733 | 5977 | 6187 | 6367 | 6512 | 6636 | 6742 | 6843 | 6942 | 6986
PSS | SHAWBURY T1 | 10 | 22 | 35 | 56 | 87 | 135 | 208 | 311 | 457 | 574 | 709 | 873 | 1057 | 1263 | 1483 | 1745 | 2020 | 2299 | 2569 | 2838 | 3083 | 3294 | 3480 | 3634 | 3761 | 3796 | 3833 | 3870 | 3910 | 3951 | 10 | 42 | 88 | 168 | 301 | 519 | 714 | 953 | 1236 | 1553 | 1935 | 2333 | 2717 | 3058 | 3339 | 3546 | 3686 | 3774 | 3821 | 3848 | 3833 | 3805 | 3770 | 3732 | 3686 | 3635 | 3572 | 3505 | 3429 | 3343 | 10 | 29 | 52 | 86 | 134 | 206 | 312 | 464 | 680 | 865 | 1090 | 1357 | 1661 | 1994 | 2317 | 2639 | 2939 | 3206 | 3424 | 3598 | 3729 | 3821 | 3833 | 3801 | 3761 | 3706 | 3639 | 3584 | 3523 | 3458 | 10 | 45 | 97 | 182 | 323 | 547 | 754 | 1027 | 1355 | 1733 | 2140 | 2542 | 2915 | 3229 | 3465 | 3627 | 3728 | 3785 | 3801 | 3759 | 3707 | 3647 | 3573 | 3483 | 3376 | 3253 | 3107 | 2943 | 2753 | 2539 | 10 | 75 | 118 | 175 | 251 | 358 | 500 | 672 | 895 | 1183 | 1470 | 1741 | 2005 | 2262 | 2511 | 2747 | 2974 | 3191 | 3404 | 3601 | 3781 | 3940 | 4078 | 4195 | 4290 | 4372 | 4440 | 4505 | 4565 | 4592
PSS | SMALLWOOD T1 | 29 | 36 | 50 | 71 | 105 | 157 | 235 | 348 | 507 | 630 | 774 | 944 | 1141 | 1359 | 1593 | 1872 | 2163 | 2459 | 2746 | 3032 | 3293 | 3518 | 3713 | 3878 | 4012 | 4050 | 4089 | 4127 | 4170 | 4215 | 29 | 55 | 105 | 191 | 335 | 570 | 776 | 1029 | 1330 | 1669 | 2072 | 2496 | 2904 | 3267 | 3563 | 3784 | 3932 | 4026 | 4078 | 4105 | 4089 | 4057 | 4024 | 3982 | 3934 | 3878 | 3811 | 3741 | 3660 | 3568 | 29 | 43 | 68 | 103 | 156 | 234 | 348 | 511 | 741 | 938 | 1175 | 1459 | 1782 | 2133 | 2478 | 2820 | 3140 | 3422 | 3653 | 3838 | 3979 | 4075 | 4087 | 4054 | 4013 | 3954 | 3882 | 3824 | 3760 | 3692 | 29 | 61 | 116 | 208 | 358 | 599 | 821 | 1109 | 1457 | 1857 | 2290 | 2717 | 3113 | 3447 | 3697 | 3870 | 3978 | 4037 | 4053 | 4010 | 3955 | 3891 | 3813 | 3718 | 3604 | 3471 | 3318 | 3144 | 2944 | 2715 | 29 | 80 | 122 | 183 | 262 | 377 | 522 | 706 | 943 | 1246 | 1550 | 1838 | 2118 | 2392 | 2657 | 2910 | 3151 | 3380 | 3602 | 3807 | 3993 | 4160 | 4300 | 4423 | 4523 | 4607 | 4680 | 4754 | 4825 | 4860
PSS | SNOWHILL T1 | 26 | 34 | 50 | 71 | 105 | 159 | 239 | 354 | 516 | 642 | 790 | 966 | 1166 | 1392 | 1631 | 1917 | 2215 | 2518 | 2813 | 3106 | 3373 | 3605 | 3804 | 3972 | 4110 | 4149 | 4189 | 4229 | 4274 | 4319 | 26 | 55 | 104 | 193 | 340 | 580 | 790 | 1051 | 1360 | 1706 | 2121 | 2554 | 2974 | 3345 | 3650 | 3875 | 4028 | 4123 | 4176 | 4204 | 4190 | 4157 | 4120 | 4078 | 4029 | 3972 | 3904 | 3831 | 3750 | 3654 | 26 | 41 | 67 | 103 | 157 | 237 | 353 | 521 | 756 | 956 | 1201 | 1492 | 1824 | 2184 | 2536 | 2888 | 3215 | 3503 | 3741 | 3930 | 4075 | 4174 | 4186 | 4154 | 4109 | 4049 | 3977 | 3916 | 3851 | 3780 | 26 | 59 | 116 | 210 | 364 | 612 | 837 | 1134 | 1490 | 1901 | 2344 | 2781 | 3189 | 3531 | 3786 | 3964 | 4074 | 4136 | 4153 | 4106 | 4050 | 3986 | 3905 | 3807 | 3691 | 3555 | 3397 | 3218 | 3013 | 2780 | 26 | 74 | 116 | 172 | 248 | 355 | 495 | 668 | 890 | 1176 | 1463 | 1736 | 1997 | 2254 | 2501 | 2737 | 2969 | 3190 | 3410 | 3617 | 3808 | 3979 | 4126 | 4251 | 4353 | 4438 | 4515 | 4584 | 4651 | 4681
PSS | ST ASAPH BUSINESS PK T1 | 2 | 3 | 5 | 9 | 11 | 18 | 28 | 41 | 60 | 77 | 94 | 115 | 141 | 168 | 196 | 230 | 267 | 303 | 339 | 376 | 407 | 436 | 460 | 481 | 497 | 502 | 505 | 510 | 516 | 521 | 2 | 5 | 12 | 22 | 40 | 68 | 94 | 126 | 164 | 206 | 256 | 309 | 358 | 403 | 441 | 468 | 487 | 499 | 504 | 508 | 506 | 502 | 498 | 492 | 487 | 479 | 471 | 462 | 453 | 440 | 2 | 4 | 8 | 11 | 17 | 28 | 41 | 61 | 91 | 115 | 145 | 179 | 219 | 263 | 306 | 349 | 388 | 423 | 451 | 475 | 491 | 504 | 506 | 502 | 497 | 489 | 479 | 473 | 465 | 456 | 2 | 6 | 14 | 24 | 43 | 72 | 100 | 137 | 179 | 230 | 282 | 335 | 384 | 427 | 457 | 478 | 492 | 499 | 501 | 496 | 489 | 481 | 473 | 460 | 446 | 429 | 410 | 389 | 364 | 335 | 2 | 16 | 23 | 30 | 40 | 55 | 73 | 96 | 127 | 165 | 202 | 236 | 269 | 303 | 335 | 365 | 392 | 416 | 436 | 456 | 471 | 487 | 498 | 510 | 520 | 527 | 534 | 544 | 553 | 560
PSS | ST HELENS RD T1 | 9 | 12 | 17 | 26 | 39 | 59 | 88 | 132 | 192 | 240 | 296 | 361 | 436 | 520 | 611 | 718 | 830 | 943 | 1054 | 1163 | 1263 | 1351 | 1425 | 1488 | 1540 | 1554 | 1570 | 1584 | 1602 | 1618 | 9 | 20 | 38 | 72 | 127 | 216 | 295 | 393 | 508 | 638 | 793 | 955 | 1113 | 1253 | 1366 | 1453 | 1508 | 1545 | 1565 | 1575 | 1568 | 1557 | 1543 | 1527 | 1509 | 1486 | 1463 | 1435 | 1405 | 1369 | 9 | 14 | 23 | 37 | 58 | 87 | 132 | 194 | 282 | 358 | 449 | 558 | 682 | 817 | 950 | 1083 | 1204 | 1311 | 1401 | 1472 | 1527 | 1564 | 1569 | 1556 | 1538 | 1517 | 1489 | 1466 | 1442 | 1416 | 9 | 21 | 42 | 78 | 135 | 227 | 313 | 423 | 557 | 712 | 877 | 1041 | 1195 | 1322 | 1418 | 1484 | 1527 | 1549 | 1554 | 1537 | 1517 | 1493 | 1462 | 1426 | 1382 | 1331 | 1272 | 1205 | 1128 | 1041 | 9 | 28 | 41 | 60 | 85 | 120 | 167 | 223 | 298 | 393 | 488 | 580 | 669 | 756 | 842 | 924 | 1003 | 1077 | 1151 | 1216 | 1277 | 1331 | 1377 | 1417 | 1450 | 1479 | 1504 | 1528 | 1553 | 1566
PSS | STAPELEY T1 | 29 | 42 | 60 | 90 | 136 | 206 | 312 | 462 | 680 | 845 | 1042 | 1275 | 1542 | 1840 | 2157 | 2537 | 2933 | 3335 | 3725 | 4113 | 4469 | 4774 | 5040 | 5264 | 5444 | 5497 | 5550 | 5604 | 5663 | 5724 | 29 | 70 | 135 | 253 | 448 | 765 | 1044 | 1390 | 1798 | 2258 | 2808 | 3381 | 3940 | 4432 | 4835 | 5135 | 5336 | 5464 | 5535 | 5571 | 5551 | 5509 | 5460 | 5403 | 5339 | 5262 | 5173 | 5078 | 4968 | 4842 | 29 | 51 | 85 | 134 | 204 | 311 | 464 | 686 | 999 | 1264 | 1589 | 1974 | 2413 | 2893 | 3361 | 3827 | 4259 | 4642 | 4958 | 5209 | 5401 | 5532 | 5547 | 5504 | 5446 | 5366 | 5270 | 5188 | 5102 | 5008 | 29 | 74 | 150 | 274 | 478 | 805 | 1106 | 1498 | 1971 | 2517 | 3103 | 3685 | 4225 | 4677 | 5018 | 5252 | 5398 | 5480 | 5502 | 5441 | 5368 | 5281 | 5175 | 5045 | 4890 | 4711 | 4502 | 4264 | 3992 | 3682 | 29 | 104 | 163 | 245 | 352 | 506 | 703 | 952 | 1270 | 1679 | 2088 | 2476 | 2852 | 3220 | 3575 | 3915 | 4242 | 4556 | 4864 | 5150 | 5412 | 5649 | 5851 | 6022 | 6163 | 6284 | 6387 | 6487 | 6581 | 6627
PSS | TACO PLASTICS T1 / TACO PLASTICS T2 / UNITED PERIPHERALS T1 | 10 | 9 | 10 | 13 | 16 | 23 | 33 | 46 | 65 | 79 | 93 | 112 | 135 | 158 | 184 | 215 | 248 | 281 | 312 | 344 | 371 | 397 | 420 | 438 | 452 | 455 | 461 | 465 | 470 | 475 | 10 | 10 | 16 | 27 | 43 | 70 | 94 | 122 | 155 | 193 | 238 | 284 | 329 | 369 | 402 | 427 | 443 | 454 | 459 | 463 | 461 | 458 | 453 | 448 | 442 | 437 | 429 | 422 | 413 | 401 | 10 | 11 | 12 | 16 | 22 | 31 | 44 | 64 | 91 | 111 | 137 | 169 | 205 | 243 | 283 | 319 | 355 | 386 | 413 | 432 | 447 | 459 | 460 | 457 | 451 | 445 | 437 | 431 | 423 | 417 | 10 | 11 | 17 | 28 | 45 | 74 | 98 | 130 | 168 | 213 | 262 | 309 | 353 | 390 | 417 | 436 | 447 | 454 | 457 | 452 | 445 | 438 | 430 | 419 | 406 | 392 | 375 | 356 | 334 | 309 | 10 | 11 | 14 | 19 | 25 | 33 | 47 | 61 | 80 | 103 | 128 | 151 | 172 | 193 | 215 | 235 | 254 | 272 | 290 | 309 | 325 | 339 | 352 | 362 | 371 | 379 | 386 | 392 | 398 | 401
PSS | TARPORLEY T1 | 9 | 22 | 38 | 60 | 94 | 147 | 224 | 339 | 500 | 627 | 776 | 955 | 1156 | 1384 | 1625 | 1913 | 2215 | 2520 | 2817 | 3112 | 3381 | 3613 | 3817 | 3987 | 4125 | 4164 | 4204 | 4244 | 4289 | 4335 | 9 | 44 | 94 | 182 | 328 | 567 | 780 | 1043 | 1353 | 1703 | 2120 | 2555 | 2980 | 3353 | 3660 | 3890 | 4042 | 4139 | 4192 | 4220 | 4205 | 4172 | 4136 | 4092 | 4045 | 3985 | 3918 | 3845 | 3761 | 3667 | 9 | 29 | 55 | 92 | 146 | 225 | 340 | 508 | 744 | 946 | 1192 | 1488 | 1821 | 2183 | 2541 | 2894 | 3224 | 3515 | 3755 | 3945 | 4091 | 4190 | 4201 | 4170 | 4124 | 4065 | 3991 | 3929 | 3865 | 3793 | 9 | 47 | 106 | 199 | 353 | 598 | 827 | 1126 | 1485 | 1898 | 2344 | 2787 | 3196 | 3540 | 3800 | 3978 | 4090 | 4152 | 4168 | 4122 | 4066 | 4000 | 3919 | 3819 | 3704 | 3566 | 3408 | 3227 | 3020 | 2784 | 9 | 77 | 121 | 183 | 264 | 379 | 528 | 715 | 956 | 1263 | 1573 | 1866 | 2151 | 2432 | 2702 | 2960 | 3207 | 3442 | 3667 | 3878 | 4069 | 4238 | 4383 | 4509 | 4610 | 4696 | 4770 | 4841 | 4911 | 4945
PSS | TARVIN T1 | 34 | 56 | 83 | 126 | 190 | 291 | 441 | 659 | 968 | 1209 | 1488 | 1825 | 2208 | 2637 | 3091 | 3638 | 4207 | 4785 | 5345 | 5902 | 6414 | 6853 | 7235 | 7557 | 7817 | 7890 | 7968 | 8043 | 8129 | 8215 | 34 | 95 | 191 | 358 | 637 | 1091 | 1494 | 1992 | 2578 | 3239 | 4029 | 4854 | 5653 | 6363 | 6941 | 7375 | 7661 | 7845 | 7946 | 8000 | 7970 | 7908 | 7840 | 7758 | 7664 | 7555 | 7428 | 7288 | 7132 | 6952 | 34 | 70 | 116 | 187 | 289 | 441 | 660 | 979 | 1427 | 1809 | 2275 | 2831 | 3462 | 4149 | 4824 | 5490 | 6113 | 6664 | 7119 | 7477 | 7754 | 7944 | 7966 | 7903 | 7817 | 7705 | 7566 | 7449 | 7326 | 7192 | 34 | 104 | 213 | 391 | 681 | 1152 | 1582 | 2146 | 2826 | 3610 | 4453 | 5290 | 6062 | 6713 | 7204 | 7543 | 7751 | 7869 | 7901 | 7815 | 7706 | 7583 | 7431 | 7242 | 7020 | 6763 | 6463 | 6119 | 5729 | 5284 | 34 | 147 | 230 | 349 | 504 | 727 | 1011 | 1371 | 1833 | 2421 | 3017 | 3577 | 4124 | 4658 | 5174 | 5665 | 6139 | 6591 | 7034 | 7447 | 7823 | 8159 | 8449 | 8695 | 8893 | 9064 | 9211 | 9346 | 9478 | 9536
PSS | TRYWERYN T1 | 0 | 3 | 5 | 8 | 15 | 24 | 36 | 57 | 85 | 106 | 132 | 161 | 197 | 234 | 276 | 327 | 377 | 430 | 480 | 531 | 577 | 617 | 653 | 681 | 704 | 711 | 719 | 726 | 733 | 741 | 0 | 7 | 17 | 31 | 55 | 98 | 132 | 178 | 231 | 290 | 363 | 439 | 509 | 575 | 627 | 665 | 692 | 708 | 718 | 724 | 720 | 714 | 707 | 700 | 692 | 683 | 671 | 659 | 644 | 628 | 0 | 5 | 9 | 15 | 24 | 39 | 58 | 87 | 127 | 163 | 205 | 255 | 311 | 374 | 436 | 497 | 551 | 602 | 643 | 676 | 700 | 717 | 720 | 715 | 707 | 695 | 684 | 673 | 662 | 648 | 0 | 8 | 17 | 34 | 60 | 102 | 142 | 194 | 254 | 326 | 403 | 477 | 547 | 607 | 650 | 683 | 701 | 711 | 713 | 705 | 697 | 685 | 672 | 655 | 635 | 611 | 585 | 553 | 517 | 476 | 0 | 10 | 17 | 24 | 36 | 52 | 72 | 96 | 129 | 170 | 213 | 252 | 289 | 327 | 363 | 398 | 431 | 463 | 495 | 525 | 553 | 577 | 599 | 617 | 631 | 644 | 656 | 665 | 674 | 678
PSS | TWYFORDS T1 | 22 | 30 | 42 | 62 | 93 | 142 | 212 | 314 | 459 | 572 | 704 | 860 | 1040 | 1241 | 1453 | 1708 | 1976 | 2247 | 2510 | 2771 | 3010 | 3216 | 3395 | 3545 | 3667 | 3703 | 3737 | 3774 | 3814 | 3855 | 22 | 48 | 92 | 171 | 304 | 517 | 706 | 938 | 1214 | 1523 | 1894 | 2279 | 2654 | 2986 | 3257 | 3460 | 3595 | 3680 | 3729 | 3754 | 3740 | 3711 | 3678 | 3641 | 3597 | 3545 | 3484 | 3421 | 3348 | 3262 | 22 | 37 | 59 | 92 | 139 | 210 | 316 | 464 | 674 | 853 | 1072 | 1332 | 1628 | 1950 | 2264 | 2578 | 2870 | 3128 | 3341 | 3509 | 3637 | 3728 | 3738 | 3708 | 3668 | 3615 | 3550 | 3494 | 3438 | 3373 | 22 | 53 | 103 | 187 | 325 | 546 | 747 | 1011 | 1330 | 1697 | 2092 | 2483 | 2845 | 3151 | 3380 | 3539 | 3636 | 3691 | 3706 | 3666 | 3615 | 3557 | 3486 | 3399 | 3295 | 3174 | 3034 | 2873 | 2689 | 2481 | 22 | 70 | 110 | 164 | 236 | 341 | 475 | 642 | 857 | 1132 | 1411 | 1673 | 1926 | 2174 | 2415 | 2643 | 2864 | 3078 | 3291 | 3491 | 3675 | 3839 | 3982 | 4102 | 4199 | 4283 | 4357 | 4420 | 4483 | 4509
PSS | TYWYN T1 | 7 | 18 | 31 | 49 | 76 | 117 | 179 | 269 | 397 | 497 | 615 | 755 | 916 | 1094 | 1284 | 1513 | 1750 | 1990 | 2225 | 2458 | 2671 | 2855 | 3015 | 3148 | 3257 | 3287 | 3320 | 3352 | 3387 | 3423 | 7 | 35 | 74 | 143 | 260 | 449 | 616 | 824 | 1067 | 1345 | 1673 | 2018 | 2353 | 2647 | 2889 | 3070 | 3190 | 3267 | 3310 | 3332 | 3318 | 3294 | 3264 | 3230 | 3192 | 3146 | 3092 | 3034 | 2969 | 2894 | 7 | 23 | 44 | 72 | 115 | 178 | 269 | 401 | 587 | 747 | 941 | 1173 | 1436 | 1723 | 2004 | 2284 | 2545 | 2775 | 2963 | 3113 | 3228 | 3307 | 3316 | 3291 | 3256 | 3207 | 3150 | 3101 | 3050 | 2994 | 7 | 37 | 83 | 157 | 278 | 472 | 653 | 889 | 1172 | 1499 | 1851 | 2199 | 2523 | 2794 | 2999 | 3141 | 3228 | 3276 | 3290 | 3255 | 3209 | 3156 | 3094 | 3015 | 2923 | 2816 | 2690 | 2547 | 2384 | 2198 | 7 | 61 | 94 | 138 | 197 | 280 | 386 | 519 | 690 | 910 | 1130 | 1339 | 1544 | 1745 | 1941 | 2127 | 2305 | 2473 | 2632 | 2778 | 2910 | 3029 | 3127 | 3216 | 3288 | 3347 | 3399 | 3452 | 3501 | 3529
PSS | VAUXHALL NORTH RD T1 | 0 | 0 | 0 | 0 | 0 | 0 | 0 | 0 | 0 | 0 | 0 | 0 | 0 | 0 | 0 | 0 | 0 | 0 | 0 | 0 | 0 | 0 | 0 | 0 | 0 | 0 | 0 | 0 | 0 | 0 | 0 | 0 | 0 | 0 | 0 | 0 | 0 | 0 | 0 | 0 | 0 | 0 | 0 | 0 | 0 | 0 | 0 | 0 | 0 | 0 | 0 | 0 | 0 | 0 | 0 | 0 | 0 | 0 | 0 | 0 | 0 | 0 | 0 | 0 | 0 | 0 | 0 | 0 | 0 | 0 | 0 | 0 | 0 | 0 | 0 | 0 | 0 | 0 | 0 | 0 | 0 | 0 | 0 | 0 | 0 | 0 | 0 | 0 | 0 | 0 | 0 | 0 | 0 | 0 | 0 | 0 | 0 | 0 | 0 | 0 | 0 | 0 | 0 | 0 | 0 | 0 | 0 | 0 | 0 | 0 | 0 | 0 | 0 | 0 | 0 | 0 | 0 | 0 | 0 | 0 | 0 | 0 | 0 | 0 | 0 | 0 | 0 | 0 | 0 | 0 | 0 | 0 | 0 | 0 | 0 | 0 | 0 | 0 | 0 | 0 | 0 | 0 | 0 | 0 | 0 | 0 | 0 | 0 | 0 | 0
PSS | WAENFAWR T1 | 9 | 17 | 28 | 43 | 67 | 105 | 161 | 241 | 353 | 444 | 547 | 673 | 815 | 975 | 1143 | 1346 | 1557 | 1771 | 1981 | 2187 | 2377 | 2539 | 2682 | 2801 | 2898 | 2924 | 2953 | 2982 | 3013 | 3045 | 9 | 32 | 67 | 130 | 232 | 400 | 548 | 734 | 951 | 1198 | 1489 | 1795 | 2093 | 2355 | 2571 | 2730 | 2837 | 2907 | 2944 | 2964 | 2953 | 2929 | 2904 | 2874 | 2841 | 2798 | 2751 | 2700 | 2641 | 2574 | 9 | 23 | 40 | 66 | 103 | 159 | 240 | 359 | 524 | 665 | 840 | 1045 | 1279 | 1534 | 1785 | 2032 | 2265 | 2468 | 2636 | 2770 | 2872 | 2944 | 2952 | 2928 | 2897 | 2854 | 2802 | 2759 | 2713 | 2663 | 9 | 34 | 75 | 141 | 248 | 421 | 581 | 791 | 1043 | 1335 | 1648 | 1957 | 2244 | 2487 | 2668 | 2795 | 2871 | 2915 | 2927 | 2894 | 2854 | 2808 | 2751 | 2684 | 2599 | 2504 | 2393 | 2266 | 2120 | 1954 | 9 | 55 | 87 | 132 | 190 | 272 | 379 | 514 | 687 | 908 | 1133 | 1344 | 1550 | 1752 | 1949 | 2134 | 2310 | 2472 | 2624 | 2764 | 2889 | 3002 | 3093 | 3176 | 3244 | 3298 | 3346 | 3395 | 3444 | 3467
PSS | WELSHPOOL GRID T1 | 6 | 13 | 22 | 35 | 53 | 85 | 129 | 194 | 285 | 357 | 443 | 545 | 659 | 787 | 925 | 1088 | 1260 | 1433 | 1602 | 1769 | 1923 | 2055 | 2169 | 2265 | 2344 | 2367 | 2389 | 2412 | 2438 | 2464 | 6 | 26 | 55 | 105 | 188 | 325 | 446 | 594 | 770 | 969 | 1207 | 1455 | 1695 | 1907 | 2083 | 2213 | 2298 | 2355 | 2385 | 2400 | 2391 | 2372 | 2352 | 2328 | 2300 | 2267 | 2229 | 2187 | 2139 | 2086 | 6 | 19 | 32 | 53 | 84 | 129 | 196 | 291 | 425 | 538 | 681 | 846 | 1037 | 1243 | 1446 | 1647 | 1833 | 1998 | 2136 | 2243 | 2326 | 2383 | 2390 | 2370 | 2346 | 2311 | 2270 | 2235 | 2198 | 2156 | 6 | 28 | 61 | 115 | 202 | 342 | 473 | 641 | 846 | 1081 | 1334 | 1585 | 1817 | 2014 | 2161 | 2263 | 2324 | 2361 | 2371 | 2344 | 2312 | 2275 | 2228 | 2173 | 2105 | 2029 | 1938 | 1835 | 1718 | 1584 | 6 | 45 | 71 | 106 | 153 | 221 | 308 | 416 | 557 | 733 | 915 | 1084 | 1249 | 1410 | 1564 | 1712 | 1857 | 1996 | 2134 | 2262 | 2381 | 2487 | 2582 | 2659 | 2721 | 2775 | 2823 | 2864 | 2905 | 2921
PSS | WEM EAST T1 | 7 | 16 | 24 | 40 | 63 | 97 | 148 | 223 | 330 | 413 | 511 | 628 | 760 | 908 | 1067 | 1256 | 1455 | 1654 | 1849 | 2042 | 2219 | 2372 | 2505 | 2616 | 2707 | 2734 | 2758 | 2784 | 2815 | 2846 | 7 | 30 | 62 | 121 | 216 | 375 | 514 | 687 | 891 | 1119 | 1393 | 1680 | 1955 | 2202 | 2404 | 2553 | 2652 | 2718 | 2753 | 2770 | 2760 | 2741 | 2716 | 2686 | 2655 | 2617 | 2571 | 2525 | 2469 | 2407 | 7 | 20 | 37 | 61 | 97 | 149 | 225 | 334 | 490 | 622 | 784 | 977 | 1197 | 1434 | 1669 | 1900 | 2117 | 2307 | 2464 | 2590 | 2686 | 2752 | 2758 | 2738 | 2708 | 2669 | 2621 | 2580 | 2538 | 2490 | 7 | 32 | 70 | 132 | 231 | 395 | 543 | 740 | 975 | 1247 | 1540 | 1830 | 2098 | 2324 | 2495 | 2612 | 2684 | 2726 | 2736 | 2707 | 2670 | 2625 | 2574 | 2507 | 2431 | 2342 | 2237 | 2119 | 1982 | 1828 | 7 | 49 | 77 | 113 | 164 | 235 | 328 | 443 | 591 | 781 | 972 | 1152 | 1327 | 1497 | 1663 | 1820 | 1973 | 2121 | 2268 | 2405 | 2531 | 2644 | 2743 | 2826 | 2893 | 2950 | 2999 | 3044 | 3087 | 3106
PSS | WEM T1 | 10 | 23 | 39 | 62 | 96 | 147 | 226 | 339 | 503 | 630 | 777 | 956 | 1157 | 1383 | 1624 | 1911 | 2212 | 2517 | 2812 | 3106 | 3377 | 3608 | 3810 | 3980 | 4116 | 4156 | 4197 | 4237 | 4282 | 4327 | 10 | 45 | 94 | 183 | 328 | 566 | 780 | 1041 | 1351 | 1701 | 2116 | 2551 | 2973 | 3347 | 3654 | 3882 | 4032 | 4131 | 4184 | 4212 | 4196 | 4164 | 4128 | 4084 | 4035 | 3978 | 3909 | 3837 | 3754 | 3659 | 10 | 30 | 56 | 92 | 145 | 226 | 342 | 507 | 743 | 946 | 1192 | 1485 | 1817 | 2180 | 2535 | 2887 | 3218 | 3507 | 3747 | 3938 | 4083 | 4182 | 4194 | 4160 | 4117 | 4057 | 3983 | 3922 | 3857 | 3786 | 10 | 49 | 105 | 200 | 352 | 598 | 825 | 1123 | 1483 | 1896 | 2341 | 2782 | 3190 | 3533 | 3792 | 3970 | 4080 | 4142 | 4160 | 4114 | 4058 | 3992 | 3911 | 3811 | 3696 | 3559 | 3401 | 3221 | 3014 | 2779 | 10 | 77 | 121 | 183 | 264 | 381 | 532 | 720 | 961 | 1271 | 1582 | 1876 | 2161 | 2440 | 2708 | 2966 | 3215 | 3456 | 3693 | 3918 | 4125 | 4308 | 4470 | 4604 | 4715 | 4807 | 4890 | 4961 | 5031 | 5065
PSS | WERVIN T1 | 10 | 20 | 32 | 48 | 74 | 115 | 175 | 263 | 386 | 484 | 598 | 734 | 889 | 1061 | 1245 | 1466 | 1696 | 1930 | 2156 | 2381 | 2587 | 2764 | 2921 | 3050 | 3155 | 3185 | 3216 | 3246 | 3281 | 3315 | 10 | 36 | 75 | 143 | 255 | 438 | 600 | 802 | 1039 | 1304 | 1623 | 1958 | 2281 | 2567 | 2801 | 2977 | 3091 | 3168 | 3207 | 3230 | 3216 | 3192 | 3164 | 3130 | 3094 | 3050 | 2997 | 2942 | 2877 | 2805 | 10 | 25 | 45 | 73 | 114 | 175 | 263 | 392 | 573 | 727 | 916 | 1141 | 1395 | 1673 | 1946 | 2216 | 2467 | 2689 | 2874 | 3019 | 3130 | 3207 | 3215 | 3189 | 3155 | 3110 | 3053 | 3006 | 2957 | 2903 | 10 | 39 | 84 | 156 | 273 | 463 | 635 | 864 | 1139 | 1456 | 1795 | 2133 | 2446 | 2709 | 2908 | 3044 | 3128 | 3177 | 3188 | 3153 | 3112 | 3060 | 2998 | 2923 | 2833 | 2728 | 2609 | 2470 | 2311 | 2131 | 10 | 65 | 102 | 150 | 214 | 305 | 425 | 571 | 761 | 1004 | 1247 | 1478 | 1700 | 1919 | 2129 | 2330 | 2521 | 2703 | 2882 | 3047 | 3198 | 3331 | 3447 | 3545 | 3624 | 3692 | 3748 | 3802 | 3853 | 3875
PSS | WEST FELTON T1 | 6 | 10 | 15 | 23 | 35 | 54 | 81 | 122 | 178 | 222 | 275 | 336 | 406 | 485 | 568 | 667 | 773 | 878 | 982 | 1086 | 1179 | 1259 | 1330 | 1389 | 1438 | 1451 | 1465 | 1479 | 1493 | 1510 | 6 | 17 | 34 | 65 | 116 | 199 | 272 | 366 | 472 | 595 | 740 | 890 | 1038 | 1168 | 1275 | 1353 | 1408 | 1442 | 1461 | 1470 | 1463 | 1452 | 1439 | 1426 | 1408 | 1387 | 1365 | 1340 | 1311 | 1277 | 6 | 12 | 21 | 34 | 53 | 80 | 121 | 180 | 261 | 331 | 416 | 519 | 635 | 762 | 884 | 1007 | 1123 | 1225 | 1307 | 1374 | 1425 | 1459 | 1463 | 1452 | 1437 | 1414 | 1390 | 1368 | 1346 | 1321 | 6 | 19 | 40 | 73 | 127 | 213 | 291 | 396 | 520 | 664 | 820 | 973 | 1116 | 1234 | 1326 | 1387 | 1425 | 1448 | 1453 | 1437 | 1418 | 1394 | 1367 | 1333 | 1292 | 1243 | 1188 | 1125 | 1053 | 973 | 6 | 27 | 44 | 66 | 95 | 136 | 189 | 257 | 343 | 454 | 564 | 668 | 770 | 870 | 965 | 1057 | 1144 | 1231 | 1317 | 1396 | 1469 | 1535 | 1592 | 1640 | 1678 | 1713 | 1742 | 1767 | 1791 | 1802
PSS | WESTON T1 | 41 | 59 | 86 | 127 | 190 | 288 | 433 | 644 | 943 | 1177 | 1448 | 1773 | 2142 | 2556 | 2997 | 3524 | 4076 | 4634 | 5174 | 5716 | 6209 | 6632 | 7002 | 7313 | 7564 | 7636 | 7711 | 7784 | 7867 | 7949 | 41 | 96 | 188 | 351 | 621 | 1061 | 1451 | 1932 | 2497 | 3138 | 3902 | 4698 | 5472 | 6157 | 6718 | 7135 | 7411 | 7590 | 7687 | 7740 | 7710 | 7651 | 7584 | 7504 | 7415 | 7309 | 7186 | 7052 | 6899 | 6726 | 41 | 72 | 117 | 185 | 285 | 430 | 645 | 953 | 1386 | 1755 | 2206 | 2742 | 3353 | 4017 | 4668 | 5314 | 5917 | 6447 | 6887 | 7234 | 7502 | 7685 | 7707 | 7644 | 7563 | 7454 | 7319 | 7206 | 7088 | 6958 | 41 | 106 | 211 | 383 | 666 | 1121 | 1537 | 2083 | 2739 | 3496 | 4312 | 5120 | 5868 | 6497 | 6971 | 7298 | 7499 | 7614 | 7643 | 7561 | 7458 | 7335 | 7188 | 7009 | 6792 | 6544 | 6256 | 5923 | 5545 | 5115 | 41 | 144 | 225 | 337 | 486 | 697 | 971 | 1313 | 1753 | 2315 | 2882 | 3418 | 3937 | 4445 | 4937 | 5404 | 5857 | 6293 | 6721 | 7120 | 7487 | 7814 | 8099 | 8338 | 8532 | 8698 | 8844 | 8972 | 9097 | 9154
PSS | WHEELOCK T1 | 32 | 45 | 67 | 97 | 145 | 220 | 332 | 493 | 721 | 900 | 1107 | 1355 | 1636 | 1952 | 2288 | 2692 | 3111 | 3538 | 3951 | 4364 | 4740 | 5065 | 5346 | 5583 | 5776 | 5829 | 5887 | 5944 | 6006 | 6070 | 32 | 74 | 144 | 268 | 474 | 812 | 1107 | 1474 | 1906 | 2396 | 2979 | 3587 | 4177 | 4701 | 5128 | 5448 | 5658 | 5796 | 5869 | 5909 | 5887 | 5841 | 5790 | 5730 | 5662 | 5581 | 5486 | 5384 | 5268 | 5134 | 32 | 56 | 90 | 142 | 216 | 330 | 493 | 727 | 1058 | 1340 | 1684 | 2094 | 2559 | 3068 | 3563 | 4058 | 4518 | 4924 | 5258 | 5523 | 5726 | 5866 | 5883 | 5838 | 5775 | 5690 | 5588 | 5503 | 5412 | 5311 | 32 | 80 | 159 | 293 | 508 | 856 | 1173 | 1590 | 2091 | 2670 | 3292 | 3908 | 4480 | 4959 | 5320 | 5571 | 5725 | 5811 | 5835 | 5772 | 5693 | 5600 | 5488 | 5350 | 5186 | 4995 | 4774 | 4523 | 4232 | 3905 | 32 | 117 | 181 | 270 | 387 | 555 | 770 | 1038 | 1387 | 1828 | 2275 | 2696 | 3106 | 3507 | 3892 | 4261 | 4610 | 4945 | 5266 | 5562 | 5832 | 6073 | 6275 | 6453 | 6594 | 6715 | 6817 | 6917 | 7013 | 7056
PSS | WHITCHURCH T1 | 10 | 25 | 42 | 67 | 104 | 162 | 250 | 375 | 554 | 694 | 859 | 1055 | 1277 | 1526 | 1794 | 2111 | 2443 | 2779 | 3106 | 3432 | 3730 | 3986 | 4209 | 4395 | 4547 | 4591 | 4635 | 4681 | 4731 | 4780 | 10 | 50 | 104 | 202 | 364 | 626 | 861 | 1151 | 1494 | 1879 | 2338 | 2820 | 3286 | 3699 | 4036 | 4289 | 4457 | 4565 | 4623 | 4655 | 4636 | 4601 | 4560 | 4513 | 4459 | 4396 | 4320 | 4241 | 4147 | 4042 | 10 | 33 | 61 | 102 | 160 | 250 | 377 | 562 | 822 | 1044 | 1317 | 1640 | 2008 | 2409 | 2802 | 3192 | 3555 | 3876 | 4141 | 4349 | 4511 | 4622 | 4635 | 4597 | 4548 | 4482 | 4401 | 4333 | 4260 | 4183 | 10 | 54 | 116 | 221 | 389 | 662 | 913 | 1243 | 1637 | 2095 | 2586 | 3073 | 3524 | 3904 | 4189 | 4387 | 4510 | 4577 | 4595 | 4544 | 4484 | 4411 | 4321 | 4213 | 4082 | 3931 | 3757 | 3559 | 3330 | 3070 | 10 | 88 | 137 | 208 | 298 | 430 | 597 | 811 | 1083 | 1431 | 1781 | 2114 | 2437 | 2754 | 3058 | 3350 | 3628 | 3893 | 4149 | 4386 | 4602 | 4796 | 4961 | 5102 | 5216 | 5314 | 5396 | 5476 | 5554 | 5587
PSS | WIMPEYS PANT QUARRY T1 / WIMPEYS PANT QUARRY T2 | 6 | 19 | 33 | 53 | 83 | 130 | 200 | 302 | 446 | 561 | 694 | 853 | 1035 | 1238 | 1453 | 1710 | 1981 | 2254 | 2519 | 2784 | 3027 | 3232 | 3415 | 3567 | 3689 | 3725 | 3761 | 3798 | 3839 | 3878 | 6 | 39 | 83 | 162 | 293 | 507 | 698 | 932 | 1210 | 1523 | 1897 | 2287 | 2665 | 3001 | 3276 | 3480 | 3616 | 3702 | 3751 | 3777 | 3762 | 3733 | 3700 | 3663 | 3618 | 3567 | 3506 | 3439 | 3365 | 3281 | 6 | 25 | 49 | 81 | 129 | 200 | 305 | 454 | 664 | 846 | 1067 | 1329 | 1628 | 1953 | 2273 | 2588 | 2884 | 3145 | 3361 | 3531 | 3661 | 3750 | 3760 | 3732 | 3692 | 3637 | 3572 | 3516 | 3458 | 3393 | 6 | 42 | 94 | 177 | 314 | 534 | 739 | 1006 | 1328 | 1698 | 2098 | 2492 | 2860 | 3168 | 3400 | 3559 | 3658 | 3714 | 3730 | 3688 | 3639 | 3580 | 3506 | 3419 | 3313 | 3189 | 3048 | 2888 | 2703 | 2492 | 6 | 70 | 110 | 167 | 241 | 349 | 485 | 657 | 878 | 1160 | 1444 | 1715 | 1975 | 2231 | 2479 | 2714 | 2941 | 3157 | 3369 | 3564 | 3744 | 3904 | 4043 | 4162 | 4256 | 4338 | 4407 | 4473 | 4534 | 4563
PSS | WINCHAM T1 | 6 | 8 | 12 | 19 | 28 | 42 | 62 | 93 | 136 | 169 | 208 | 255 | 307 | 368 | 429 | 506 | 586 | 666 | 744 | 820 | 891 | 951 | 1006 | 1050 | 1087 | 1096 | 1107 | 1118 | 1130 | 1140 | 6 | 14 | 27 | 51 | 89 | 152 | 208 | 277 | 359 | 450 | 560 | 674 | 786 | 884 | 964 | 1023 | 1065 | 1090 | 1104 | 1111 | 1106 | 1100 | 1089 | 1077 | 1064 | 1049 | 1031 | 1011 | 990 | 965 | 6 | 10 | 17 | 26 | 41 | 61 | 92 | 136 | 199 | 252 | 317 | 394 | 480 | 578 | 670 | 762 | 849 | 925 | 989 | 1039 | 1077 | 1102 | 1106 | 1098 | 1086 | 1070 | 1051 | 1034 | 1018 | 999 | 6 | 14 | 30 | 55 | 96 | 162 | 220 | 300 | 392 | 503 | 619 | 734 | 842 | 932 | 1002 | 1047 | 1077 | 1093 | 1098 | 1086 | 1070 | 1053 | 1032 | 1007 | 976 | 939 | 898 | 851 | 797 | 734 | 6 | 24 | 36 | 53 | 74 | 106 | 147 | 199 | 263 | 346 | 431 | 510 | 587 | 662 | 736 | 804 | 872 | 936 | 1001 | 1061 | 1117 | 1167 | 1211 | 1246 | 1276 | 1303 | 1324 | 1343 | 1363 | 1371
PSS | WISTASTON HALL T1 | 34 | 51 | 74 | 111 | 168 | 257 | 387 | 576 | 844 | 1055 | 1298 | 1592 | 1924 | 2296 | 2693 | 3167 | 3663 | 4167 | 4655 | 5139 | 5583 | 5966 | 6298 | 6577 | 6805 | 6868 | 6936 | 7002 | 7077 | 7152 | 34 | 85 | 168 | 315 | 557 | 955 | 1304 | 1735 | 2248 | 2823 | 3510 | 4226 | 4923 | 5539 | 6042 | 6420 | 6668 | 6829 | 6917 | 6966 | 6938 | 6885 | 6825 | 6753 | 6673 | 6577 | 6467 | 6346 | 6209 | 6052 | 34 | 63 | 104 | 165 | 252 | 384 | 576 | 853 | 1244 | 1576 | 1983 | 2465 | 3014 | 3612 | 4198 | 4780 | 5322 | 5800 | 6196 | 6508 | 6749 | 6913 | 6931 | 6877 | 6804 | 6706 | 6584 | 6482 | 6376 | 6259 | 34 | 92 | 188 | 343 | 597 | 1006 | 1380 | 1871 | 2463 | 3146 | 3879 | 4606 | 5279 | 5845 | 6271 | 6565 | 6748 | 6850 | 6877 | 6803 | 6709 | 6599 | 6469 | 6305 | 6113 | 5887 | 5627 | 5330 | 4990 | 4601 | 34 | 127 | 200 | 301 | 435 | 627 | 874 | 1184 | 1580 | 2088 | 2600 | 3083 | 3551 | 4008 | 4450 | 4871 | 5280 | 5678 | 6068 | 6436 | 6776 | 7078 | 7344 | 7563 | 7744 | 7898 | 8031 | 8149 | 8264 | 8313
PSS | WRENBURY FRITH T1 | 9 | 13 | 20 | 30 | 44 | 68 | 103 | 153 | 224 | 280 | 344 | 422 | 510 | 609 | 713 | 840 | 972 | 1106 | 1235 | 1363 | 1480 | 1582 | 1670 | 1744 | 1804 | 1821 | 1839 | 1857 | 1876 | 1896 | 9 | 23 | 44 | 83 | 147 | 252 | 345 | 459 | 594 | 747 | 931 | 1120 | 1304 | 1467 | 1602 | 1700 | 1766 | 1810 | 1833 | 1846 | 1838 | 1825 | 1809 | 1788 | 1768 | 1742 | 1714 | 1681 | 1646 | 1604 | 9 | 17 | 28 | 43 | 67 | 102 | 152 | 226 | 328 | 417 | 525 | 653 | 799 | 957 | 1112 | 1267 | 1410 | 1537 | 1643 | 1725 | 1788 | 1832 | 1838 | 1823 | 1805 | 1777 | 1744 | 1718 | 1690 | 1659 | 9 | 24 | 49 | 90 | 157 | 266 | 364 | 495 | 653 | 832 | 1027 | 1219 | 1399 | 1549 | 1662 | 1740 | 1787 | 1815 | 1823 | 1803 | 1778 | 1748 | 1714 | 1671 | 1619 | 1561 | 1491 | 1412 | 1322 | 1219 | 9 | 37 | 58 | 86 | 124 | 178 | 247 | 333 | 442 | 585 | 727 | 862 | 992 | 1122 | 1244 | 1362 | 1473 | 1579 | 1683 | 1777 | 1862 | 1941 | 2006 | 2062 | 2108 | 2148 | 2181 | 2214 | 2245 | 2259
PSS | YOCKINGS GATE T1 | 7 | 14 | 22 | 36 | 54 | 84 | 129 | 191 | 283 | 352 | 436 | 534 | 647 | 773 | 908 | 1066 | 1235 | 1404 | 1571 | 1733 | 1883 | 2012 | 2126 | 2220 | 2296 | 2318 | 2340 | 2363 | 2388 | 2413 | 7 | 25 | 54 | 103 | 185 | 318 | 436 | 581 | 754 | 949 | 1182 | 1423 | 1660 | 1867 | 2037 | 2164 | 2250 | 2304 | 2333 | 2349 | 2341 | 2321 | 2301 | 2277 | 2250 | 2218 | 2180 | 2140 | 2093 | 2041 | 7 | 18 | 33 | 54 | 83 | 126 | 192 | 285 | 416 | 529 | 667 | 828 | 1014 | 1217 | 1414 | 1612 | 1795 | 1955 | 2089 | 2195 | 2276 | 2331 | 2339 | 2320 | 2295 | 2263 | 2220 | 2186 | 2150 | 2111 | 7 | 28 | 60 | 112 | 197 | 335 | 462 | 628 | 828 | 1058 | 1306 | 1551 | 1780 | 1971 | 2115 | 2213 | 2275 | 2310 | 2320 | 2294 | 2263 | 2226 | 2181 | 2126 | 2060 | 1985 | 1897 | 1796 | 1682 | 1551 | 7 | 44 | 69 | 103 | 150 | 214 | 300 | 404 | 539 | 712 | 888 | 1052 | 1211 | 1367 | 1518 | 1661 | 1801 | 1935 | 2069 | 2194 | 2309 | 2413 | 2504 | 2579 | 2640 | 2693 | 2739 | 2778 | 2818 | 2835
PSS | YSBYTY GLAN CLWYD T1 | 3 | 6 | 9 | 14 | 21 | 32 | 49 | 74 | 108 | 134 | 165 | 204 | 247 | 295 | 347 | 407 | 472 | 536 | 599 | 660 | 719 | 769 | 812 | 846 | 875 | 885 | 892 | 901 | 912 | 921 | 3 | 10 | 21 | 39 | 70 | 121 | 166 | 221 | 288 | 362 | 451 | 543 | 633 | 713 | 777 | 826 | 858 | 878 | 890 | 896 | 892 | 886 | 878 | 870 | 858 | 847 | 832 | 815 | 799 | 779 | 3 | 8 | 12 | 20 | 31 | 49 | 74 | 108 | 158 | 201 | 254 | 317 | 387 | 464 | 541 | 615 | 684 | 747 | 798 | 838 | 868 | 891 | 893 | 885 | 875 | 862 | 847 | 834 | 820 | 805 | 3 | 11 | 23 | 43 | 76 | 128 | 177 | 240 | 316 | 404 | 499 | 592 | 678 | 752 | 806 | 846 | 867 | 881 | 886 | 875 | 863 | 849 | 832 | 810 | 786 | 758 | 723 | 685 | 642 | 592 | 3 | 18 | 29 | 43 | 63 | 90 | 125 | 169 | 225 | 299 | 371 | 440 | 507 | 573 | 636 | 695 | 751 | 802 | 853 | 897 | 937 | 974 | 1004 | 1031 | 1052 | 1072 | 1087 | 1103 | 1118 | 1126
GSP | BIRKENHEAD | 829 | 1182 | 1701 | 2511 | 3755 | 5692 | 8561 | 12720 | 18622 | 23202 | 28556 | 34962 | 42242 | 50385 | 59067 | 69453 | 80309 | 91317 | 101985 | 112618 | 122344 | 130699 | 137995 | 144095 | 149063 | 150479 | 151946 | 153395 | 155026 | 156668 | 829 | 1916 | 3733 | 6946 | 12281 | 20963 | 28622 | 38088 | 49257 | 61853 | 76906 | 92609 | 107848 | 121345 | 132376 | 140605 | 146072 | 149599 | 151504 | 152546 | 151953 | 150793 | 149473 | 147922 | 146159 | 144068 | 141618 | 138982 | 135985 | 132570 | 829 | 1449 | 2343 | 3675 | 5621 | 8519 | 12734 | 18794 | 27343 | 34619 | 43514 | 54078 | 66094 | 79188 | 92018 | 104747 | 116609 | 127092 | 135741 | 142590 | 147834 | 151449 | 151874 | 150669 | 149068 | 146905 | 144242 | 142025 | 139692 | 137117 | 829 | 2081 | 4153 | 7563 | 13141 | 22106 | 30298 | 41052 | 54008 | 68930 | 84995 | 100899 | 115640 | 128030 | 137354 | 143814 | 147783 | 150025 | 150631 | 148980 | 146961 | 144565 | 141680 | 138113 | 133885 | 128958 | 123270 | 116736 | 109301 | 100810 | 829 | 2937 | 4509 | 6675 | 9549 | 13656 | 18947 | 25591 | 34104 | 44982 | 55974 | 66338 | 76421 | 86278 | 95805 | 104897 | 113637 | 122016 | 130155 | 137742 | 144681 | 150875 | 156188 | 160732 | 164433 | 167556 | 170265 | 172794 | 175289 | 176436
GSP | CAPENHURST | 622 | 874 | 1252 | 1837 | 2739 | 4151 | 6231 | 9258 | 13538 | 16866 | 20745 | 25388 | 30680 | 36587 | 42887 | 50431 | 58308 | 66295 | 74036 | 81747 | 88808 | 94870 | 100171 | 104596 | 108203 | 109227 | 110295 | 111340 | 112526 | 113717 | 622 | 1410 | 2725 | 5057 | 8931 | 15244 | 20804 | 27673 | 35777 | 44921 | 55833 | 67235 | 78298 | 88095 | 96099 | 102073 | 106035 | 108591 | 109982 | 110731 | 110301 | 109455 | 108506 | 107379 | 106092 | 104582 | 102805 | 100889 | 98718 | 96234 | 622 | 1069 | 1713 | 2683 | 4092 | 6202 | 9258 | 13655 | 19867 | 25147 | 31593 | 39268 | 47985 | 57490 | 66803 | 76039 | 84649 | 92251 | 98535 | 103499 | 107308 | 109932 | 110239 | 109369 | 108201 | 106631 | 104699 | 103095 | 101400 | 99536 | 622 | 1528 | 3035 | 5511 | 9551 | 16066 | 22013 | 29813 | 39211 | 50052 | 61702 | 73242 | 83947 | 92932 | 99712 | 104388 | 107278 | 108897 | 109338 | 108144 | 106673 | 104941 | 102836 | 100248 | 97183 | 93609 | 89478 | 84739 | 79340 | 73177 | 622 | 2041 | 3192 | 4780 | 6888 | 9902 | 13782 | 18648 | 24894 | 32879 | 40936 | 48562 | 55968 | 63213 | 70222 | 76899 | 83298 | 89406 | 95323 | 100816 | 105830 | 110306 | 114118 | 117408 | 120079 | 122341 | 124278 | 126129 | 127946 | 128791
GSP | CARRINGTON - FIDDLERS FERRY | 2159 | 2349 | 2964 | 4038 | 5727 | 8371 | 12273 | 17895 | 25844 | 31868 | 38923 | 47373 | 57005 | 67762 | 79230 | 92966 | 107316 | 121876 | 135978 | 150037 | 162898 | 173938 | 183593 | 191662 | 198240 | 200103 | 202044 | 203964 | 206111 | 208282 | 2159 | 3209 | 5640 | 9979 | 17174 | 28839 | 38977 | 51501 | 66275 | 82944 | 102849 | 123616 | 143781 | 161627 | 176212 | 187093 | 194304 | 198958 | 201479 | 202844 | 202056 | 200521 | 198783 | 196720 | 194381 | 191621 | 188396 | 184903 | 180939 | 176424 | 2159 | 2732 | 3857 | 5630 | 8240 | 12147 | 17788 | 25913 | 37329 | 46931 | 58675 | 72637 | 88518 | 105823 | 122789 | 139621 | 155303 | 169167 | 180610 | 189661 | 196591 | 201378 | 201951 | 200364 | 198228 | 195376 | 191845 | 188914 | 185836 | 182434 | 2159 | 3498 | 6227 | 10831 | 18315 | 30336 | 41168 | 55388 | 72523 | 92265 | 113514 | 134540 | 154052 | 170431 | 182764 | 191296 | 196540 | 199506 | 200310 | 198116 | 195448 | 192290 | 188460 | 183753 | 178158 | 171649 | 164129 | 155494 | 145654 | 134421 | 2159 | 3964 | 6048 | 8931 | 12757 | 18231 | 25280 | 34116 | 45458 | 59955 | 74586 | 88395 | 101805 | 114942 | 127624 | 139725 | 151376 | 162541 | 173419 | 183568 | 192842 | 201122 | 208259 | 214328 | 219268 | 223472 | 227088 | 230448 | 233756 | 235259
GSP | CELLARHEAD | 767 | 967 | 1327 | 1896 | 2790 | 4171 | 6220 | 9187 | 13393 | 16630 | 20415 | 24944 | 30098 | 35863 | 42007 | 49371 | 57046 | 64840 | 72395 | 79922 | 86800 | 92721 | 97879 | 102203 | 105724 | 106725 | 107763 | 108789 | 109942 | 111105 | 767 | 1474 | 2758 | 5052 | 8848 | 15028 | 20455 | 27157 | 35066 | 43980 | 54642 | 65758 | 76552 | 86103 | 93917 | 99739 | 103607 | 106098 | 107455 | 108191 | 107776 | 106945 | 106016 | 104910 | 103661 | 102181 | 100456 | 98584 | 96470 | 94040 | 767 | 1164 | 1788 | 2734 | 4113 | 6178 | 9178 | 13483 | 19554 | 24703 | 30988 | 38471 | 46974 | 56251 | 65329 | 74348 | 82743 | 90159 | 96281 | 101131 | 104845 | 107407 | 107711 | 106857 | 105727 | 104191 | 102309 | 100738 | 99084 | 97261 | 767 | 1601 | 3067 | 5493 | 9458 | 15840 | 21639 | 29249 | 38422 | 48991 | 60362 | 71619 | 82065 | 90836 | 97442 | 102004 | 104815 | 106400 | 106834 | 105667 | 104236 | 102536 | 100489 | 97972 | 94970 | 91492 | 87457 | 82841 | 77571 | 71561 | 767 | 1983 | 3087 | 4603 | 6614 | 9490 | 13197 | 17828 | 23785 | 31411 | 39086 | 46350 | 53384 | 60278 | 66927 | 73272 | 79379 | 85240 | 90966 | 96296 | 101175 | 105537 | 109292 | 112487 | 115081 | 117300 | 119211 | 120978 | 122703 | 123487
GSP | CONNAHS QUAY - PENTIR - ST ASAPH | 772 | 1502 | 2363 | 3667 | 5638 | 8720 | 13272 | 19895 | 29305 | 36702 | 45311 | 55615 | 67354 | 80442 | 94412 | 111111 | 128575 | 146278 | 163415 | 180531 | 196175 | 209621 | 221347 | 231160 | 239151 | 241415 | 243776 | 246106 | 248744 | 251375 | 772 | 2730 | 5637 | 10751 | 19254 | 33128 | 45453 | 60673 | 78628 | 98885 | 123079 | 148329 | 172841 | 194529 | 212287 | 225531 | 234328 | 239998 | 243075 | 244747 | 243797 | 241923 | 239803 | 237310 | 234473 | 231109 | 227180 | 222933 | 218118 | 212616 | 772 | 1796 | 3438 | 5581 | 8691 | 13328 | 20070 | 29768 | 43468 | 55183 | 69494 | 86488 | 105812 | 126867 | 147523 | 167988 | 187062 | 203929 | 217837 | 228843 | 237278 | 243094 | 243784 | 241849 | 239256 | 235783 | 231505 | 227944 | 224190 | 220047 | 772 | 2947 | 6286 | 11732 | 20625 | 34956 | 48146 | 65440 | 86265 | 110266 | 136109 | 161662 | 185378 | 205311 | 220311 | 230690 | 237082 | 240687 | 241668 | 239007 | 235778 | 231911 | 227260 | 221532 | 214725 | 206824 | 197647 | 187155 | 175192 | 161524 | 772 | 4127 | 6846 | 10288 | 14875 | 21406 | 29825 | 40362 | 53904 | 71239 | 88723 | 105258 | 121321 | 137071 | 152293 | 166798 | 180730 | 194036 | 206980 | 218992 | 229946 | 239732 | 248123 | 255324 | 261148 | 266114 | 270370 | 274383 | 278336 | 280162
GSP | FRODSHAM - INCE | 249 | 351 | 509 | 750 | 1126 | 1705 | 2563 | 3802 | 5571 | 6943 | 8547 | 10460 | 12639 | 15074 | 17672 | 20782 | 24032 | 27324 | 30515 | 33696 | 36604 | 39106 | 41291 | 43116 | 44601 | 45026 | 45464 | 45901 | 46387 | 46879 | 249 | 573 | 1115 | 2081 | 3673 | 6273 | 8569 | 11393 | 14737 | 18509 | 23006 | 27710 | 32268 | 36305 | 39609 | 42069 | 43703 | 44760 | 45331 | 45645 | 45465 | 45119 | 44724 | 44261 | 43729 | 43108 | 42374 | 41587 | 40690 | 39667 | 249 | 431 | 699 | 1096 | 1681 | 2550 | 3808 | 5623 | 8176 | 10357 | 13019 | 16178 | 19775 | 23693 | 27538 | 31341 | 34892 | 38025 | 40615 | 42660 | 44232 | 45319 | 45444 | 45080 | 44606 | 43955 | 43159 | 42494 | 41797 | 41028 | 249 | 622 | 1242 | 2262 | 3927 | 6615 | 9067 | 12283 | 16159 | 20626 | 25429 | 30187 | 34602 | 38304 | 41101 | 43032 | 44219 | 44890 | 45070 | 44576 | 43973 | 43258 | 42388 | 41325 | 40057 | 38586 | 36882 | 34930 | 32703 | 30161 | 249 | 850 | 1328 | 1999 | 2872 | 4132 | 5755 | 7779 | 10389 | 13725 | 17082 | 20253 | 23337 | 26358 | 29269 | 32045 | 34714 | 37276 | 39771 | 42103 | 44225 | 46126 | 47763 | 49153 | 50284 | 51249 | 52076 | 52847 | 53602 | 53941
GSP | KIRKBY | 1091 | 1562 | 2247 | 3315 | 4967 | 7526 | 11324 | 16828 | 24637 | 30698 | 37783 | 46247 | 55898 | 66665 | 78154 | 91907 | 106266 | 120831 | 134951 | 149018 | 161883 | 172945 | 182600 | 190677 | 197249 | 199124 | 201065 | 202986 | 205140 | 207307 | 1091 | 2531 | 4934 | 9191 | 16246 | 27740 | 37876 | 50404 | 65185 | 81852 | 101762 | 122544 | 142716 | 160573 | 175177 | 186057 | 193293 | 197962 | 200490 | 201861 | 201076 | 199537 | 197793 | 195741 | 193404 | 190642 | 187405 | 183914 | 179953 | 175428 | 1091 | 1918 | 3092 | 4858 | 7429 | 11269 | 16847 | 24863 | 36177 | 45809 | 57577 | 71557 | 87453 | 104782 | 121765 | 138606 | 154303 | 168173 | 179619 | 188687 | 195626 | 200408 | 200972 | 199382 | 197255 | 194392 | 190870 | 187935 | 184852 | 181442 | 1091 | 2753 | 5496 | 10011 | 17385 | 29253 | 40091 | 54318 | 71462 | 91210 | 112470 | 133514 | 153023 | 169422 | 181763 | 190301 | 195564 | 198523 | 199335 | 197141 | 194476 | 191311 | 187481 | 182766 | 177169 | 170653 | 163117 | 154478 | 144627 | 133393 | 1091 | 3949 | 6069 | 8995 | 12886 | 18437 | 25596 | 34582 | 46089 | 60811 | 75679 | 89720 | 103372 | 116728 | 129653 | 141961 | 153748 | 164989 | 175869 | 185960 | 195155 | 203381 | 210360 | 216407 | 221317 | 225440 | 228994 | 232381 | 235711 | 237229
GSP | LEGACY | 807 | 1231 | 1817 | 2710 | 4091 | 6243 | 9405 | 14004 | 20541 | 25620 | 31564 | 38677 | 46755 | 55784 | 65427 | 76948 | 88990 | 101200 | 113043 | 124846 | 135630 | 144900 | 152989 | 159767 | 165282 | 166848 | 168471 | 170082 | 171889 | 173712 | 807 | 2067 | 4076 | 7625 | 13535 | 23160 | 31652 | 42163 | 54551 | 68524 | 85217 | 102645 | 119547 | 134514 | 146774 | 155897 | 161968 | 165877 | 167995 | 169144 | 168481 | 167201 | 165741 | 164023 | 162065 | 159743 | 157022 | 154109 | 150769 | 146982 | 807 | 1530 | 2525 | 4004 | 6156 | 9369 | 14034 | 20742 | 30227 | 38303 | 48163 | 59893 | 73218 | 87748 | 101982 | 116119 | 129279 | 140894 | 150493 | 158108 | 163919 | 167932 | 168400 | 167071 | 165288 | 162890 | 159941 | 157475 | 154883 | 152032 | 807 | 2236 | 4542 | 8317 | 14482 | 24421 | 33515 | 45439 | 59804 | 76376 | 94200 | 111834 | 128194 | 141950 | 152296 | 159445 | 163864 | 166353 | 167027 | 165195 | 162956 | 160290 | 157084 | 153130 | 148439 | 142970 | 136656 | 129428 | 121157 | 111729 | 807 | 3115 | 4890 | 7306 | 10516 | 15101 | 21014 | 28385 | 37900 | 50062 | 62306 | 73909 | 85161 | 96191 | 106863 | 117020 | 126763 | 136063 | 145099 | 153485 | 161124 | 167948 | 173781 | 178807 | 182865 | 186342 | 189309 | 192120 | 194861 | 196138
GSP | LISTER DRIVE | 429 | 462 | 588 | 806 | 1145 | 1677 | 2456 | 3586 | 5180 | 6392 | 7809 | 9509 | 11439 | 13599 | 15906 | 18672 | 21548 | 24479 | 27311 | 30134 | 32716 | 34939 | 36876 | 38501 | 39815 | 40188 | 40578 | 40963 | 41395 | 41833 | 429 | 642 | 1132 | 2001 | 3444 | 5796 | 7821 | 10343 | 13304 | 16657 | 20656 | 24830 | 28879 | 32469 | 35399 | 37585 | 39029 | 39964 | 40470 | 40743 | 40586 | 40274 | 39929 | 39512 | 39047 | 38492 | 37849 | 37153 | 36346 | 35442 | 429 | 541 | 772 | 1125 | 1651 | 2433 | 3569 | 5196 | 7494 | 9428 | 11778 | 14586 | 17774 | 21256 | 24668 | 28042 | 31198 | 33987 | 36275 | 38094 | 39490 | 40449 | 40563 | 40242 | 39823 | 39245 | 38536 | 37945 | 37329 | 36645 | 429 | 693 | 1248 | 2172 | 3667 | 6085 | 8265 | 11114 | 14562 | 18523 | 22794 | 27022 | 30943 | 34234 | 36712 | 38423 | 39480 | 40072 | 40230 | 39793 | 39265 | 38618 | 37854 | 36912 | 35787 | 34473 | 32963 | 31235 | 29259 | 26999 | 429 | 890 | 1315 | 1897 | 2679 | 3792 | 5228 | 7019 | 9330 | 12290 | 15260 | 18070 | 20801 | 23481 | 26067 | 28520 | 30871 | 33096 | 35258 | 37251 | 39059 | 40685 | 42056 | 43256 | 44230 | 45056 | 45767 | 46452 | 47136 | 47453
GSP | RAINHILL | 753 | 1214 | 1822 | 2749 | 4180 | 6396 | 9685 | 14451 | 21218 | 26500 | 32678 | 40045 | 48446 | 57823 | 67827 | 79795 | 92300 | 104979 | 117268 | 129515 | 140714 | 150347 | 158748 | 165777 | 171499 | 173125 | 174822 | 176487 | 178362 | 180253 | 753 | 2086 | 4164 | 7853 | 13972 | 23941 | 32764 | 43668 | 56528 | 71041 | 88375 | 106466 | 124017 | 139563 | 152278 | 161751 | 168054 | 172109 | 174316 | 175511 | 174834 | 173496 | 171976 | 170186 | 168153 | 165752 | 162932 | 159895 | 156445 | 152502 | 753 | 1518 | 2551 | 4089 | 6317 | 9653 | 14484 | 21444 | 31275 | 39666 | 49905 | 62079 | 75923 | 91009 | 105791 | 120456 | 134117 | 146195 | 156162 | 164046 | 170086 | 174248 | 174743 | 173358 | 171504 | 169022 | 165948 | 163400 | 160714 | 157748 | 753 | 2260 | 4646 | 8559 | 14956 | 25253 | 34693 | 47078 | 62008 | 79188 | 97701 | 116015 | 133002 | 147271 | 158016 | 165451 | 170031 | 172605 | 173306 | 171403 | 169085 | 166323 | 162991 | 158895 | 154015 | 148340 | 141784 | 134269 | 125688 | 115915 | 753 | 3254 | 5099 | 7659 | 11040 | 15881 | 22117 | 29936 | 39962 | 52780 | 65731 | 77952 | 89844 | 101473 | 112703 | 123403 | 133682 | 143527 | 153103 | 162014 | 170150 | 177413 | 183636 | 188958 | 193282 | 196948 | 200098 | 203041 | 205929 | 207226
GSP | SWANSEA NORTH | 105 | 163 | 238 | 356 | 539 | 817 | 1232 | 1833 | 2684 | 3342 | 4119 | 5051 | 6112 | 7287 | 8545 | 10050 | 11622 | 13213 | 14759 | 16301 | 17710 | 18923 | 19977 | 20865 | 21582 | 21786 | 21997 | 22207 | 22444 | 22683 | 105 | 267 | 529 | 993 | 1765 | 3021 | 4128 | 5501 | 7119 | 8946 | 11120 | 13403 | 15607 | 17559 | 19160 | 20353 | 21143 | 21657 | 21932 | 22081 | 21996 | 21826 | 21636 | 21410 | 21155 | 20852 | 20499 | 20118 | 19684 | 19187 | 105 | 199 | 330 | 520 | 804 | 1223 | 1834 | 2707 | 3946 | 4998 | 6285 | 7818 | 9556 | 11455 | 13312 | 15157 | 16877 | 18395 | 19649 | 20640 | 21399 | 21923 | 21984 | 21810 | 21576 | 21261 | 20880 | 20559 | 20222 | 19850 | 105 | 293 | 591 | 1086 | 1892 | 3187 | 4375 | 5936 | 7808 | 9970 | 12295 | 14601 | 16737 | 18532 | 19882 | 20817 | 21397 | 21720 | 21806 | 21566 | 21276 | 20928 | 20510 | 19988 | 19383 | 18670 | 17843 | 16894 | 15816 | 14589 | 105 | 390 | 614 | 919 | 1320 | 1897 | 2634 | 3558 | 4748 | 6280 | 7815 | 9277 | 10700 | 12101 | 13462 | 14753 | 15984 | 17143 | 18251 | 19266 | 20180 | 21006 | 21690 | 22303 | 22794 | 23208 | 23561 | 23918 | 24265 | 24434
GSP | TRAWSFYNYDD | 161 | 286 | 442 | 680 | 1038 | 1605 | 2432 | 3640 | 5362 | 6700 | 8277 | 10152 | 12283 | 14674 | 17216 | 20258 | 23433 | 26664 | 29791 | 32910 | 35754 | 38205 | 40345 | 42133 | 43585 | 43995 | 44434 | 44854 | 45333 | 45810 | 161 | 508 | 1038 | 1973 | 3523 | 6061 | 8303 | 11075 | 14342 | 18033 | 22446 | 27037 | 31512 | 35462 | 38691 | 41099 | 42710 | 43743 | 44299 | 44605 | 44433 | 44086 | 43706 | 43250 | 42732 | 42125 | 41405 | 40631 | 39754 | 38757 | 161 | 367 | 627 | 1017 | 1584 | 2433 | 3661 | 5426 | 7924 | 10053 | 12665 | 15756 | 19275 | 23116 | 26873 | 30604 | 34080 | 37149 | 39684 | 41698 | 43224 | 44281 | 44412 | 44056 | 43591 | 42958 | 42179 | 41524 | 40841 | 40091 | 161 | 553 | 1158 | 2153 | 3782 | 6389 | 8787 | 11942 | 15732 | 20105 | 24811 | 29467 | 33798 | 37424 | 40156 | 42044 | 43219 | 43862 | 44040 | 43560 | 42972 | 42262 | 41421 | 40381 | 39137 | 37699 | 36027 | 34111 | 31932 | 29447 | 161 | 785 | 1227 | 1823 | 2617 | 3752 | 5210 | 7024 | 9375 | 12391 | 15419 | 18295 | 21108 | 23861 | 26536 | 29088 | 31518 | 33801 | 36002 | 38020 | 39844 | 41488 | 42860 | 44080 | 45056 | 45895 | 46609 | 47306 | 48006 | 48352
GSP | WYLFA | 165 | 296 | 459 | 705 | 1077 | 1658 | 2515 | 3770 | 5545 | 6944 | 8564 | 10504 | 12715 | 15173 | 17806 | 20957 | 24249 | 27585 | 30816 | 34041 | 36987 | 39514 | 41728 | 43575 | 45085 | 45511 | 45953 | 46399 | 46892 | 47385 | 165 | 529 | 1074 | 2045 | 3651 | 6268 | 8589 | 11456 | 14835 | 18654 | 23217 | 27974 | 32590 | 36680 | 40019 | 42517 | 44182 | 45251 | 45823 | 46134 | 45963 | 45605 | 45212 | 44739 | 44205 | 43577 | 42830 | 42026 | 41125 | 40094 | 165 | 375 | 654 | 1053 | 1638 | 2513 | 3782 | 5609 | 8187 | 10404 | 13099 | 16301 | 19947 | 23911 | 27799 | 31655 | 35245 | 38427 | 41044 | 43125 | 44711 | 45806 | 45935 | 45573 | 45079 | 44430 | 43628 | 42948 | 42243 | 41462 | 165 | 574 | 1201 | 2226 | 3907 | 6612 | 9094 | 12353 | 16274 | 20795 | 25669 | 30484 | 34954 | 38710 | 41537 | 43495 | 44703 | 45374 | 45558 | 45060 | 44450 | 43720 | 42839 | 41763 | 40484 | 38991 | 37267 | 35291 | 33024 | 30450 | 165 | 848 | 1329 | 1982 | 2860 | 4100 | 5710 | 7709 | 10298 | 13604 | 16932 | 20076 | 23134 | 26129 | 29020 | 31772 | 34428 | 36957 | 39436 | 41734 | 43833 | 45712 | 47336 | 48716 | 49830 | 50794 | 51610 | 52371 | 53113 | 53453

## Heat pumps
Return to Contents | Heat pumps | FS | FS | FS | FS | FS | FS | FS | FS | FS | FS | FS | FS | FS | FS | FS | FS | FS | FS | FS | FS | FS | FS | FS | FS | FS | FS | FS | FS | FS | FS | CT | CT | CT | CT | CT | CT | CT | CT | CT | CT | CT | CT | CT | CT | CT | CT | CT | CT | CT | CT | CT | CT | CT | CT | CT | CT | CT | CT | CT | CT | ST | ST | ST | ST | ST | ST | ST | ST | ST | ST | ST | ST | ST | ST | ST | ST | ST | ST | ST | ST | ST | ST | ST | ST | ST | ST | ST | ST | ST | ST | LW | LW | LW | LW | LW | LW | LW | LW | LW | LW | LW | LW | LW | LW | LW | LW | LW | LW | LW | LW | LW | LW | LW | LW | LW | LW | LW | LW | LW | LW | BV | BV | BV | BV | BV | BV | BV | BV | BV | BV | BV | BV | BV | BV | BV | BV | BV | BV | BV | BV | BV | BV | BV | BV | BV | BV | BV | BV | BV | BV
|  | 2021 | 2022 | 2023 | 2024 | 2025 | 2026 | 2027 | 2028 | 2029 | 2030 | 2031 | 2032 | 2033 | 2034 | 2035 | 2036 | 2037 | 2038 | 2039 | 2040 | 2041 | 2042 | 2043 | 2044 | 2045 | 2046 | 2047 | 2048 | 2049 | 2050 | 2021 | 2022 | 2023 | 2024 | 2025 | 2026 | 2027 | 2028 | 2029 | 2030 | 2031 | 2032 | 2033 | 2034 | 2035 | 2036 | 2037 | 2038 | 2039 | 2040 | 2041 | 2042 | 2043 | 2044 | 2045 | 2046 | 2047 | 2048 | 2049 | 2050 | 2021 | 2022 | 2023 | 2024 | 2025 | 2026 | 2027 | 2028 | 2029 | 2030 | 2031 | 2032 | 2033 | 2034 | 2035 | 2036 | 2037 | 2038 | 2039 | 2040 | 2041 | 2042 | 2043 | 2044 | 2045 | 2046 | 2047 | 2048 | 2049 | 2050 | 2021 | 2022 | 2023 | 2024 | 2025 | 2026 | 2027 | 2028 | 2029 | 2030 | 2031 | 2032 | 2033 | 2034 | 2035 | 2036 | 2037 | 2038 | 2039 | 2040 | 2041 | 2042 | 2043 | 2044 | 2045 | 2046 | 2047 | 2048 | 2049 | 2050 | 2021 | 2022 | 2023 | 2024 | 2025 | 2026 | 2027 | 2028 | 2029 | 2030 | 2031 | 2032 | 2033 | 2034 | 2035 | 2036 | 2037 | 2038 | 2039 | 2040 | 2041 | 2042 | 2043 | 2044 | 2045 | 2046 | 2047 | 2048 | 2049 | 2050
PSS | ABERDYFI T1 | 3 | 5 | 6 | 7 | 8 | 14 | 19 | 24 | 30 | 37 | 48 | 59 | 71 | 84 | 99 | 126 | 157 | 191 | 229 | 272 | 304 | 340 | 380 | 420 | 464 | 501 | 540 | 583 | 625 | 668 | 3 | 29 | 77 | 136 | 192 | 233 | 301 | 364 | 419 | 470 | 524 | 572 | 677 | 766 | 842 | 916 | 1006 | 1081 | 1226 | 1344 | 1436 | 1540 | 1646 | 1753 | 2028 | 2000 | 2026 | 2051 | 2090 | 2124 | 3 | 13 | 19 | 26 | 33 | 42 | 55 | 71 | 88 | 108 | 129 | 142 | 158 | 177 | 200 | 213 | 262 | 314 | 365 | 416 | 465 | 521 | 580 | 641 | 700 | 755 | 810 | 862 | 915 | 967 | 3 | 37 | 72 | 113 | 160 | 218 | 308 | 417 | 525 | 638 | 756 | 874 | 990 | 1106 | 1220 | 1323 | 1434 | 1544 | 1652 | 1755 | 1863 | 1940 | 2009 | 2067 | 2124 | 2196 | 2241 | 2276 | 2309 | 2339 | 3 | 37 | 72 | 101 | 128 | 156 | 196 | 234 | 280 | 329 | 384 | 441 | 529 | 619 | 709 | 789 | 896 | 1000 | 1128 | 1235 | 1336 | 1440 | 1533 | 1610 | 1795 | 1822 | 1902 | 1984 | 2063 | 2140
PSS | ABERGELE T1 / PENSARN T1 | 8 | 132 | 155 | 177 | 199 | 322 | 424 | 537 | 649 | 764 | 899 | 1031 | 1160 | 1288 | 1418 | 1656 | 1911 | 2188 | 2481 | 2816 | 3122 | 3452 | 3796 | 4142 | 4507 | 4820 | 5176 | 5550 | 5945 | 6360 | 8 | 102 | 239 | 368 | 502 | 678 | 964 | 1226 | 1470 | 1697 | 1948 | 2202 | 2631 | 3003 | 3368 | 3693 | 4208 | 4638 | 5181 | 5478 | 5803 | 6119 | 6393 | 6610 | 6319 | 6360 | 6567 | 6687 | 6783 | 6977 | 8 | 148 | 274 | 402 | 527 | 653 | 780 | 909 | 1037 | 1164 | 1310 | 1464 | 1625 | 1793 | 1976 | 2130 | 2458 | 2798 | 3142 | 3510 | 3872 | 4176 | 4495 | 4839 | 5202 | 5621 | 6008 | 6405 | 6800 | 7200 | 8 | 198 | 355 | 538 | 745 | 977 | 1273 | 1593 | 1936 | 2281 | 2641 | 2987 | 3329 | 3666 | 4002 | 4454 | 4778 | 5095 | 5395 | 5699 | 6021 | 6293 | 6530 | 6722 | 6844 | 6964 | 7079 | 7209 | 7350 | 7504 | 8 | 298 | 480 | 665 | 854 | 1047 | 1289 | 1522 | 1813 | 2130 | 2482 | 2872 | 3337 | 3852 | 4388 | 4866 | 5545 | 6216 | 6817 | 7234 | 7738 | 8175 | 8577 | 8884 | 8747 | 8972 | 9448 | 9861 | 10256 | 10695
PSS | ABERSOCH T1 | 13 | 136 | 161 | 184 | 205 | 322 | 422 | 526 | 630 | 740 | 861 | 982 | 1104 | 1224 | 1341 | 1558 | 1791 | 2042 | 2306 | 2604 | 2899 | 3214 | 3546 | 3886 | 4244 | 4554 | 4902 | 5270 | 5650 | 6049 | 13 | 61 | 132 | 198 | 291 | 365 | 476 | 580 | 653 | 723 | 791 | 879 | 960 | 1050 | 1164 | 1270 | 1435 | 1575 | 1772 | 1938 | 2129 | 2314 | 2513 | 2660 | 2699 | 2766 | 2904 | 2999 | 3067 | 3220 | 13 | 142 | 268 | 390 | 509 | 631 | 764 | 896 | 1028 | 1164 | 1301 | 1426 | 1555 | 1685 | 1817 | 1935 | 2105 | 2277 | 2448 | 2631 | 2793 | 2874 | 2959 | 3061 | 3177 | 3352 | 3482 | 3625 | 3771 | 3922 | 13 | 166 | 292 | 434 | 594 | 767 | 984 | 1226 | 1473 | 1732 | 1999 | 2265 | 2530 | 2789 | 3043 | 3259 | 3521 | 3783 | 4043 | 4317 | 4597 | 4832 | 5054 | 5261 | 5398 | 5526 | 5629 | 5728 | 5844 | 5968 | 13 | 283 | 383 | 474 | 574 | 675 | 794 | 909 | 1049 | 1207 | 1372 | 1550 | 1709 | 1908 | 2125 | 2325 | 2607 | 2903 | 3155 | 3391 | 3630 | 3824 | 4059 | 4237 | 4184 | 4199 | 4378 | 4558 | 4718 | 4927
PSS | ABERYSTWYTH T1 / NORTH RD T1 / PARC-Y-LLYN T1 / PARC-Y-LLYN T2 / U C WALES T1 | 18 | 33 | 40 | 46 | 51 | 89 | 120 | 155 | 195 | 240 | 313 | 389 | 469 | 555 | 648 | 815 | 1142 | 1512 | 1918 | 2218 | 2449 | 2708 | 2982 | 3271 | 3575 | 3831 | 4111 | 4399 | 4696 | 5000 | 18 | 146 | 381 | 745 | 1088 | 1320 | 1712 | 2067 | 2380 | 2668 | 2985 | 3260 | 3853 | 4375 | 4821 | 5248 | 5905 | 6449 | 7422 | 8133 | 8694 | 9310 | 9935 | 10555 | 12140 | 12001 | 12171 | 12332 | 12568 | 12789 | 18 | 79 | 117 | 159 | 204 | 266 | 353 | 454 | 569 | 700 | 840 | 929 | 1034 | 1158 | 1309 | 1398 | 1837 | 2286 | 2732 | 3067 | 3382 | 3746 | 4125 | 4509 | 4895 | 5246 | 5602 | 5946 | 6287 | 6626 | 18 | 226 | 441 | 694 | 980 | 1338 | 1902 | 2583 | 3268 | 3991 | 4745 | 5494 | 6237 | 6974 | 7705 | 8343 | 9179 | 10009 | 10821 | 11500 | 12197 | 12711 | 13156 | 13544 | 13914 | 14385 | 14672 | 14898 | 15122 | 15317 | 18 | 166 | 371 | 542 | 701 | 866 | 1102 | 1326 | 1591 | 1878 | 2200 | 2546 | 3060 | 3608 | 4147 | 4626 | 5434 | 6216 | 7159 | 7823 | 8450 | 9083 | 9651 | 10115 | 11161 | 11341 | 11860 | 12367 | 12877 | 13362
PSS | ACER AVE T1 | 6 | 12 | 12 | 12 | 12 | 21 | 29 | 38 | 48 | 60 | 83 | 104 | 126 | 150 | 176 | 224 | 279 | 343 | 417 | 499 | 543 | 592 | 641 | 689 | 738 | 779 | 827 | 876 | 928 | 983 | 6 | 70 | 257 | 431 | 575 | 757 | 1075 | 1359 | 1619 | 1856 | 2119 | 2349 | 2859 | 3271 | 3619 | 3956 | 4392 | 4748 | 5284 | 5713 | 6067 | 6499 | 6912 | 7378 | 8376 | 8160 | 8230 | 8285 | 8395 | 8487 | 6 | 37 | 45 | 54 | 63 | 73 | 84 | 96 | 110 | 127 | 154 | 188 | 229 | 278 | 341 | 380 | 553 | 734 | 919 | 1108 | 1305 | 1544 | 1796 | 2048 | 2300 | 2533 | 2784 | 3024 | 3263 | 3500 | 6 | 106 | 190 | 291 | 406 | 553 | 776 | 1016 | 1247 | 1476 | 1711 | 1937 | 2161 | 2383 | 2603 | 2972 | 3175 | 3360 | 3523 | 3662 | 3814 | 3928 | 4016 | 4071 | 4126 | 4217 | 4282 | 4349 | 4411 | 4467 | 6 | 70 | 203 | 341 | 465 | 593 | 786 | 960 | 1167 | 1386 | 1637 | 1899 | 2312 | 2726 | 3124 | 3479 | 3961 | 4421 | 4896 | 5281 | 5667 | 6102 | 6459 | 6783 | 7548 | 7663 | 7998 | 8305 | 8615 | 8903
PSS | ACORNFIELD RD T1 / DICKINSONS T1 / HAMMOND RD T1 / KODAK T1 | 0 | 0 | 0 | 0 | 0 | 0 | 0 | 0 | 0 | 0 | 0 | 0 | 0 | 0 | 0 | 0 | 0 | 0 | 1 | 3 | 3 | 3 | 3 | 3 | 3 | 3 | 3 | 4 | 4 | 4 | 0 | 4 | 7 | 9 | 11 | 14 | 19 | 24 | 28 | 31 | 36 | 40 | 48 | 55 | 62 | 67 | 75 | 82 | 91 | 98 | 105 | 112 | 119 | 127 | 144 | 139 | 141 | 142 | 144 | 146 | 0 | 1 | 1 | 1 | 1 | 1 | 1 | 1 | 1 | 1 | 1 | 2 | 3 | 4 | 5 | 5 | 8 | 10 | 13 | 16 | 20 | 24 | 29 | 33 | 37 | 42 | 46 | 51 | 56 | 60 | 0 | 1 | 2 | 4 | 6 | 9 | 13 | 17 | 21 | 25 | 29 | 33 | 37 | 41 | 45 | 51 | 54 | 57 | 59 | 62 | 65 | 67 | 69 | 69 | 70 | 72 | 74 | 75 | 76 | 76 | 0 | 4 | 6 | 8 | 10 | 12 | 15 | 18 | 21 | 25 | 29 | 33 | 40 | 48 | 55 | 61 | 70 | 79 | 86 | 92 | 98 | 105 | 112 | 118 | 130 | 133 | 140 | 145 | 151 | 155
PSS | ACTON T1 | 3 | 9 | 12 | 15 | 17 | 34 | 47 | 62 | 79 | 98 | 128 | 159 | 193 | 229 | 268 | 337 | 418 | 510 | 612 | 728 | 816 | 918 | 1024 | 1137 | 1256 | 1355 | 1465 | 1578 | 1695 | 1814 | 3 | 50 | 141 | 280 | 412 | 493 | 628 | 750 | 858 | 958 | 1069 | 1167 | 1373 | 1560 | 1721 | 1870 | 2072 | 2243 | 2581 | 2854 | 3069 | 3299 | 3522 | 3734 | 4324 | 4306 | 4383 | 4448 | 4538 | 4626 | 3 | 25 | 42 | 60 | 80 | 106 | 144 | 188 | 238 | 294 | 355 | 393 | 439 | 492 | 556 | 594 | 730 | 871 | 1012 | 1156 | 1291 | 1445 | 1604 | 1766 | 1930 | 2081 | 2234 | 2382 | 2529 | 2675 | 3 | 82 | 168 | 268 | 382 | 523 | 747 | 1021 | 1302 | 1602 | 1916 | 2228 | 2537 | 2843 | 3148 | 3397 | 3697 | 3994 | 4289 | 4581 | 4878 | 5098 | 5290 | 5454 | 5613 | 5809 | 5931 | 6025 | 6120 | 6202 | 3 | 69 | 146 | 210 | 268 | 329 | 414 | 496 | 594 | 700 | 819 | 952 | 1140 | 1347 | 1555 | 1735 | 1989 | 2234 | 2551 | 2814 | 3077 | 3329 | 3549 | 3728 | 4121 | 4217 | 4431 | 4634 | 4838 | 5036
PSS | AIGBURTH VALE T1 / IVY AVE T1 / MATHER AVE T1 / MOSSLEY HILL T1 / WAVERTREE T1 | 0 | 28 | 33 | 37 | 42 | 66 | 86 | 107 | 129 | 152 | 176 | 200 | 224 | 248 | 268 | 307 | 348 | 392 | 438 | 492 | 547 | 607 | 669 | 733 | 799 | 857 | 923 | 992 | 1065 | 1140 | 0 | 7 | 9 | 12 | 20 | 29 | 45 | 59 | 73 | 86 | 98 | 114 | 128 | 141 | 156 | 174 | 196 | 213 | 232 | 248 | 275 | 302 | 336 | 363 | 346 | 350 | 372 | 386 | 394 | 420 | 0 | 28 | 52 | 76 | 100 | 124 | 148 | 172 | 196 | 220 | 244 | 268 | 292 | 316 | 336 | 356 | 376 | 396 | 416 | 440 | 461 | 461 | 461 | 464 | 471 | 492 | 503 | 517 | 532 | 548 | 0 | 28 | 46 | 66 | 90 | 114 | 138 | 162 | 186 | 210 | 234 | 258 | 282 | 306 | 326 | 347 | 369 | 391 | 413 | 439 | 466 | 492 | 519 | 546 | 558 | 563 | 571 | 583 | 597 | 615 | 0 | 52 | 66 | 80 | 98 | 114 | 134 | 152 | 178 | 207 | 237 | 267 | 293 | 324 | 354 | 384 | 424 | 467 | 494 | 523 | 550 | 574 | 608 | 636 | 608 | 597 | 615 | 635 | 650 | 675
PSS | AINSDALE T1 / PINFOLD LA T1 | 1 | 52 | 61 | 69 | 78 | 129 | 172 | 219 | 268 | 316 | 373 | 428 | 484 | 541 | 600 | 708 | 826 | 949 | 1084 | 1240 | 1375 | 1520 | 1672 | 1825 | 1984 | 2122 | 2278 | 2442 | 2614 | 2796 | 1 | 27 | 122 | 211 | 295 | 404 | 584 | 747 | 899 | 1040 | 1196 | 1347 | 1627 | 1867 | 2093 | 2296 | 2607 | 2865 | 3206 | 3489 | 3752 | 4049 | 4200 | 4325 | 4100 | 4095 | 4202 | 4264 | 4322 | 4421 | 1 | 63 | 113 | 164 | 216 | 269 | 322 | 377 | 433 | 487 | 550 | 619 | 694 | 776 | 868 | 941 | 1125 | 1313 | 1505 | 1710 | 1914 | 2104 | 2304 | 2515 | 2734 | 2972 | 3202 | 3434 | 3664 | 3894 | 1 | 98 | 179 | 273 | 381 | 506 | 675 | 859 | 1055 | 1250 | 1452 | 1646 | 1839 | 2031 | 2223 | 2494 | 2677 | 2851 | 3016 | 3179 | 3353 | 3495 | 3618 | 3711 | 3777 | 3848 | 3912 | 3981 | 4056 | 4135 | 1 | 108 | 210 | 314 | 419 | 525 | 665 | 798 | 960 | 1135 | 1329 | 1545 | 1825 | 2128 | 2440 | 2717 | 3110 | 3490 | 3848 | 4157 | 4498 | 4827 | 5047 | 5211 | 5125 | 5266 | 5550 | 5791 | 6029 | 6280
PSS | AINTREE LOCAL T1 / OLD ROAN T1 / WANGO LA T1 | 0 | 0 | 0 | 0 | 0 | 0 | 0 | 0 | 0 | 0 | 0 | 0 | 0 | 0 | 0 | 0 | 0 | 0 | 0 | 0 | 0 | 0 | 0 | 0 | 0 | 0 | 0 | 0 | 0 | 0 | 0 | 0 | 0 | 0 | 0 | 0 | 0 | 0 | 0 | 0 | 0 | 0 | 0 | 0 | 0 | 0 | 0 | 0 | 0 | 0 | 0 | 0 | 0 | 0 | 0 | 0 | 0 | 0 | 0 | 0 | 0 | 0 | 0 | 0 | 0 | 0 | 0 | 0 | 0 | 0 | 0 | 0 | 0 | 0 | 0 | 0 | 0 | 0 | 0 | 0 | 0 | 0 | 0 | 0 | 0 | 0 | 0 | 0 | 0 | 0 | 0 | 0 | 0 | 0 | 0 | 0 | 0 | 0 | 0 | 0 | 0 | 0 | 0 | 0 | 0 | 0 | 0 | 0 | 0 | 0 | 0 | 0 | 0 | 0 | 0 | 0 | 0 | 0 | 0 | 0 | 0 | 0 | 0 | 0 | 0 | 0 | 0 | 0 | 0 | 0 | 0 | 0 | 0 | 0 | 0 | 0 | 0 | 0 | 0 | 0 | 0 | 0 | 0 | 0 | 0 | 0 | 0 | 0 | 0 | 0
PSS | AIRBUS T1 / BROUGHTON RETAIL PARK T1 / MIXALLOY T1 | 2 | 20 | 23 | 26 | 29 | 48 | 63 | 81 | 98 | 117 | 140 | 162 | 186 | 210 | 234 | 279 | 326 | 381 | 435 | 497 | 549 | 605 | 662 | 719 | 779 | 832 | 890 | 953 | 1018 | 1086 | 2 | 16 | 86 | 150 | 206 | 279 | 402 | 511 | 612 | 703 | 804 | 895 | 1084 | 1235 | 1369 | 1502 | 1666 | 1799 | 1995 | 2153 | 2292 | 2458 | 2628 | 2811 | 2599 | 2546 | 2582 | 2607 | 2644 | 2689 | 2 | 29 | 47 | 66 | 85 | 104 | 123 | 143 | 163 | 184 | 208 | 234 | 263 | 294 | 330 | 358 | 428 | 500 | 569 | 644 | 719 | 795 | 874 | 954 | 1037 | 1123 | 1209 | 1293 | 1376 | 1459 | 2 | 53 | 94 | 142 | 197 | 264 | 358 | 456 | 548 | 639 | 733 | 823 | 913 | 1002 | 1091 | 1233 | 1317 | 1394 | 1460 | 1521 | 1586 | 1640 | 1685 | 1721 | 1746 | 1780 | 1805 | 1835 | 1865 | 1896 | 2 | 42 | 99 | 155 | 209 | 265 | 344 | 417 | 505 | 597 | 702 | 810 | 969 | 1130 | 1286 | 1428 | 1618 | 1803 | 1977 | 2126 | 2268 | 2428 | 2573 | 2700 | 2598 | 2637 | 2755 | 2861 | 2964 | 3071
PSS | AIRPORT T1 / ALDERWOOD AVE (CROYDE RD) T1 / HAREFIELD RD T1 / METAL BOX (SPEKE) T1 | 0 | 104 | 124 | 143 | 161 | 257 | 336 | 422 | 505 | 589 | 681 | 773 | 861 | 949 | 1033 | 1190 | 1358 | 1535 | 1718 | 1925 | 2141 | 2371 | 2612 | 2856 | 3114 | 3339 | 3592 | 3858 | 4139 | 4433 | 0 | 16 | 29 | 39 | 70 | 110 | 171 | 228 | 281 | 329 | 373 | 435 | 485 | 532 | 601 | 673 | 764 | 837 | 909 | 976 | 1079 | 1182 | 1313 | 1416 | 1345 | 1362 | 1444 | 1500 | 1531 | 1631 | 0 | 104 | 204 | 304 | 400 | 496 | 592 | 688 | 780 | 868 | 960 | 1052 | 1140 | 1228 | 1312 | 1396 | 1480 | 1564 | 1644 | 1736 | 1815 | 1815 | 1815 | 1828 | 1853 | 1934 | 1976 | 2031 | 2087 | 2149 | 0 | 104 | 177 | 262 | 358 | 454 | 550 | 646 | 738 | 826 | 918 | 1010 | 1098 | 1186 | 1270 | 1360 | 1450 | 1542 | 1629 | 1730 | 1831 | 1933 | 2036 | 2140 | 2184 | 2205 | 2238 | 2282 | 2339 | 2408 | 0 | 184 | 242 | 302 | 371 | 438 | 516 | 590 | 689 | 796 | 909 | 1026 | 1122 | 1238 | 1363 | 1486 | 1647 | 1820 | 1931 | 2045 | 2146 | 2235 | 2368 | 2473 | 2363 | 2317 | 2386 | 2463 | 2522 | 2623
PSS | ALBERT DOCK T1 / KINGS DOCK T1 / KINGS DOCK T2 / WAPPING T1 | 0 | 24 | 29 | 33 | 37 | 57 | 77 | 95 | 113 | 132 | 152 | 172 | 192 | 212 | 232 | 269 | 308 | 349 | 393 | 439 | 486 | 537 | 590 | 644 | 702 | 751 | 808 | 868 | 929 | 994 | 0 | 3 | 6 | 8 | 14 | 23 | 38 | 50 | 61 | 73 | 82 | 96 | 107 | 118 | 134 | 151 | 172 | 190 | 208 | 222 | 244 | 267 | 296 | 319 | 302 | 305 | 323 | 335 | 342 | 364 | 0 | 24 | 48 | 72 | 92 | 112 | 136 | 156 | 176 | 196 | 216 | 236 | 256 | 276 | 296 | 316 | 336 | 356 | 376 | 396 | 413 | 413 | 413 | 416 | 421 | 439 | 448 | 460 | 472 | 486 | 0 | 24 | 42 | 62 | 82 | 102 | 126 | 146 | 166 | 186 | 206 | 226 | 246 | 266 | 286 | 307 | 329 | 350 | 372 | 394 | 416 | 439 | 461 | 484 | 493 | 498 | 505 | 515 | 527 | 542 | 0 | 42 | 56 | 70 | 84 | 98 | 118 | 133 | 155 | 179 | 204 | 229 | 251 | 278 | 306 | 335 | 373 | 414 | 441 | 466 | 487 | 507 | 535 | 559 | 533 | 522 | 537 | 554 | 567 | 590
PSS | ALLERTON T1 / ECP WEST-BANKS RD T1 / GARSTON T1 / WEAVER IND EST T1 / YEW TREE RD T1 | 0 | 0 | 0 | 0 | 0 | 0 | 0 | 0 | 108 | 223 | 343 | 463 | 579 | 695 | 807 | 974 | 1150 | 1339 | 1536 | 1767 | 2007 | 2266 | 2540 | 2818 | 3114 | 3366 | 3657 | 3964 | 4289 | 4632 | 0 | 136 | 131 | 124 | 120 | 123 | 127 | 130 | 195 | 257 | 314 | 395 | 463 | 524 | 617 | 708 | 823 | 914 | 1003 | 1086 | 1218 | 1350 | 1512 | 1638 | 1583 | 1620 | 1728 | 1799 | 1835 | 1963 | 0 | 0 | 0 | 0 | 0 | 0 | 0 | 0 | 120 | 240 | 360 | 480 | 596 | 712 | 824 | 936 | 1044 | 1152 | 1256 | 1376 | 1479 | 1479 | 1479 | 1496 | 1529 | 1634 | 1689 | 1760 | 1834 | 1914 | 0 | 0 | 0 | 0 | 0 | 0 | 0 | 0 | 120 | 240 | 360 | 480 | 596 | 712 | 824 | 940 | 1052 | 1166 | 1276 | 1404 | 1532 | 1661 | 1792 | 1923 | 1977 | 2001 | 2039 | 2092 | 2163 | 2249 | 0 | 78 | 78 | 78 | 78 | 78 | 78 | 78 | 260 | 372 | 491 | 624 | 743 | 874 | 1023 | 1171 | 1353 | 1543 | 1680 | 1823 | 1966 | 2096 | 2266 | 2403 | 2334 | 2306 | 2393 | 2480 | 2541 | 2665
PSS | ALMATEX T1 / DELTA METALS T1 / WATERY LA T2 | 2 | 54 | 64 | 74 | 83 | 131 | 171 | 214 | 257 | 303 | 351 | 399 | 447 | 491 | 535 | 617 | 704 | 796 | 889 | 997 | 1109 | 1228 | 1353 | 1479 | 1614 | 1730 | 1863 | 2001 | 2147 | 2298 | 2 | 20 | 25 | 30 | 46 | 66 | 97 | 126 | 153 | 179 | 202 | 234 | 262 | 286 | 322 | 359 | 407 | 446 | 482 | 516 | 570 | 623 | 692 | 746 | 709 | 718 | 761 | 790 | 806 | 858 | 2 | 54 | 106 | 158 | 206 | 254 | 302 | 350 | 398 | 446 | 494 | 542 | 590 | 634 | 678 | 722 | 766 | 810 | 850 | 898 | 939 | 939 | 939 | 946 | 959 | 1001 | 1023 | 1052 | 1081 | 1113 | 2 | 54 | 92 | 136 | 184 | 232 | 280 | 328 | 376 | 424 | 472 | 520 | 568 | 612 | 656 | 703 | 750 | 798 | 842 | 895 | 947 | 1001 | 1054 | 1108 | 1131 | 1142 | 1159 | 1182 | 1212 | 1248 | 2 | 102 | 132 | 163 | 198 | 232 | 270 | 308 | 359 | 416 | 475 | 536 | 589 | 647 | 712 | 777 | 861 | 952 | 1008 | 1066 | 1119 | 1166 | 1235 | 1290 | 1233 | 1209 | 1245 | 1285 | 1316 | 1369
PSS | ALMONDS TURN T1 / ATLANTIC COMPLEX T1 / GIRO T1 / MIDLAND BANK T1 / NETHERTON T1 | 1 | 86 | 99 | 113 | 125 | 195 | 252 | 311 | 371 | 431 | 511 | 591 | 668 | 745 | 825 | 974 | 1133 | 1307 | 1496 | 1714 | 1885 | 2073 | 2266 | 2459 | 2662 | 2839 | 3039 | 3247 | 3466 | 3695 | 1 | 61 | 429 | 769 | 1061 | 1420 | 2070 | 2639 | 3155 | 3616 | 4097 | 4506 | 5450 | 6172 | 6764 | 7429 | 8041 | 8509 | 9350 | 9998 | 10548 | 11260 | 12116 | 13101 | 11825 | 11367 | 11420 | 11496 | 11664 | 11823 | 1 | 135 | 205 | 275 | 341 | 407 | 477 | 544 | 611 | 674 | 744 | 815 | 884 | 954 | 1038 | 1106 | 1216 | 1325 | 1427 | 1535 | 1636 | 1752 | 1870 | 1984 | 2090 | 2196 | 2299 | 2390 | 2480 | 2571 | 1 | 255 | 429 | 639 | 878 | 1173 | 1586 | 1996 | 2311 | 2602 | 2890 | 3179 | 3460 | 3734 | 4005 | 4536 | 4784 | 4991 | 5148 | 5264 | 5379 | 5488 | 5591 | 5687 | 5743 | 5855 | 5921 | 5999 | 6077 | 6154 | 1 | 155 | 394 | 639 | 863 | 1084 | 1453 | 1768 | 2142 | 2530 | 2968 | 3357 | 4040 | 4662 | 5218 | 5762 | 6383 | 6988 | 7602 | 8099 | 8422 | 8961 | 9478 | 9966 | 9256 | 9161 | 9425 | 9702 | 9950 | 10217
PSS | ALPOCO T1 | 0 | 16 | 19 | 22 | 25 | 37 | 46 | 57 | 68 | 79 | 91 | 103 | 115 | 127 | 139 | 161 | 184 | 209 | 236 | 264 | 293 | 323 | 355 | 387 | 422 | 452 | 486 | 522 | 560 | 598 | 0 | 9 | 10 | 11 | 15 | 21 | 28 | 36 | 42 | 49 | 55 | 63 | 69 | 76 | 86 | 96 | 109 | 120 | 131 | 139 | 153 | 166 | 184 | 198 | 187 | 189 | 199 | 207 | 211 | 224 | 0 | 16 | 32 | 48 | 60 | 72 | 84 | 96 | 108 | 120 | 132 | 144 | 156 | 168 | 180 | 192 | 204 | 216 | 228 | 240 | 250 | 250 | 250 | 252 | 255 | 266 | 271 | 278 | 286 | 294 | 0 | 16 | 28 | 41 | 53 | 65 | 77 | 89 | 101 | 113 | 125 | 137 | 149 | 161 | 173 | 186 | 199 | 212 | 225 | 238 | 251 | 265 | 278 | 292 | 298 | 300 | 305 | 311 | 318 | 327 | 0 | 34 | 43 | 52 | 62 | 70 | 80 | 89 | 102 | 117 | 132 | 148 | 161 | 177 | 195 | 213 | 236 | 261 | 277 | 292 | 305 | 316 | 333 | 348 | 331 | 324 | 333 | 343 | 351 | 365
PSS | AMLWCH T1 / AMLWCH T2 | 4 | 77 | 92 | 106 | 120 | 195 | 257 | 325 | 390 | 460 | 542 | 624 | 708 | 789 | 872 | 1024 | 1192 | 1373 | 1564 | 1782 | 1984 | 2205 | 2437 | 2676 | 2930 | 3149 | 3391 | 3644 | 3908 | 4187 | 4 | 53 | 119 | 221 | 334 | 417 | 550 | 674 | 783 | 885 | 989 | 1098 | 1273 | 1432 | 1590 | 1741 | 1942 | 2068 | 2266 | 2434 | 2601 | 2759 | 2927 | 3054 | 3072 | 3108 | 3216 | 3296 | 3367 | 3488 | 4 | 88 | 163 | 240 | 318 | 400 | 490 | 584 | 678 | 777 | 879 | 965 | 1057 | 1150 | 1250 | 1333 | 1484 | 1637 | 1787 | 1947 | 2092 | 2198 | 2308 | 2428 | 2558 | 2717 | 2850 | 2988 | 3127 | 3268 | 4 | 127 | 234 | 357 | 499 | 661 | 880 | 1134 | 1389 | 1658 | 1935 | 2212 | 2486 | 2755 | 3022 | 3255 | 3524 | 3791 | 4052 | 4320 | 4593 | 4813 | 5013 | 5194 | 5333 | 5484 | 5590 | 5684 | 5786 | 5888 | 4 | 169 | 259 | 342 | 428 | 515 | 625 | 733 | 864 | 1010 | 1166 | 1335 | 1531 | 1748 | 1975 | 2182 | 2466 | 2721 | 2956 | 3169 | 3387 | 3577 | 3777 | 3920 | 3891 | 3926 | 4101 | 4276 | 4443 | 4630
PSS | ANDERTON T1 | 8 | 98 | 116 | 133 | 150 | 238 | 310 | 389 | 467 | 551 | 648 | 746 | 845 | 942 | 1041 | 1223 | 1424 | 1636 | 1865 | 2124 | 2363 | 2622 | 2897 | 3176 | 3471 | 3726 | 4011 | 4309 | 4622 | 4945 | 8 | 66 | 218 | 364 | 517 | 645 | 859 | 1051 | 1223 | 1382 | 1546 | 1704 | 1994 | 2243 | 2474 | 2710 | 2993 | 3218 | 3612 | 3809 | 4009 | 4195 | 4417 | 4595 | 4491 | 4485 | 4607 | 4702 | 4795 | 4941 | 8 | 115 | 208 | 302 | 393 | 489 | 594 | 703 | 813 | 928 | 1046 | 1147 | 1254 | 1363 | 1481 | 1579 | 1755 | 1928 | 2102 | 2284 | 2450 | 2574 | 2705 | 2844 | 2994 | 3173 | 3325 | 3482 | 3638 | 3798 | 8 | 172 | 308 | 467 | 647 | 854 | 1136 | 1456 | 1767 | 2090 | 2422 | 2753 | 3082 | 3404 | 3724 | 4032 | 4352 | 4662 | 4965 | 5270 | 5579 | 5829 | 6056 | 6267 | 6423 | 6601 | 6724 | 6833 | 6953 | 7074 | 8 | 248 | 373 | 488 | 606 | 723 | 879 | 1026 | 1210 | 1411 | 1629 | 1852 | 2136 | 2438 | 2742 | 3027 | 3400 | 3770 | 4152 | 4397 | 4637 | 4856 | 5091 | 5258 | 5158 | 5206 | 5440 | 5665 | 5870 | 6110
PSS | APPLETON T1 / HORNSBRIDGE T1 / LUGSDALE T2 | 1 | 12 | 12 | 12 | 12 | 24 | 33 | 44 | 56 | 70 | 100 | 127 | 157 | 189 | 223 | 287 | 360 | 447 | 546 | 659 | 713 | 777 | 840 | 900 | 961 | 1014 | 1072 | 1135 | 1198 | 1266 | 1 | 52 | 358 | 644 | 876 | 1167 | 1684 | 2143 | 2557 | 2937 | 3350 | 3704 | 4514 | 5157 | 5689 | 6232 | 6864 | 7371 | 8179 | 8818 | 9341 | 9995 | 10659 | 11420 | 13041 | 12636 | 12712 | 12786 | 12957 | 13092 | 1 | 52 | 61 | 71 | 82 | 94 | 107 | 121 | 138 | 158 | 190 | 229 | 278 | 336 | 413 | 459 | 667 | 884 | 1102 | 1324 | 1557 | 1856 | 2167 | 2476 | 2783 | 3056 | 3358 | 3641 | 3920 | 4196 | 1 | 160 | 288 | 441 | 616 | 841 | 1182 | 1542 | 1867 | 2185 | 2507 | 2818 | 3127 | 3432 | 3734 | 4270 | 4547 | 4792 | 4999 | 5169 | 5349 | 5484 | 5592 | 5660 | 5728 | 5856 | 5940 | 6028 | 6106 | 6179 | 1 | 46 | 248 | 455 | 643 | 831 | 1130 | 1395 | 1705 | 2033 | 2405 | 2778 | 3404 | 4010 | 4577 | 5095 | 5768 | 6409 | 7079 | 7621 | 8121 | 8735 | 9247 | 9717 | 10933 | 11024 | 11457 | 11867 | 12277 | 12657
PSS | ARROWE PK HOSP T1 / CHAMPION PLUGS T1 / CHAMPION PLUGS T2 / WOODCHURCH T1 | 1 | 37 | 44 | 50 | 56 | 88 | 115 | 143 | 172 | 203 | 235 | 267 | 299 | 327 | 355 | 408 | 465 | 524 | 587 | 659 | 733 | 813 | 896 | 980 | 1069 | 1147 | 1234 | 1327 | 1424 | 1525 | 1 | 8 | 12 | 15 | 25 | 39 | 59 | 78 | 96 | 114 | 129 | 150 | 169 | 184 | 207 | 231 | 262 | 286 | 312 | 334 | 370 | 406 | 451 | 487 | 463 | 470 | 498 | 518 | 528 | 563 | 1 | 37 | 73 | 105 | 137 | 169 | 201 | 233 | 265 | 297 | 329 | 361 | 393 | 421 | 449 | 477 | 505 | 533 | 561 | 593 | 620 | 620 | 620 | 625 | 634 | 662 | 676 | 696 | 715 | 737 | 1 | 37 | 63 | 90 | 122 | 154 | 186 | 218 | 250 | 282 | 314 | 346 | 378 | 406 | 434 | 464 | 494 | 525 | 555 | 590 | 625 | 661 | 697 | 733 | 748 | 756 | 767 | 782 | 802 | 826 | 1 | 64 | 86 | 104 | 128 | 150 | 176 | 200 | 235 | 273 | 312 | 352 | 387 | 425 | 467 | 508 | 563 | 621 | 660 | 699 | 734 | 765 | 811 | 848 | 811 | 796 | 820 | 846 | 866 | 901
PSS | ARUNDEL T1 / GROVE PK T1 / WAVERTREE VALE T1 | 0 | 28 | 33 | 37 | 42 | 66 | 86 | 107 | 129 | 152 | 176 | 200 | 224 | 248 | 268 | 307 | 348 | 392 | 438 | 492 | 547 | 607 | 669 | 733 | 799 | 857 | 923 | 992 | 1065 | 1140 | 0 | 4 | 6 | 9 | 17 | 27 | 42 | 56 | 71 | 83 | 95 | 111 | 125 | 138 | 153 | 171 | 193 | 210 | 229 | 245 | 272 | 299 | 333 | 360 | 343 | 347 | 369 | 383 | 391 | 417 | 0 | 28 | 52 | 76 | 100 | 124 | 148 | 172 | 196 | 220 | 244 | 268 | 292 | 316 | 336 | 356 | 376 | 396 | 416 | 440 | 461 | 461 | 461 | 464 | 471 | 492 | 503 | 517 | 532 | 548 | 0 | 28 | 46 | 66 | 90 | 114 | 138 | 162 | 186 | 210 | 234 | 258 | 282 | 306 | 326 | 347 | 369 | 391 | 413 | 439 | 466 | 492 | 519 | 546 | 558 | 563 | 571 | 583 | 597 | 615 | 0 | 49 | 63 | 78 | 95 | 112 | 131 | 150 | 175 | 204 | 233 | 263 | 290 | 321 | 351 | 381 | 420 | 462 | 490 | 519 | 546 | 569 | 604 | 632 | 605 | 593 | 611 | 631 | 646 | 672
PSS | ASH RD T1 / KELLOGGS (WREXHAM) T1 / KELLOGGS (WREXHAM) T2 | 10 | 39 | 45 | 50 | 56 | 84 | 109 | 135 | 162 | 191 | 224 | 257 | 291 | 325 | 357 | 417 | 482 | 553 | 628 | 717 | 799 | 887 | 983 | 1081 | 1185 | 1274 | 1373 | 1475 | 1582 | 1694 | 10 | 131 | 163 | 192 | 231 | 261 | 305 | 347 | 384 | 419 | 453 | 477 | 503 | 536 | 571 | 604 | 662 | 711 | 793 | 863 | 933 | 997 | 1063 | 1110 | 1141 | 1164 | 1209 | 1242 | 1270 | 1319 | 10 | 43 | 72 | 102 | 132 | 164 | 199 | 236 | 275 | 316 | 358 | 393 | 431 | 471 | 510 | 542 | 603 | 664 | 727 | 795 | 856 | 900 | 947 | 998 | 1053 | 1120 | 1177 | 1236 | 1296 | 1356 | 10 | 58 | 100 | 147 | 201 | 263 | 348 | 447 | 551 | 661 | 775 | 889 | 1002 | 1115 | 1223 | 1310 | 1420 | 1528 | 1638 | 1753 | 1869 | 1961 | 2045 | 2122 | 2182 | 2245 | 2289 | 2327 | 2368 | 2412 | 10 | 192 | 225 | 253 | 284 | 315 | 353 | 389 | 444 | 504 | 567 | 627 | 681 | 754 | 826 | 893 | 992 | 1096 | 1195 | 1284 | 1377 | 1450 | 1531 | 1591 | 1586 | 1606 | 1680 | 1754 | 1824 | 1902
PSS | ASSOCIATED LEAD T1 / GREAT BOUGHTON T1 / PIPERS ASH T1 | 4 | 120 | 140 | 161 | 180 | 292 | 387 | 487 | 587 | 692 | 816 | 937 | 1061 | 1182 | 1301 | 1529 | 1773 | 2039 | 2321 | 2642 | 2921 | 3221 | 3534 | 3848 | 4176 | 4463 | 4784 | 5125 | 5481 | 5855 | 4 | 73 | 331 | 572 | 793 | 1073 | 1555 | 1985 | 2377 | 2739 | 3127 | 3486 | 4204 | 4786 | 5306 | 5824 | 6471 | 6995 | 7758 | 8373 | 8933 | 9594 | 9945 | 10258 | 9533 | 9381 | 9555 | 9672 | 9810 | 10013 | 4 | 153 | 266 | 380 | 491 | 603 | 720 | 835 | 948 | 1064 | 1193 | 1329 | 1475 | 1626 | 1791 | 1930 | 2227 | 2533 | 2840 | 3164 | 3483 | 3777 | 4082 | 4403 | 4735 | 5100 | 5447 | 5794 | 6139 | 6489 | 4 | 242 | 427 | 645 | 893 | 1182 | 1572 | 1979 | 2365 | 2748 | 3137 | 3515 | 3892 | 4260 | 4623 | 5188 | 5535 | 5861 | 6153 | 6427 | 6716 | 6959 | 7174 | 7348 | 7462 | 7599 | 7712 | 7840 | 7975 | 8118 | 4 | 244 | 476 | 714 | 945 | 1179 | 1512 | 1814 | 2179 | 2575 | 3013 | 3463 | 4099 | 4744 | 5376 | 5960 | 6733 | 7488 | 8202 | 8805 | 9387 | 10029 | 10410 | 10683 | 10312 | 10466 | 10942 | 11371 | 11780 | 12224
PSS | ASTMOOR IND EST T1 / MACKAMAX T1 / MERSEY RD T1 / PICOW FARM RD T1 | 1 | 1 | 1 | 1 | 1 | 1 | 1 | 1 | 1 | 1 | 1 | 1 | 1 | 1 | 1 | 1 | 1 | 1 | 1 | 1 | 1 | 1 | 1 | 2 | 2 | 2 | 2 | 2 | 2 | 2 | 1 | 3 | 3 | 3 | 3 | 3 | 3 | 3 | 3 | 3 | 3 | 3 | 3 | 3 | 3 | 3 | 3 | 3 | 3 | 3 | 3 | 3 | 3 | 3 | 3 | 3 | 3 | 3 | 3 | 3 | 1 | 1 | 1 | 1 | 1 | 1 | 1 | 1 | 1 | 1 | 1 | 1 | 1 | 1 | 1 | 1 | 1 | 1 | 1 | 1 | 1 | 1 | 1 | 1 | 1 | 1 | 1 | 1 | 1 | 1 | 1 | 1 | 1 | 1 | 1 | 1 | 1 | 1 | 1 | 1 | 1 | 1 | 1 | 1 | 1 | 1 | 1 | 1 | 1 | 1 | 1 | 1 | 1 | 1 | 1 | 1 | 1 | 1 | 1 | 1 | 1 | 3 | 3 | 3 | 3 | 3 | 3 | 3 | 3 | 3 | 3 | 4 | 4 | 4 | 4 | 4 | 4 | 4 | 4 | 4 | 4 | 4 | 4 | 4 | 4 | 4 | 4 | 4 | 4 | 4
PSS | ATHOL ST T1 / CHISENHALE ST T1 / SANDHILLS LA T1 | 0 | 108 | 128 | 148 | 166 | 262 | 344 | 430 | 516 | 604 | 700 | 792 | 884 | 972 | 1060 | 1223 | 1393 | 1572 | 1762 | 1977 | 2201 | 2439 | 2689 | 2943 | 3210 | 3443 | 3707 | 3984 | 4275 | 4579 | 0 | 17 | 30 | 40 | 71 | 111 | 175 | 232 | 287 | 337 | 383 | 445 | 498 | 544 | 617 | 692 | 784 | 856 | 932 | 1001 | 1108 | 1216 | 1352 | 1459 | 1387 | 1406 | 1492 | 1550 | 1582 | 1686 | 0 | 108 | 212 | 312 | 408 | 504 | 604 | 700 | 796 | 888 | 984 | 1076 | 1168 | 1256 | 1344 | 1432 | 1516 | 1600 | 1684 | 1780 | 1862 | 1862 | 1862 | 1876 | 1902 | 1987 | 2030 | 2088 | 2146 | 2211 | 0 | 108 | 184 | 269 | 365 | 461 | 561 | 657 | 753 | 845 | 941 | 1033 | 1125 | 1213 | 1301 | 1395 | 1486 | 1577 | 1669 | 1774 | 1880 | 1986 | 2093 | 2201 | 2247 | 2269 | 2303 | 2348 | 2407 | 2481 | 0 | 191 | 252 | 312 | 381 | 448 | 530 | 604 | 706 | 817 | 935 | 1052 | 1153 | 1269 | 1399 | 1528 | 1690 | 1865 | 1981 | 2099 | 2205 | 2300 | 2438 | 2547 | 2436 | 2389 | 2461 | 2541 | 2601 | 2707
PSS | AUDLEM T1 | 8 | 79 | 94 | 108 | 122 | 196 | 258 | 325 | 390 | 460 | 540 | 621 | 703 | 783 | 865 | 1016 | 1179 | 1357 | 1544 | 1756 | 1958 | 2175 | 2404 | 2641 | 2891 | 3104 | 3345 | 3597 | 3859 | 4132 | 8 | 53 | 105 | 179 | 276 | 340 | 438 | 529 | 612 | 689 | 768 | 856 | 979 | 1098 | 1189 | 1268 | 1408 | 1529 | 1718 | 1879 | 2040 | 2189 | 2344 | 2455 | 2532 | 2590 | 2698 | 2775 | 2839 | 2955 | 8 | 88 | 163 | 240 | 317 | 399 | 489 | 582 | 676 | 775 | 876 | 962 | 1053 | 1146 | 1245 | 1328 | 1476 | 1626 | 1775 | 1932 | 2075 | 2173 | 2277 | 2394 | 2520 | 2676 | 2805 | 2942 | 3079 | 3218 | 8 | 120 | 219 | 333 | 466 | 614 | 812 | 1045 | 1284 | 1537 | 1800 | 2062 | 2322 | 2577 | 2831 | 3037 | 3291 | 3550 | 3804 | 4068 | 4338 | 4554 | 4750 | 4931 | 5066 | 5209 | 5311 | 5403 | 5504 | 5603 | 8 | 165 | 245 | 315 | 392 | 468 | 561 | 652 | 766 | 893 | 1029 | 1180 | 1340 | 1526 | 1702 | 1862 | 2093 | 2334 | 2563 | 2772 | 2989 | 3160 | 3350 | 3493 | 3498 | 3546 | 3715 | 3883 | 4040 | 4220
PSS | BALA T1 | 7 | 78 | 93 | 107 | 120 | 194 | 255 | 322 | 387 | 457 | 535 | 615 | 697 | 776 | 857 | 1006 | 1167 | 1343 | 1528 | 1736 | 1934 | 2149 | 2374 | 2606 | 2850 | 3059 | 3296 | 3542 | 3801 | 4070 | 7 | 50 | 107 | 198 | 300 | 376 | 496 | 609 | 709 | 801 | 896 | 996 | 1153 | 1295 | 1439 | 1577 | 1714 | 1833 | 2016 | 2171 | 2329 | 2478 | 2635 | 2755 | 2778 | 2818 | 2920 | 2995 | 3061 | 3175 | 7 | 89 | 163 | 238 | 315 | 396 | 483 | 575 | 667 | 763 | 862 | 946 | 1035 | 1125 | 1221 | 1301 | 1443 | 1587 | 1729 | 1881 | 2018 | 2114 | 2215 | 2326 | 2445 | 2594 | 2717 | 2846 | 2976 | 3108 | 7 | 124 | 225 | 342 | 476 | 628 | 831 | 1067 | 1303 | 1551 | 1808 | 2063 | 2317 | 2565 | 2812 | 3027 | 3276 | 3523 | 3766 | 4016 | 4271 | 4477 | 4665 | 4836 | 4964 | 5102 | 5200 | 5288 | 5385 | 5480 | 7 | 163 | 248 | 324 | 406 | 487 | 590 | 690 | 815 | 952 | 1099 | 1258 | 1437 | 1638 | 1849 | 2042 | 2275 | 2517 | 2736 | 2936 | 3141 | 3300 | 3483 | 3620 | 3597 | 3628 | 3789 | 3951 | 4105 | 4280
PSS | BANASTRE RD T1 / DOVER RD T1 / GRANTHAM CL T1 | 0 | 16 | 19 | 22 | 25 | 41 | 54 | 69 | 83 | 98 | 114 | 130 | 146 | 162 | 178 | 207 | 237 | 270 | 299 | 335 | 373 | 413 | 455 | 497 | 542 | 582 | 626 | 671 | 720 | 771 | 0 | 5 | 7 | 8 | 13 | 21 | 30 | 40 | 49 | 57 | 65 | 76 | 86 | 94 | 107 | 120 | 138 | 152 | 163 | 175 | 193 | 211 | 233 | 251 | 239 | 242 | 256 | 265 | 271 | 288 | 0 | 16 | 32 | 48 | 64 | 80 | 96 | 112 | 128 | 144 | 160 | 176 | 192 | 208 | 224 | 240 | 256 | 272 | 284 | 300 | 314 | 314 | 314 | 316 | 320 | 334 | 342 | 351 | 361 | 372 | 0 | 16 | 28 | 41 | 57 | 73 | 89 | 105 | 121 | 137 | 153 | 169 | 185 | 201 | 217 | 234 | 251 | 268 | 282 | 299 | 317 | 335 | 352 | 370 | 378 | 382 | 387 | 395 | 405 | 418 | 0 | 31 | 40 | 50 | 62 | 73 | 86 | 98 | 115 | 134 | 153 | 174 | 191 | 212 | 235 | 258 | 288 | 320 | 337 | 357 | 374 | 390 | 413 | 431 | 412 | 404 | 416 | 429 | 440 | 457
PSS | BANGOR HOSP T1 / EITHINOG T1 / BANGOR UNIVERSITY T1 / HIRAEL T1 | 3 | 7 | 7 | 7 | 7 | 12 | 17 | 23 | 29 | 36 | 50 | 63 | 77 | 92 | 109 | 138 | 173 | 215 | 262 | 315 | 341 | 372 | 402 | 433 | 462 | 488 | 518 | 548 | 580 | 614 | 3 | 23 | 153 | 275 | 373 | 498 | 717 | 912 | 1091 | 1253 | 1433 | 1586 | 1935 | 2214 | 2447 | 2677 | 2962 | 3193 | 3551 | 3834 | 4068 | 4356 | 4640 | 4962 | 5653 | 5493 | 5533 | 5568 | 5642 | 5703 | 3 | 25 | 30 | 35 | 41 | 47 | 54 | 61 | 69 | 79 | 95 | 115 | 140 | 169 | 207 | 230 | 335 | 444 | 555 | 668 | 786 | 933 | 1087 | 1241 | 1392 | 1532 | 1684 | 1828 | 1970 | 2112 | 3 | 71 | 127 | 195 | 272 | 370 | 520 | 679 | 828 | 975 | 1124 | 1268 | 1411 | 1553 | 1694 | 1936 | 2065 | 2181 | 2282 | 2366 | 2458 | 2526 | 2579 | 2613 | 2646 | 2705 | 2746 | 2788 | 2826 | 2861 | 3 | 21 | 111 | 203 | 285 | 370 | 500 | 617 | 754 | 899 | 1064 | 1233 | 1510 | 1780 | 2038 | 2270 | 2579 | 2873 | 3180 | 3429 | 3669 | 3950 | 4183 | 4394 | 4919 | 4979 | 5188 | 5380 | 5575 | 5756
PSS | BARBAULD ST T1 / HORROCKS LA T1 / WARRINGTON CENTRAL T1 | 5 | 105 | 124 | 143 | 160 | 252 | 327 | 409 | 489 | 573 | 661 | 749 | 837 | 921 | 1005 | 1160 | 1321 | 1491 | 1666 | 1865 | 2073 | 2293 | 2525 | 2760 | 3007 | 3223 | 3467 | 3723 | 3992 | 4273 | 5 | 21 | 32 | 42 | 72 | 110 | 169 | 223 | 274 | 322 | 365 | 423 | 474 | 519 | 588 | 660 | 747 | 815 | 886 | 947 | 1046 | 1145 | 1270 | 1371 | 1302 | 1318 | 1396 | 1449 | 1478 | 1574 | 5 | 105 | 201 | 297 | 389 | 481 | 573 | 665 | 753 | 841 | 929 | 1017 | 1105 | 1189 | 1273 | 1357 | 1437 | 1517 | 1593 | 1681 | 1756 | 1756 | 1756 | 1769 | 1793 | 1870 | 1910 | 1963 | 2017 | 2076 | 5 | 105 | 175 | 256 | 348 | 440 | 532 | 624 | 712 | 800 | 888 | 976 | 1064 | 1148 | 1232 | 1322 | 1408 | 1495 | 1578 | 1675 | 1772 | 1870 | 1968 | 2067 | 2110 | 2131 | 2162 | 2204 | 2258 | 2325 | 5 | 177 | 234 | 291 | 357 | 422 | 496 | 567 | 661 | 767 | 876 | 987 | 1084 | 1194 | 1318 | 1441 | 1595 | 1761 | 1867 | 1974 | 2071 | 2156 | 2283 | 2385 | 2278 | 2233 | 2299 | 2373 | 2429 | 2526
PSS | BARMOUTH T1 | 5 | 67 | 79 | 91 | 103 | 163 | 211 | 266 | 318 | 374 | 435 | 497 | 559 | 618 | 678 | 791 | 912 | 1041 | 1176 | 1330 | 1480 | 1641 | 1808 | 1982 | 2163 | 2320 | 2496 | 2681 | 2875 | 3075 | 5 | 23 | 74 | 134 | 202 | 264 | 365 | 458 | 541 | 618 | 697 | 775 | 907 | 1016 | 1126 | 1237 | 1373 | 1449 | 1556 | 1647 | 1751 | 1849 | 1967 | 2061 | 2008 | 2012 | 2081 | 2131 | 2173 | 2256 | 5 | 74 | 134 | 196 | 258 | 322 | 389 | 457 | 524 | 592 | 662 | 725 | 790 | 854 | 921 | 980 | 1068 | 1159 | 1244 | 1338 | 1422 | 1469 | 1519 | 1577 | 1640 | 1730 | 1798 | 1872 | 1945 | 2023 | 5 | 97 | 169 | 251 | 347 | 454 | 590 | 740 | 883 | 1031 | 1183 | 1334 | 1484 | 1629 | 1773 | 1917 | 2063 | 2206 | 2343 | 2486 | 2629 | 2751 | 2864 | 2971 | 3043 | 3117 | 3170 | 3225 | 3284 | 3348 | 5 | 125 | 188 | 249 | 314 | 377 | 461 | 540 | 639 | 746 | 862 | 979 | 1117 | 1264 | 1414 | 1557 | 1743 | 1911 | 2042 | 2164 | 2283 | 2393 | 2515 | 2605 | 2540 | 2531 | 2624 | 2724 | 2814 | 2924
PSS | BARNSTON T1 / GAYTON T1 / IRBY T1 / THINGWALL T1 | 4 | 121 | 142 | 164 | 184 | 304 | 408 | 519 | 630 | 749 | 893 | 1032 | 1174 | 1316 | 1458 | 1723 | 2012 | 2330 | 2669 | 3055 | 3374 | 3722 | 4081 | 4443 | 4821 | 5146 | 5515 | 5905 | 6314 | 6742 | 4 | 84 | 381 | 658 | 910 | 1233 | 1780 | 2273 | 2726 | 3150 | 3619 | 4064 | 4920 | 5639 | 6296 | 6900 | 7788 | 8525 | 9527 | 10349 | 11090 | 11942 | 12713 | 13070 | 12307 | 12223 | 12492 | 12650 | 12822 | 13079 | 4 | 158 | 280 | 404 | 526 | 650 | 780 | 909 | 1038 | 1173 | 1333 | 1508 | 1701 | 1909 | 2140 | 2324 | 2809 | 3313 | 3826 | 4364 | 4904 | 5433 | 5988 | 6568 | 7168 | 7799 | 8422 | 9042 | 9658 | 10278 | 4 | 266 | 489 | 750 | 1045 | 1391 | 1871 | 2388 | 2925 | 3469 | 4030 | 4568 | 5105 | 5634 | 6158 | 6926 | 7426 | 7904 | 8346 | 8771 | 9224 | 9589 | 9898 | 10129 | 10298 | 10496 | 10666 | 10852 | 11043 | 11241 | 4 | 264 | 554 | 852 | 1141 | 1436 | 1838 | 2213 | 2666 | 3162 | 3712 | 4318 | 5133 | 5997 | 6869 | 7647 | 8739 | 9800 | 10814 | 11672 | 12599 | 13525 | 14330 | 14751 | 14446 | 14827 | 15601 | 16271 | 16930 | 17616
PSS | BASCHURCH T1 | 6 | 11 | 14 | 17 | 20 | 37 | 53 | 71 | 90 | 112 | 146 | 181 | 218 | 258 | 301 | 378 | 467 | 568 | 681 | 808 | 909 | 1021 | 1143 | 1273 | 1411 | 1524 | 1649 | 1777 | 1910 | 2046 | 6 | 42 | 130 | 234 | 356 | 410 | 492 | 570 | 637 | 702 | 777 | 848 | 976 | 1111 | 1235 | 1333 | 1505 | 1657 | 1955 | 2201 | 2395 | 2588 | 2752 | 2886 | 3342 | 3399 | 3489 | 3561 | 3643 | 3732 | 6 | 25 | 44 | 65 | 88 | 118 | 162 | 212 | 269 | 334 | 403 | 447 | 500 | 562 | 635 | 680 | 835 | 994 | 1158 | 1324 | 1480 | 1649 | 1824 | 2004 | 2190 | 2365 | 2537 | 2708 | 2877 | 3045 | 6 | 76 | 161 | 259 | 370 | 507 | 726 | 1003 | 1301 | 1622 | 1961 | 2298 | 2632 | 2965 | 3296 | 3533 | 3858 | 4188 | 4519 | 4855 | 5199 | 5451 | 5670 | 5860 | 6040 | 6258 | 6394 | 6499 | 6605 | 6697 | 6 | 77 | 143 | 192 | 239 | 289 | 349 | 412 | 490 | 576 | 672 | 792 | 937 | 1116 | 1304 | 1462 | 1699 | 1931 | 2237 | 2496 | 2776 | 3016 | 3224 | 3381 | 3676 | 3810 | 4036 | 4245 | 4455 | 4661
PSS | BASS CHARRINGTON T1 / BASS CHARRINGTON T2 / CLIFTON T1 / YKK T1 | 0 | 3 | 3 | 3 | 3 | 9 | 15 | 22 | 30 | 39 | 54 | 67 | 81 | 96 | 113 | 144 | 178 | 219 | 266 | 317 | 347 | 379 | 413 | 445 | 478 | 507 | 538 | 573 | 609 | 646 | 0 | 20 | 111 | 194 | 265 | 355 | 508 | 646 | 772 | 889 | 1022 | 1142 | 1397 | 1608 | 1793 | 1959 | 2208 | 2415 | 2707 | 2943 | 3143 | 3377 | 3579 | 3798 | 4285 | 4211 | 4266 | 4299 | 4354 | 4409 | 0 | 15 | 20 | 26 | 33 | 40 | 48 | 57 | 67 | 79 | 99 | 123 | 153 | 189 | 233 | 262 | 385 | 514 | 646 | 784 | 924 | 1088 | 1261 | 1437 | 1614 | 1782 | 1961 | 2135 | 2307 | 2478 | 0 | 49 | 95 | 149 | 210 | 288 | 407 | 539 | 677 | 817 | 962 | 1100 | 1238 | 1374 | 1510 | 1720 | 1845 | 1964 | 2071 | 2171 | 2278 | 2359 | 2421 | 2458 | 2497 | 2551 | 2593 | 2637 | 2678 | 2717 | 0 | 22 | 95 | 168 | 237 | 309 | 408 | 502 | 612 | 732 | 868 | 1019 | 1243 | 1477 | 1708 | 1910 | 2200 | 2475 | 2755 | 2985 | 3242 | 3502 | 3711 | 3896 | 4285 | 4393 | 4613 | 4807 | 5003 | 5190
PSS | BATTERSBY LA T1 / RYLANDS ELDON ST T2 | 1 | 17 | 20 | 23 | 26 | 42 | 55 | 70 | 84 | 99 | 115 | 131 | 147 | 163 | 179 | 208 | 238 | 271 | 300 | 336 | 374 | 414 | 456 | 498 | 543 | 583 | 627 | 672 | 721 | 772 | 1 | 6 | 8 | 9 | 14 | 22 | 31 | 41 | 50 | 58 | 66 | 77 | 87 | 95 | 108 | 121 | 139 | 153 | 164 | 176 | 194 | 212 | 234 | 252 | 240 | 243 | 257 | 266 | 272 | 289 | 1 | 17 | 33 | 49 | 65 | 81 | 97 | 113 | 129 | 145 | 161 | 177 | 193 | 209 | 225 | 241 | 257 | 273 | 285 | 301 | 315 | 315 | 315 | 317 | 321 | 335 | 343 | 352 | 362 | 373 | 1 | 17 | 29 | 42 | 58 | 74 | 90 | 106 | 122 | 138 | 154 | 170 | 186 | 202 | 218 | 235 | 252 | 269 | 283 | 300 | 318 | 336 | 353 | 371 | 379 | 383 | 388 | 396 | 406 | 419 | 1 | 31 | 40 | 50 | 62 | 73 | 86 | 98 | 115 | 134 | 153 | 174 | 191 | 212 | 235 | 258 | 288 | 320 | 337 | 357 | 374 | 390 | 413 | 431 | 412 | 404 | 416 | 429 | 440 | 457
PSS | BEAUMARIS T1 | 5 | 124 | 148 | 171 | 192 | 304 | 400 | 501 | 605 | 711 | 828 | 945 | 1063 | 1179 | 1296 | 1510 | 1737 | 1982 | 2239 | 2535 | 2825 | 3136 | 3463 | 3800 | 4155 | 4462 | 4807 | 5170 | 5546 | 5941 | 5 | 42 | 100 | 177 | 276 | 357 | 483 | 599 | 705 | 804 | 901 | 1013 | 1091 | 1177 | 1291 | 1398 | 1563 | 1699 | 1892 | 2060 | 2252 | 2435 | 2636 | 2787 | 2809 | 2869 | 3005 | 3100 | 3170 | 3323 | 5 | 132 | 253 | 375 | 489 | 607 | 736 | 863 | 994 | 1125 | 1258 | 1379 | 1504 | 1630 | 1761 | 1878 | 2045 | 2213 | 2379 | 2561 | 2723 | 2806 | 2891 | 2993 | 3109 | 3284 | 3415 | 3558 | 3703 | 3854 | 5 | 159 | 285 | 432 | 594 | 769 | 991 | 1236 | 1488 | 1746 | 2011 | 2276 | 2539 | 2798 | 3056 | 3284 | 3542 | 3802 | 4057 | 4328 | 4605 | 4840 | 5058 | 5264 | 5401 | 5530 | 5632 | 5732 | 5846 | 5968 | 5 | 241 | 344 | 440 | 542 | 644 | 769 | 889 | 1046 | 1216 | 1397 | 1589 | 1743 | 1939 | 2155 | 2357 | 2633 | 2923 | 3171 | 3406 | 3642 | 3836 | 4068 | 4246 | 4189 | 4202 | 4380 | 4560 | 4721 | 4928
PSS | BEAUMONT ST T1 / DINGLE VALE T1 / LARK LA T1 / MDHB BRUNSWICK DOCK T1 | 0 | 16 | 19 | 22 | 25 | 37 | 46 | 57 | 68 | 79 | 91 | 103 | 115 | 127 | 139 | 161 | 184 | 209 | 236 | 264 | 293 | 323 | 355 | 387 | 422 | 452 | 486 | 522 | 560 | 598 | 0 | 1 | 2 | 4 | 8 | 13 | 21 | 28 | 35 | 41 | 47 | 55 | 62 | 69 | 78 | 88 | 101 | 112 | 123 | 131 | 145 | 158 | 175 | 189 | 179 | 181 | 192 | 199 | 203 | 216 | 0 | 16 | 32 | 48 | 60 | 72 | 84 | 96 | 108 | 120 | 132 | 144 | 156 | 168 | 180 | 192 | 204 | 216 | 228 | 240 | 250 | 250 | 250 | 252 | 255 | 266 | 271 | 278 | 286 | 294 | 0 | 16 | 28 | 41 | 53 | 65 | 77 | 89 | 101 | 113 | 125 | 137 | 149 | 161 | 173 | 186 | 199 | 212 | 225 | 238 | 251 | 265 | 278 | 292 | 298 | 300 | 305 | 311 | 318 | 327 | 0 | 26 | 35 | 44 | 54 | 62 | 72 | 81 | 94 | 108 | 123 | 139 | 152 | 168 | 185 | 202 | 225 | 250 | 266 | 281 | 294 | 305 | 323 | 337 | 321 | 315 | 323 | 334 | 341 | 355
PSS | BEDBURN DV T1 / BLUEBELL LA T1 / BROOKBRIDGE T1 / ECCLESTON T1 | 1 | 17 | 17 | 17 | 40 | 172 | 278 | 394 | 509 | 628 | 776 | 917 | 1061 | 1203 | 1349 | 1601 | 1874 | 2174 | 2494 | 2865 | 3169 | 3505 | 3851 | 4199 | 4564 | 4879 | 5238 | 5615 | 6010 | 6429 | 1 | 200 | 642 | 1049 | 1428 | 1896 | 2721 | 3455 | 4121 | 4723 | 5359 | 5921 | 7140 | 8093 | 8907 | 9774 | 10691 | 11411 | 12580 | 13502 | 14308 | 15312 | 16434 | 17682 | 16160 | 15685 | 15845 | 15986 | 16215 | 16480 | 1 | 77 | 84 | 92 | 221 | 351 | 482 | 614 | 744 | 872 | 1015 | 1160 | 1313 | 1470 | 1648 | 1795 | 2084 | 2378 | 2666 | 2973 | 3270 | 3561 | 3864 | 4171 | 4482 | 4815 | 5134 | 5444 | 5751 | 6062 | 1 | 231 | 402 | 609 | 965 | 1392 | 1975 | 2572 | 3080 | 3568 | 4057 | 4536 | 5010 | 5473 | 5932 | 6726 | 7156 | 7537 | 7854 | 8133 | 8420 | 8669 | 8895 | 9088 | 9207 | 9385 | 9514 | 9661 | 9810 | 9967 | 1 | 202 | 473 | 750 | 1082 | 1415 | 1924 | 2375 | 2904 | 3462 | 4088 | 4688 | 5647 | 6560 | 7416 | 8229 | 9229 | 10202 | 11161 | 11957 | 12610 | 13473 | 14275 | 15009 | 14209 | 14240 | 14772 | 15280 | 15752 | 16265
PSS | BEECH ST T1 / LISTER DV A T2 | 0 | 0 | 0 | 0 | 0 | 0 | 0 | 0 | 0 | 0 | 0 | 0 | 0 | 0 | 0 | 0 | 0 | 0 | 0 | 0 | 0 | 0 | 0 | 0 | 0 | 0 | 0 | 0 | 0 | 0 | 0 | 0 | 0 | 0 | 0 | 0 | 0 | 0 | 0 | 0 | 0 | 0 | 0 | 0 | 0 | 0 | 0 | 0 | 0 | 0 | 0 | 0 | 0 | 0 | 0 | 0 | 0 | 0 | 0 | 0 | 0 | 0 | 0 | 0 | 0 | 0 | 0 | 0 | 0 | 0 | 0 | 0 | 0 | 0 | 0 | 0 | 0 | 0 | 0 | 0 | 0 | 0 | 0 | 0 | 0 | 0 | 0 | 0 | 0 | 0 | 0 | 0 | 0 | 0 | 0 | 0 | 0 | 0 | 0 | 0 | 0 | 0 | 0 | 0 | 0 | 0 | 0 | 0 | 0 | 0 | 0 | 0 | 0 | 0 | 0 | 0 | 0 | 0 | 0 | 0 | 0 | 0 | 0 | 0 | 0 | 0 | 0 | 0 | 0 | 0 | 0 | 0 | 0 | 0 | 0 | 0 | 0 | 0 | 0 | 0 | 0 | 0 | 0 | 0 | 0 | 0 | 0 | 0 | 0 | 0
PSS | BEMROSE T1 / CARR LA EAST T1 / LUCAS (FAZAKERLEY) T1 / NORRIS GREEN T1 / WEST DERBY T1 | 1 | 1 | 1 | 1 | 1 | 1 | 1 | 1 | 1 | 1 | 1 | 1 | 1 | 1 | 1 | 1 | 1 | 1 | 1 | 1 | 1 | 1 | 1 | 1 | 1 | 1 | 1 | 2 | 2 | 2 | 1 | 1 | 1 | 1 | 1 | 1 | 1 | 1 | 1 | 1 | 1 | 1 | 1 | 1 | 1 | 1 | 1 | 1 | 1 | 1 | 1 | 1 | 1 | 1 | 1 | 1 | 1 | 1 | 1 | 1 | 1 | 1 | 1 | 1 | 1 | 1 | 1 | 1 | 1 | 1 | 1 | 1 | 1 | 1 | 1 | 1 | 1 | 1 | 1 | 1 | 1 | 1 | 1 | 1 | 1 | 1 | 1 | 1 | 1 | 1 | 1 | 1 | 1 | 1 | 1 | 1 | 1 | 1 | 1 | 1 | 1 | 1 | 1 | 1 | 1 | 1 | 1 | 1 | 1 | 1 | 1 | 1 | 1 | 1 | 1 | 1 | 1 | 1 | 1 | 1 | 1 | 0 | 0 | 0 | 0 | 0 | 0 | 0 | 0 | 0 | 0 | 0 | 0 | 0 | 0 | 0 | 0 | 0 | 0 | 0 | 0 | 0 | 0 | 0 | 0 | 0 | 0 | 0 | 0 | 0
PSS | BENTINCK ST T1 / BENTINCK ST T2 / CHESTER ST (BIRKENHEAD) T1 | 3 | 95 | 112 | 129 | 145 | 229 | 298 | 373 | 445 | 522 | 602 | 682 | 762 | 838 | 914 | 1055 | 1200 | 1354 | 1517 | 1699 | 1887 | 2088 | 2298 | 2512 | 2737 | 2934 | 3155 | 3389 | 3633 | 3890 | 3 | 16 | 26 | 35 | 63 | 99 | 152 | 201 | 248 | 291 | 330 | 384 | 429 | 470 | 533 | 597 | 676 | 739 | 803 | 861 | 950 | 1040 | 1154 | 1245 | 1182 | 1196 | 1268 | 1315 | 1343 | 1430 | 3 | 95 | 183 | 271 | 355 | 439 | 523 | 607 | 687 | 767 | 847 | 927 | 1007 | 1083 | 1159 | 1235 | 1307 | 1379 | 1451 | 1531 | 1599 | 1599 | 1599 | 1611 | 1633 | 1703 | 1739 | 1787 | 1836 | 1890 | 3 | 95 | 159 | 234 | 318 | 402 | 486 | 570 | 650 | 730 | 810 | 890 | 970 | 1046 | 1122 | 1203 | 1281 | 1359 | 1438 | 1526 | 1614 | 1703 | 1792 | 1883 | 1921 | 1939 | 1968 | 2007 | 2056 | 2116 | 3 | 162 | 213 | 266 | 326 | 386 | 453 | 518 | 604 | 700 | 799 | 901 | 988 | 1089 | 1201 | 1312 | 1451 | 1601 | 1701 | 1799 | 1887 | 1964 | 2080 | 2171 | 2074 | 2033 | 2094 | 2161 | 2212 | 2300
PSS | BERSHAM COLLIERY T1 | 3 | 4 | 4 | 4 | 4 | 5 | 6 | 8 | 10 | 12 | 16 | 20 | 24 | 28 | 32 | 41 | 50 | 60 | 73 | 87 | 96 | 104 | 112 | 121 | 130 | 138 | 146 | 154 | 164 | 173 | 3 | 6 | 35 | 61 | 85 | 113 | 161 | 205 | 245 | 282 | 324 | 359 | 439 | 504 | 560 | 612 | 685 | 744 | 831 | 900 | 959 | 1028 | 1092 | 1163 | 1318 | 1289 | 1302 | 1312 | 1329 | 1345 | 3 | 8 | 9 | 11 | 13 | 15 | 17 | 19 | 22 | 25 | 30 | 36 | 44 | 53 | 64 | 72 | 104 | 136 | 170 | 204 | 240 | 283 | 328 | 373 | 418 | 460 | 506 | 550 | 595 | 637 | 3 | 19 | 33 | 49 | 68 | 92 | 127 | 166 | 205 | 243 | 283 | 321 | 359 | 396 | 434 | 494 | 528 | 560 | 589 | 615 | 642 | 662 | 678 | 687 | 697 | 712 | 724 | 735 | 746 | 756 | 3 | 6 | 27 | 50 | 70 | 91 | 121 | 148 | 182 | 218 | 257 | 301 | 368 | 435 | 501 | 559 | 641 | 718 | 797 | 863 | 931 | 1004 | 1064 | 1117 | 1237 | 1262 | 1321 | 1374 | 1428 | 1478
PSS | BERSHAM RD T1 / IND COOPE T1 / RHYD BROUGHTON LA T1 / TUTTLE ST T1 | 23 | 31 | 31 | 31 | 31 | 42 | 51 | 62 | 74 | 88 | 115 | 140 | 167 | 195 | 225 | 282 | 348 | 427 | 513 | 614 | 665 | 724 | 784 | 842 | 900 | 948 | 1005 | 1065 | 1127 | 1192 | 23 | 40 | 272 | 490 | 667 | 890 | 1282 | 1631 | 1948 | 2239 | 2560 | 2839 | 3462 | 3965 | 4387 | 4802 | 5323 | 5746 | 6395 | 6913 | 7339 | 7861 | 8368 | 8941 | 10174 | 9899 | 9979 | 10042 | 10176 | 10287 | 23 | 61 | 70 | 80 | 91 | 103 | 116 | 130 | 146 | 165 | 196 | 235 | 282 | 339 | 412 | 457 | 656 | 865 | 1077 | 1296 | 1522 | 1802 | 2093 | 2385 | 2677 | 2945 | 3236 | 3512 | 3785 | 4055 | 23 | 145 | 248 | 370 | 509 | 687 | 957 | 1247 | 1522 | 1794 | 2072 | 2340 | 2606 | 2868 | 3129 | 3570 | 3811 | 4030 | 4218 | 4381 | 4556 | 4686 | 4788 | 4851 | 4915 | 5024 | 5101 | 5180 | 5251 | 5318 | 23 | 40 | 202 | 369 | 520 | 674 | 908 | 1119 | 1367 | 1631 | 1931 | 2241 | 2742 | 3238 | 3711 | 4137 | 4708 | 5252 | 5818 | 6278 | 6731 | 7250 | 7678 | 8065 | 9007 | 9132 | 9524 | 9882 | 10246 | 10584
PSS | BETHESDA T1 | 2 | 7 | 9 | 10 | 11 | 21 | 29 | 37 | 47 | 58 | 77 | 97 | 117 | 139 | 163 | 207 | 257 | 315 | 379 | 454 | 505 | 565 | 629 | 696 | 768 | 825 | 890 | 957 | 1025 | 1095 | 2 | 38 | 129 | 248 | 355 | 439 | 588 | 721 | 839 | 946 | 1062 | 1160 | 1383 | 1570 | 1724 | 1880 | 2056 | 2199 | 2481 | 2705 | 2881 | 3086 | 3302 | 3532 | 4089 | 4004 | 4044 | 4087 | 4160 | 4222 | 2 | 22 | 32 | 42 | 53 | 68 | 90 | 114 | 142 | 174 | 209 | 231 | 257 | 287 | 325 | 347 | 426 | 508 | 591 | 674 | 751 | 848 | 948 | 1048 | 1146 | 1232 | 1322 | 1407 | 1491 | 1575 | 2 | 68 | 132 | 207 | 292 | 400 | 567 | 763 | 951 | 1146 | 1348 | 1550 | 1749 | 1947 | 2143 | 2336 | 2527 | 2710 | 2886 | 3057 | 3230 | 3357 | 3467 | 3564 | 3656 | 3778 | 3852 | 3909 | 3967 | 4017 | 2 | 43 | 109 | 169 | 222 | 277 | 362 | 439 | 529 | 626 | 735 | 845 | 1022 | 1200 | 1368 | 1523 | 1723 | 1915 | 2154 | 2349 | 2522 | 2716 | 2889 | 3038 | 3416 | 3448 | 3590 | 3731 | 3872 | 4007
PSS | BETWS-Y-COED T1 | 5 | 96 | 113 | 131 | 147 | 235 | 311 | 390 | 471 | 554 | 649 | 742 | 835 | 929 | 1021 | 1192 | 1376 | 1573 | 1781 | 2018 | 2250 | 2499 | 2762 | 3031 | 3317 | 3561 | 3838 | 4127 | 4430 | 4746 | 5 | 40 | 98 | 170 | 260 | 330 | 442 | 543 | 637 | 721 | 811 | 905 | 1038 | 1113 | 1206 | 1291 | 1431 | 1548 | 1720 | 1866 | 2028 | 2182 | 2349 | 2472 | 2495 | 2544 | 2657 | 2736 | 2797 | 2921 | 5 | 104 | 196 | 290 | 380 | 473 | 577 | 679 | 785 | 890 | 1002 | 1098 | 1197 | 1301 | 1406 | 1497 | 1641 | 1784 | 1926 | 2080 | 2218 | 2295 | 2376 | 2471 | 2577 | 2726 | 2840 | 2965 | 3090 | 3219 | 5 | 131 | 234 | 355 | 491 | 640 | 834 | 1050 | 1272 | 1500 | 1739 | 1973 | 2206 | 2437 | 2663 | 2863 | 3092 | 3322 | 3548 | 3785 | 4029 | 4230 | 4417 | 4593 | 4712 | 4831 | 4921 | 5007 | 5104 | 5207 | 5 | 194 | 280 | 359 | 443 | 528 | 634 | 734 | 864 | 1006 | 1160 | 1320 | 1488 | 1656 | 1833 | 1998 | 2234 | 2478 | 2691 | 2891 | 3094 | 3257 | 3451 | 3599 | 3559 | 3579 | 3733 | 3889 | 4031 | 4205
PSS | BEWSEY T1 / OWEN ST T1 / RODNEY ST T1 / RYLANDS ELDON ST T1 | 5 | 73 | 86 | 98 | 110 | 174 | 227 | 284 | 338 | 395 | 455 | 515 | 575 | 631 | 687 | 792 | 903 | 1021 | 1141 | 1278 | 1420 | 1571 | 1729 | 1889 | 2058 | 2206 | 2373 | 2547 | 2731 | 2924 | 5 | 10 | 18 | 24 | 45 | 72 | 112 | 151 | 185 | 218 | 246 | 287 | 322 | 351 | 397 | 445 | 506 | 554 | 601 | 644 | 712 | 779 | 865 | 932 | 885 | 896 | 949 | 986 | 1007 | 1072 | 5 | 73 | 137 | 201 | 265 | 329 | 393 | 457 | 517 | 577 | 637 | 697 | 757 | 813 | 869 | 925 | 981 | 1037 | 1089 | 1149 | 1200 | 1200 | 1200 | 1209 | 1225 | 1278 | 1305 | 1341 | 1378 | 1418 | 5 | 73 | 120 | 174 | 238 | 302 | 366 | 430 | 490 | 550 | 610 | 670 | 730 | 786 | 842 | 902 | 962 | 1023 | 1080 | 1146 | 1212 | 1279 | 1346 | 1413 | 1442 | 1456 | 1478 | 1507 | 1543 | 1589 | 5 | 120 | 158 | 196 | 242 | 287 | 338 | 388 | 453 | 525 | 599 | 675 | 741 | 815 | 898 | 980 | 1087 | 1202 | 1274 | 1348 | 1414 | 1472 | 1558 | 1627 | 1554 | 1524 | 1568 | 1619 | 1658 | 1724
PSS | BIBBYS T1 / INLAND REVENUE OFFICES T1 / REGENT RD T1 | 0 | 0 | 0 | 0 | 0 | 0 | 0 | 0 | 0 | 0 | 0 | 0 | 0 | 0 | 0 | 0 | 0 | 0 | 0 | 0 | 0 | 0 | 0 | 0 | 0 | 0 | 0 | 0 | 0 | 0 | 0 | 0 | 0 | 0 | 0 | 0 | 0 | 0 | 0 | 0 | 0 | 0 | 0 | 0 | 0 | 0 | 0 | 0 | 0 | 0 | 0 | 0 | 0 | 0 | 0 | 0 | 0 | 0 | 0 | 0 | 0 | 0 | 0 | 0 | 0 | 0 | 0 | 0 | 0 | 0 | 0 | 0 | 0 | 0 | 0 | 0 | 0 | 0 | 0 | 0 | 0 | 0 | 0 | 0 | 0 | 0 | 0 | 0 | 0 | 0 | 0 | 0 | 0 | 0 | 0 | 0 | 0 | 0 | 0 | 0 | 0 | 0 | 0 | 0 | 0 | 0 | 0 | 0 | 0 | 0 | 0 | 0 | 0 | 0 | 0 | 0 | 0 | 0 | 0 | 0 | 0 | 0 | 0 | 0 | 0 | 0 | 0 | 0 | 0 | 0 | 0 | 0 | 0 | 0 | 0 | 0 | 0 | 0 | 0 | 0 | 0 | 0 | 0 | 0 | 0 | 0 | 0 | 0 | 0 | 0
PSS | BICC HELSBY T2 / EVC T1 | 4 | 85 | 101 | 117 | 132 | 212 | 278 | 349 | 420 | 496 | 584 | 673 | 762 | 854 | 944 | 1109 | 1291 | 1489 | 1696 | 1932 | 2153 | 2391 | 2642 | 2901 | 3173 | 3405 | 3668 | 3942 | 4229 | 4527 | 4 | 58 | 138 | 258 | 388 | 486 | 646 | 792 | 925 | 1045 | 1172 | 1296 | 1511 | 1705 | 1891 | 2070 | 2302 | 2494 | 2713 | 2896 | 3080 | 3250 | 3439 | 3583 | 3574 | 3602 | 3718 | 3804 | 3884 | 4017 | 4 | 98 | 183 | 269 | 351 | 439 | 535 | 636 | 738 | 845 | 955 | 1048 | 1146 | 1250 | 1359 | 1448 | 1611 | 1778 | 1942 | 2116 | 2273 | 2391 | 2513 | 2646 | 2789 | 2961 | 3106 | 3256 | 3407 | 3561 | 4 | 146 | 268 | 409 | 567 | 748 | 995 | 1279 | 1562 | 1858 | 2165 | 2470 | 2774 | 3075 | 3370 | 3634 | 3929 | 4222 | 4509 | 4801 | 5098 | 5337 | 5553 | 5751 | 5902 | 6068 | 6184 | 6287 | 6400 | 6511 | 4 | 185 | 291 | 386 | 482 | 582 | 708 | 829 | 981 | 1146 | 1324 | 1512 | 1739 | 1994 | 2251 | 2487 | 2806 | 3127 | 3383 | 3615 | 3849 | 4055 | 4272 | 4427 | 4387 | 4447 | 4660 | 4862 | 5050 | 5268
PSS | BICC HUYTON QUARRY T1 / TARBOCK T1 / WHISTON T1 | 2 | 60 | 70 | 80 | 89 | 140 | 182 | 227 | 272 | 320 | 377 | 434 | 491 | 544 | 599 | 701 | 812 | 933 | 1059 | 1204 | 1330 | 1467 | 1608 | 1749 | 1899 | 2028 | 2175 | 2328 | 2489 | 2657 | 2 | 35 | 203 | 359 | 498 | 669 | 973 | 1242 | 1485 | 1705 | 1934 | 2136 | 2576 | 2915 | 3203 | 3520 | 3834 | 4078 | 4484 | 4803 | 5084 | 5437 | 5852 | 6045 | 5497 | 5318 | 5368 | 5418 | 5497 | 5592 | 2 | 82 | 136 | 190 | 240 | 290 | 340 | 390 | 441 | 492 | 545 | 600 | 656 | 710 | 771 | 823 | 908 | 995 | 1075 | 1163 | 1247 | 1320 | 1396 | 1475 | 1552 | 1641 | 1723 | 1800 | 1877 | 1957 | 2 | 137 | 233 | 349 | 479 | 634 | 842 | 1053 | 1226 | 1391 | 1554 | 1716 | 1877 | 2031 | 2183 | 2455 | 2600 | 2727 | 2827 | 2916 | 3003 | 3084 | 3161 | 3232 | 3271 | 3330 | 3373 | 3422 | 3474 | 3529 | 2 | 109 | 233 | 359 | 478 | 596 | 779 | 939 | 1133 | 1337 | 1564 | 1776 | 2117 | 2435 | 2728 | 3013 | 3353 | 3688 | 4008 | 4276 | 4472 | 4755 | 5032 | 5118 | 4807 | 4784 | 4943 | 5101 | 5242 | 5404
PSS | BICC WREXHAM T1 / MARCHWIEL T1 / WIE CENTRAL T1 | 0 | 0 | 0 | 0 | 0 | 0 | 0 | 0 | 0 | 0 | 0 | 0 | 0 | 0 | 0 | 0 | 0 | 0 | 0 | 0 | 0 | 0 | 0 | 0 | 0 | 0 | 0 | 0 | 0 | 0 | 0 | 0 | 0 | 0 | 0 | 0 | 0 | 0 | 0 | 0 | 0 | 0 | 1 | 1 | 1 | 1 | 1 | 1 | 1 | 1 | 1 | 1 | 1 | 1 | 3 | 43188 | 43098 | 43230 | 43841 | 44187 | 0 | 0 | 0 | 0 | 0 | 0 | 0 | 0 | 0 | 0 | 0 | 0 | 0 | 0 | 0 | 0 | 0 | 0 | 0 | 0 | 0 | 0 | 0 | 0 | 0 | 0 | 0 | 0 | 0 | 0 | 0 | 0 | 0 | 0 | 0 | 0 | 0 | 0 | 0 | 0 | 0 | 0 | 0 | 0 | 0 | 0 | 0 | 0 | 0 | 0 | 0 | 0 | 0 | 0 | 0 | 0 | 0 | 0 | 0 | 0 | 0 | 0 | 0 | 0 | 0 | 0 | 0 | 0 | 0 | 0 | 0 | 0 | 0 | 0 | 0 | 0 | 0 | 0 | 0 | 0 | 0 | 0 | 0 | 0 | 1 | 13775 | 13827 | 14081 | 14385 | 14544
PSS | BIRKENHEAD CENTRAL T1 / SINGLETON AVE T1 / TRANMERE T1 | 0 | 0 | 0 | 0 | 0 | 120 | 120 | 120 | 228 | 339 | 455 | 571 | 687 | 799 | 907 | 1076 | 1258 | 1448 | 1650 | 1886 | 2134 | 2398 | 2677 | 2960 | 3262 | 3519 | 3817 | 4128 | 4458 | 4807 | 0 | 132 | 127 | 120 | 116 | 163 | 168 | 172 | 238 | 298 | 354 | 432 | 500 | 559 | 648 | 736 | 851 | 939 | 1030 | 1112 | 1245 | 1377 | 1540 | 1666 | 1608 | 1644 | 1752 | 1823 | 1859 | 1987 | 0 | 0 | 0 | 0 | 0 | 120 | 120 | 120 | 240 | 356 | 472 | 588 | 704 | 816 | 924 | 1032 | 1140 | 1244 | 1348 | 1468 | 1571 | 1571 | 1571 | 1588 | 1621 | 1726 | 1781 | 1852 | 1926 | 2006 | 0 | 0 | 0 | 0 | 0 | 120 | 120 | 120 | 240 | 356 | 472 | 588 | 704 | 816 | 924 | 1036 | 1149 | 1259 | 1370 | 1497 | 1626 | 1756 | 1886 | 2018 | 2073 | 2097 | 2136 | 2189 | 2260 | 2347 | 0 | 76 | 76 | 76 | 76 | 238 | 238 | 238 | 344 | 457 | 576 | 708 | 827 | 957 | 1104 | 1248 | 1432 | 1621 | 1759 | 1903 | 2044 | 2173 | 2343 | 2480 | 2405 | 2373 | 2461 | 2549 | 2611 | 2736
PSS | BIXTETH ST T1 / LITTLEWOODS T1 | 0 | 76 | 91 | 105 | 119 | 191 | 250 | 314 | 375 | 440 | 508 | 576 | 644 | 708 | 772 | 891 | 1013 | 1142 | 1278 | 1432 | 1593 | 1763 | 1941 | 2122 | 2313 | 2479 | 2667 | 2865 | 3072 | 3289 | 0 | 13 | 22 | 30 | 53 | 84 | 129 | 171 | 210 | 247 | 281 | 326 | 365 | 399 | 452 | 506 | 572 | 624 | 679 | 726 | 803 | 879 | 976 | 1053 | 1000 | 1013 | 1074 | 1114 | 1138 | 1212 | 0 | 76 | 152 | 224 | 296 | 368 | 440 | 512 | 580 | 648 | 716 | 784 | 852 | 916 | 980 | 1044 | 1104 | 1164 | 1224 | 1292 | 1350 | 1350 | 1350 | 1360 | 1378 | 1438 | 1469 | 1510 | 1552 | 1597 | 0 | 76 | 131 | 193 | 265 | 337 | 409 | 481 | 549 | 617 | 685 | 753 | 821 | 885 | 949 | 1017 | 1082 | 1148 | 1213 | 1288 | 1363 | 1438 | 1514 | 1591 | 1623 | 1639 | 1664 | 1696 | 1737 | 1790 | 0 | 136 | 180 | 224 | 275 | 326 | 384 | 440 | 513 | 594 | 679 | 765 | 839 | 924 | 1018 | 1112 | 1228 | 1354 | 1438 | 1521 | 1596 | 1662 | 1760 | 1838 | 1756 | 1722 | 1773 | 1829 | 1873 | 1949
PSS | BLACON T1 / COCOA BARRY T1 / CRANE BANK T1 / KNUTSFORD WAY T1 / TOWER WHARF T1 | 2 | 13 | 13 | 13 | 13 | 24 | 33 | 43 | 54 | 66 | 94 | 120 | 148 | 177 | 210 | 270 | 341 | 425 | 519 | 627 | 676 | 736 | 794 | 849 | 905 | 954 | 1009 | 1065 | 1125 | 1188 | 2 | 52 | 370 | 665 | 906 | 1206 | 1740 | 2212 | 2642 | 3031 | 3454 | 3813 | 4645 | 5301 | 5840 | 6396 | 7024 | 7524 | 8339 | 8979 | 9501 | 10159 | 10844 | 11633 | 13307 | 12870 | 12935 | 13005 | 13180 | 13314 | 2 | 55 | 63 | 72 | 82 | 93 | 105 | 118 | 133 | 151 | 180 | 215 | 259 | 311 | 381 | 422 | 611 | 806 | 1003 | 1203 | 1412 | 1689 | 1978 | 2263 | 2542 | 2788 | 3060 | 3315 | 3566 | 3815 | 2 | 166 | 295 | 450 | 627 | 855 | 1200 | 1562 | 1880 | 2189 | 2500 | 2803 | 3104 | 3399 | 3691 | 4223 | 4491 | 4726 | 4919 | 5072 | 5235 | 5359 | 5456 | 5519 | 5582 | 5706 | 5785 | 5868 | 5942 | 6009 | 2 | 44 | 248 | 458 | 645 | 836 | 1140 | 1407 | 1720 | 2050 | 2424 | 2793 | 3424 | 4027 | 4585 | 5100 | 5758 | 6385 | 7045 | 7576 | 8047 | 8647 | 9152 | 9620 | 10865 | 10925 | 11333 | 11725 | 12118 | 12481
PSS | BLAENAU FFESTINIOG T1 | 4 | 6 | 6 | 6 | 6 | 8 | 9 | 11 | 13 | 15 | 20 | 25 | 30 | 35 | 40 | 50 | 62 | 75 | 91 | 111 | 121 | 134 | 145 | 157 | 170 | 180 | 191 | 204 | 216 | 229 | 4 | 9 | 62 | 116 | 159 | 206 | 290 | 366 | 431 | 491 | 553 | 604 | 730 | 827 | 904 | 990 | 1070 | 1131 | 1253 | 1346 | 1419 | 1513 | 1623 | 1752 | 2029 | 1950 | 1954 | 1964 | 1995 | 2015 | 4 | 14 | 15 | 16 | 18 | 21 | 25 | 29 | 34 | 39 | 44 | 48 | 52 | 57 | 64 | 67 | 82 | 96 | 111 | 124 | 136 | 158 | 181 | 202 | 222 | 237 | 252 | 265 | 279 | 292 | 4 | 34 | 55 | 82 | 113 | 152 | 211 | 275 | 328 | 379 | 431 | 483 | 533 | 582 | 631 | 706 | 751 | 793 | 827 | 855 | 883 | 905 | 925 | 941 | 957 | 985 | 1001 | 1014 | 1027 | 1036 | 4 | 10 | 39 | 68 | 93 | 119 | 163 | 201 | 246 | 290 | 342 | 387 | 476 | 554 | 624 | 693 | 770 | 845 | 932 | 1000 | 1045 | 1119 | 1186 | 1249 | 1442 | 1428 | 1467 | 1512 | 1555 | 1593
PSS | BLUNDELL ST T1 / ST JAMES T1 / ROPEWALKS T1 | 0 | 0 | 0 | 0 | 0 | 0 | 0 | 0 | 0 | 0 | 0 | 0 | 0 | 0 | 0 | 0 | 0 | 0 | 0 | 0 | 0 | 0 | 0 | 0 | 0 | 0 | 0 | 0 | 0 | 0 | 0 | 0 | 0 | 0 | 0 | 0 | 0 | 0 | 0 | 0 | 0 | 0 | 0 | 0 | 0 | 0 | 0 | 0 | 0 | 0 | 0 | 0 | 0 | 0 | 0 | 0 | 0 | 0 | 0 | 0 | 0 | 0 | 0 | 0 | 0 | 0 | 0 | 0 | 0 | 0 | 0 | 0 | 0 | 0 | 0 | 0 | 0 | 0 | 0 | 0 | 0 | 0 | 0 | 0 | 0 | 0 | 0 | 0 | 0 | 0 | 0 | 0 | 0 | 0 | 0 | 0 | 0 | 0 | 0 | 0 | 0 | 0 | 0 | 0 | 0 | 0 | 0 | 0 | 0 | 0 | 0 | 0 | 0 | 0 | 0 | 0 | 0 | 0 | 0 | 0 | 0 | 0 | 0 | 0 | 0 | 0 | 0 | 0 | 0 | 0 | 0 | 0 | 0 | 0 | 0 | 0 | 0 | 0 | 0 | 0 | 0 | 0 | 0 | 0 | 0 | 0 | 0 | 0 | 0 | 0
PSS | BLUNDELLSANDS (NORTH) T1 / BLUNDELLSANDS (SOUTH) T1 / CROSBY T1 / KERSHAW AVE T1 / WATERLOO T2 | 2 | 131 | 152 | 173 | 193 | 311 | 406 | 510 | 613 | 719 | 856 | 991 | 1125 | 1260 | 1395 | 1647 | 1924 | 2226 | 2552 | 2925 | 3223 | 3548 | 3882 | 4219 | 4568 | 4873 | 5216 | 5577 | 5956 | 6354 | 2 | 96 | 600 | 1069 | 1476 | 1983 | 2877 | 3671 | 4391 | 5041 | 5735 | 6342 | 7675 | 8722 | 9604 | 10541 | 11547 | 12338 | 13625 | 14639 | 15512 | 16601 | 17802 | 19148 | 17494 | 16976 | 17139 | 17281 | 17526 | 17795 | 2 | 198 | 315 | 433 | 548 | 664 | 781 | 900 | 1017 | 1133 | 1266 | 1407 | 1553 | 1709 | 1886 | 2026 | 2343 | 2662 | 2979 | 3312 | 3640 | 3987 | 4344 | 4707 | 5071 | 5441 | 5810 | 6163 | 6514 | 6869 | 2 | 368 | 638 | 959 | 1327 | 1773 | 2393 | 3031 | 3578 | 4102 | 4630 | 5150 | 5661 | 6164 | 6658 | 7524 | 7989 | 8399 | 8743 | 9037 | 9342 | 9601 | 9830 | 10020 | 10147 | 10344 | 10485 | 10642 | 10798 | 10958 | 2 | 259 | 624 | 999 | 1349 | 1700 | 2242 | 2722 | 3293 | 3895 | 4572 | 5225 | 6267 | 7268 | 8201 | 9082 | 10180 | 11241 | 12297 | 13165 | 13885 | 14828 | 15693 | 16484 | 15621 | 15683 | 16280 | 16844 | 17378 | 17940
PSS | BODFARI PRODUCERS T1 | 0 | 0 | 0 | 0 | 0 | 0 | 0 | 0 | 0 | 0 | 0 | 0 | 0 | 0 | 0 | 1 | 2 | 4 | 5 | 7 | 9 | 10 | 12 | 14 | 17 | 17 | 18 | 19 | 19 | 20 | 0 | 1 | 3 | 6 | 8 | 9 | 12 | 14 | 16 | 18 | 20 | 21 | 26 | 30 | 33 | 35 | 40 | 41 | 47 | 53 | 56 | 61 | 65 | 69 | 81 | 80 | 82 | 82 | 85 | 86 | 0 | 0 | 0 | 0 | 0 | 0 | 1 | 2 | 3 | 4 | 5 | 5 | 5 | 6 | 7 | 7 | 9 | 12 | 14 | 16 | 17 | 19 | 21 | 23 | 25 | 27 | 29 | 32 | 34 | 37 | 0 | 2 | 3 | 5 | 7 | 9 | 13 | 18 | 23 | 28 | 34 | 39 | 44 | 49 | 54 | 58 | 64 | 68 | 73 | 78 | 83 | 86 | 91 | 93 | 96 | 99 | 100 | 102 | 103 | 106 | 0 | 1 | 2 | 2 | 2 | 4 | 4 | 6 | 7 | 8 | 9 | 11 | 15 | 20 | 23 | 27 | 30 | 34 | 40 | 44 | 49 | 52 | 55 | 58 | 66 | 68 | 71 | 75 | 77 | 82
PSS | BOLTON ST T1 / GREEK ST T1 / HPO COPPERAS HILL T1 / OLDHAM PLACE T1 | 0 | 0 | 0 | 0 | 0 | 0 | 0 | 0 | 0 | 0 | 0 | 0 | 0 | 0 | 0 | 0 | 0 | 0 | 0 | 0 | 0 | 0 | 0 | 0 | 0 | 0 | 0 | 0 | 0 | 0 | 0 | 0 | 0 | 0 | 0 | 0 | 0 | 0 | 0 | 0 | 0 | 0 | 0 | 0 | 0 | 0 | 0 | 0 | 0 | 0 | 0 | 0 | 0 | 0 | 0 | 0 | 0 | 0 | 0 | 0 | 0 | 0 | 0 | 0 | 0 | 0 | 0 | 0 | 0 | 0 | 0 | 0 | 0 | 0 | 0 | 0 | 0 | 0 | 0 | 0 | 0 | 0 | 0 | 0 | 0 | 0 | 0 | 0 | 0 | 0 | 0 | 0 | 0 | 0 | 0 | 0 | 0 | 0 | 0 | 0 | 0 | 0 | 0 | 0 | 0 | 0 | 0 | 0 | 0 | 0 | 0 | 0 | 0 | 0 | 0 | 0 | 0 | 0 | 0 | 0 | 0 | 0 | 0 | 0 | 0 | 0 | 0 | 0 | 0 | 0 | 0 | 0 | 0 | 0 | 0 | 0 | 0 | 0 | 0 | 0 | 0 | 0 | 0 | 0 | 0 | 0 | 0 | 0 | 0 | 0
PSS | BOOTLE GRID T1 / KELLOGGS T1 / PACIFIC RD T1 / WASHINGTON ST T1 / WATERLOO T1 | 0 | 0 | 0 | 0 | 0 | 0 | 0 | 0 | 0 | 0 | 0 | 0 | 0 | 0 | 0 | 0 | 0 | 0 | 0 | 0 | 0 | 0 | 0 | 0 | 0 | 0 | 0 | 0 | 0 | 0 | 0 | 0 | 0 | 0 | 0 | 0 | 0 | 0 | 0 | 0 | 0 | 0 | 0 | 0 | 0 | 0 | 0 | 0 | 0 | 0 | 0 | 0 | 0 | 0 | 0 | 0 | 0 | 0 | 0 | 0 | 0 | 0 | 0 | 0 | 0 | 0 | 0 | 0 | 0 | 0 | 0 | 0 | 0 | 0 | 0 | 0 | 0 | 0 | 0 | 0 | 0 | 0 | 0 | 0 | 0 | 0 | 0 | 0 | 0 | 0 | 0 | 0 | 0 | 0 | 0 | 0 | 0 | 0 | 0 | 0 | 0 | 0 | 0 | 0 | 0 | 0 | 0 | 0 | 0 | 0 | 0 | 0 | 0 | 0 | 0 | 0 | 0 | 0 | 0 | 0 | 0 | 0 | 0 | 0 | 0 | 0 | 0 | 0 | 0 | 0 | 0 | 0 | 0 | 0 | 0 | 0 | 0 | 0 | 0 | 0 | 0 | 0 | 0 | 0 | 0 | 0 | 0 | 0 | 0 | 0
PSS | BOOTLE GRID T2 / ORRELL MOUNT T1 / SCARISBRICK AVE T1 / TATTON RD T1 | 1 | 65 | 77 | 88 | 99 | 155 | 201 | 251 | 301 | 351 | 407 | 463 | 515 | 567 | 619 | 715 | 813 | 917 | 1026 | 1152 | 1282 | 1421 | 1567 | 1715 | 1870 | 2006 | 2160 | 2321 | 2492 | 2670 | 1 | 10 | 16 | 23 | 40 | 64 | 100 | 134 | 166 | 193 | 221 | 258 | 288 | 316 | 359 | 403 | 456 | 497 | 540 | 580 | 643 | 706 | 785 | 848 | 806 | 817 | 867 | 901 | 920 | 981 | 1 | 65 | 125 | 185 | 241 | 297 | 353 | 409 | 465 | 517 | 573 | 629 | 681 | 733 | 785 | 837 | 885 | 933 | 981 | 1037 | 1085 | 1085 | 1085 | 1093 | 1108 | 1158 | 1183 | 1216 | 1251 | 1288 | 1 | 65 | 109 | 160 | 216 | 272 | 328 | 384 | 440 | 492 | 548 | 604 | 656 | 708 | 760 | 816 | 867 | 920 | 972 | 1034 | 1095 | 1157 | 1220 | 1283 | 1310 | 1322 | 1342 | 1369 | 1403 | 1445 | 1 | 112 | 148 | 184 | 224 | 263 | 308 | 352 | 412 | 475 | 544 | 614 | 671 | 740 | 816 | 892 | 986 | 1087 | 1153 | 1221 | 1283 | 1338 | 1419 | 1483 | 1418 | 1391 | 1433 | 1480 | 1515 | 1577
PSS | BOTWNNOG T1 | 4 | 23 | 28 | 33 | 38 | 67 | 91 | 119 | 147 | 178 | 218 | 259 | 301 | 346 | 392 | 474 | 569 | 674 | 785 | 910 | 1020 | 1141 | 1271 | 1408 | 1552 | 1671 | 1805 | 1945 | 2091 | 2240 | 4 | 62 | 126 | 192 | 262 | 279 | 312 | 359 | 399 | 438 | 482 | 531 | 598 | 677 | 761 | 821 | 931 | 1033 | 1216 | 1371 | 1503 | 1621 | 1720 | 1781 | 1957 | 2036 | 2118 | 2177 | 2233 | 2308 | 4 | 31 | 61 | 92 | 125 | 163 | 211 | 263 | 320 | 384 | 451 | 499 | 554 | 615 | 684 | 733 | 862 | 994 | 1125 | 1262 | 1388 | 1507 | 1632 | 1766 | 1902 | 2043 | 2177 | 2310 | 2444 | 2578 | 4 | 64 | 133 | 212 | 303 | 410 | 573 | 778 | 1003 | 1246 | 1502 | 1755 | 2008 | 2259 | 2509 | 2680 | 2930 | 3183 | 3437 | 3698 | 3966 | 4166 | 4343 | 4500 | 4639 | 4798 | 4901 | 4984 | 5070 | 5149 | 4 | 86 | 137 | 174 | 213 | 255 | 299 | 347 | 408 | 479 | 554 | 650 | 750 | 880 | 1023 | 1145 | 1323 | 1500 | 1711 | 1895 | 2103 | 2261 | 2412 | 2521 | 2619 | 2718 | 2884 | 3036 | 3189 | 3346
PSS | BOULEVARD T1 / CHAPELFORD T1 / HAWLEYS LA T1 / WESTBROOK T1 / WINWICK QUAY T1 | 3 | 9 | 10 | 11 | 11 | 27 | 43 | 61 | 81 | 104 | 142 | 176 | 213 | 252 | 295 | 370 | 460 | 561 | 677 | 809 | 885 | 971 | 1056 | 1142 | 1227 | 1301 | 1383 | 1473 | 1567 | 1666 | 3 | 44 | 236 | 414 | 562 | 753 | 1075 | 1367 | 1638 | 1890 | 2184 | 2453 | 3002 | 3472 | 3888 | 4247 | 4838 | 5337 | 6006 | 6557 | 7023 | 7560 | 7988 | 8443 | 9473 | 9368 | 9518 | 9603 | 9724 | 9854 | 3 | 33 | 48 | 65 | 83 | 103 | 124 | 148 | 175 | 207 | 260 | 325 | 405 | 501 | 618 | 694 | 1019 | 1362 | 1717 | 2082 | 2460 | 2889 | 3339 | 3799 | 4268 | 4721 | 5196 | 5660 | 6121 | 6580 | 3 | 108 | 214 | 339 | 479 | 655 | 924 | 1228 | 1565 | 1910 | 2271 | 2612 | 2952 | 3290 | 3627 | 4126 | 4441 | 4742 | 5024 | 5286 | 5571 | 5783 | 5947 | 6046 | 6146 | 6280 | 6390 | 6501 | 6607 | 6709 | 3 | 54 | 221 | 390 | 549 | 715 | 939 | 1153 | 1405 | 1681 | 1994 | 2359 | 2872 | 3422 | 3981 | 4459 | 5165 | 5838 | 6517 | 7080 | 7737 | 8371 | 8873 | 9310 | 10156 | 10477 | 11040 | 11526 | 12022 | 12495
PSS | BOW ST T1 | 12 | 88 | 103 | 119 | 133 | 210 | 276 | 346 | 419 | 493 | 583 | 674 | 763 | 854 | 946 | 1116 | 1296 | 1494 | 1707 | 1947 | 2174 | 2418 | 2676 | 2944 | 3225 | 3464 | 3736 | 4018 | 4313 | 4619 | 12 | 68 | 134 | 244 | 367 | 448 | 580 | 703 | 813 | 915 | 1022 | 1135 | 1306 | 1469 | 1637 | 1789 | 1954 | 2095 | 2328 | 2526 | 2720 | 2898 | 3082 | 3217 | 3290 | 3351 | 3475 | 3567 | 3647 | 3782 | 12 | 101 | 183 | 267 | 348 | 434 | 534 | 636 | 743 | 852 | 967 | 1064 | 1163 | 1269 | 1383 | 1476 | 1649 | 1824 | 2003 | 2190 | 2362 | 2492 | 2625 | 2773 | 2929 | 3116 | 3276 | 3441 | 3606 | 3775 | 12 | 145 | 265 | 402 | 556 | 733 | 979 | 1265 | 1562 | 1871 | 2196 | 2521 | 2839 | 3156 | 3470 | 3730 | 4041 | 4353 | 4666 | 4987 | 5314 | 5574 | 5809 | 6023 | 6189 | 6372 | 6496 | 6605 | 6726 | 6844 | 12 | 187 | 285 | 371 | 460 | 550 | 665 | 773 | 914 | 1066 | 1234 | 1417 | 1619 | 1853 | 2103 | 2328 | 2602 | 2884 | 3162 | 3411 | 3672 | 3894 | 4118 | 4283 | 4288 | 4347 | 4553 | 4756 | 4950 | 5167
PSS | BOWATER CONTAINERS T1 / ELLESMERE PORT LOCAL T1 / HH ROBERTSONS T1 / MOBIL OIL (E PORT) T1 / WHITBY MAIN T1 | 2 | 2 | 2 | 2 | 2 | 2 | 2 | 2 | 2 | 2 | 2 | 2 | 2 | 2 | 2 | 2 | 3 | 3 | 3 | 3 | 3 | 4 | 4 | 4 | 4 | 4 | 4 | 5 | 5 | 5 | 2 | 2 | 2 | 2 | 2 | 2 | 2 | 2 | 2 | 2 | 2 | 2 | 2 | 2 | 2 | 2 | 2 | 2 | 2 | 2 | 2 | 2 | 2 | 2 | 2 | 2 | 2 | 2 | 2 | 2 | 2 | 2 | 2 | 2 | 2 | 2 | 2 | 2 | 2 | 2 | 2 | 2 | 2 | 2 | 2 | 2 | 2 | 2 | 2 | 2 | 2 | 2 | 2 | 2 | 2 | 2 | 2 | 2 | 2 | 2 | 2 | 2 | 2 | 2 | 2 | 2 | 2 | 2 | 2 | 2 | 2 | 2 | 2 | 2 | 2 | 2 | 2 | 2 | 2 | 2 | 2 | 2 | 2 | 2 | 2 | 2 | 2 | 2 | 2 | 2 | 2 | 0 | 0 | 0 | 0 | 0 | 0 | 0 | 0 | 0 | 0 | 0 | 0 | 0 | 0 | 0 | 0 | 0 | 0 | 0 | 0 | 0 | 0 | 0 | 0 | 0 | 0 | 0 | 0 | 0
PSS | BR STATION T1 / DUCHY RD T1 / ELECTRA WAY T1 / MIDLAND ROLLMAKERS T1A / NORTH WESTERN MILLS T1 | 5 | 14 | 15 | 16 | 16 | 25 | 33 | 40 | 49 | 58 | 75 | 91 | 108 | 126 | 144 | 178 | 218 | 264 | 314 | 373 | 405 | 442 | 478 | 513 | 550 | 582 | 617 | 654 | 693 | 735 | 5 | 25 | 171 | 308 | 420 | 559 | 808 | 1027 | 1227 | 1407 | 1604 | 1771 | 2157 | 2460 | 2710 | 2969 | 3261 | 3492 | 3868 | 4165 | 4408 | 4713 | 5033 | 5401 | 6167 | 5965 | 5997 | 6031 | 6112 | 6178 | 5 | 34 | 42 | 50 | 58 | 67 | 76 | 86 | 97 | 109 | 126 | 146 | 169 | 196 | 232 | 254 | 342 | 433 | 525 | 619 | 714 | 837 | 965 | 1094 | 1220 | 1334 | 1456 | 1571 | 1685 | 1799 | 5 | 85 | 147 | 221 | 306 | 415 | 577 | 746 | 894 | 1038 | 1183 | 1324 | 1464 | 1602 | 1738 | 1984 | 2110 | 2220 | 2310 | 2382 | 2459 | 2519 | 2567 | 2599 | 2630 | 2686 | 2724 | 2764 | 2801 | 2833 | 5 | 28 | 124 | 222 | 310 | 399 | 542 | 668 | 816 | 971 | 1146 | 1319 | 1612 | 1893 | 2153 | 2392 | 2699 | 2991 | 3297 | 3543 | 3760 | 4035 | 4271 | 4488 | 5055 | 5077 | 5263 | 5444 | 5624 | 5793
PSS | BRD T1 | 6 | 11 | 14 | 17 | 20 | 38 | 54 | 72 | 93 | 116 | 150 | 186 | 225 | 266 | 430 | 644 | 885 | 1147 | 1437 | 1601 | 1742 | 1896 | 2057 | 2226 | 2403 | 2554 | 2718 | 2887 | 3060 | 3236 | 6 | 54 | 145 | 255 | 385 | 448 | 543 | 634 | 713 | 787 | 873 | 952 | 1102 | 1254 | 1492 | 1698 | 2004 | 2259 | 2672 | 2881 | 3051 | 3199 | 3338 | 3433 | 3562 | 3612 | 3703 | 3777 | 3862 | 3953 | 6 | 26 | 46 | 67 | 90 | 121 | 165 | 216 | 274 | 341 | 412 | 457 | 510 | 573 | 768 | 934 | 1213 | 1493 | 1775 | 1945 | 2104 | 2275 | 2455 | 2641 | 2832 | 3011 | 3189 | 3363 | 3537 | 3708 | 6 | 82 | 172 | 276 | 392 | 536 | 767 | 1058 | 1368 | 1701 | 2052 | 2401 | 2746 | 3090 | 3552 | 3923 | 4381 | 4840 | 5301 | 5645 | 6000 | 6260 | 6486 | 6682 | 6871 | 7097 | 7239 | 7349 | 7460 | 7558 | 6 | 80 | 152 | 206 | 258 | 312 | 380 | 451 | 535 | 630 | 736 | 863 | 1025 | 1217 | 1559 | 1867 | 2287 | 2693 | 3161 | 3397 | 3651 | 3850 | 4038 | 4166 | 4221 | 4342 | 4577 | 4800 | 5025 | 5243
PSS | BRITISH ALUMINIUM LATCHFORD T1 / GREENHALL WHITLEY T1 / LATCHFORD T1 / LATCHFORD T2 / THAMES BOARD MILL T1 | 3 | 3 | 3 | 3 | 3 | 3 | 3 | 3 | 3 | 3 | 3 | 3 | 3 | 3 | 3 | 3 | 3 | 4 | 4 | 4 | 4 | 5 | 5 | 5 | 5 | 6 | 6 | 6 | 6 | 7 | 3 | 3 | 3 | 3 | 3 | 3 | 3 | 3 | 3 | 3 | 3 | 3 | 3 | 3 | 3 | 3 | 3 | 3 | 3 | 3 | 3 | 3 | 3 | 3 | 3 | 3 | 3 | 3 | 3 | 3 | 3 | 3 | 3 | 3 | 3 | 3 | 3 | 3 | 3 | 3 | 3 | 3 | 3 | 3 | 3 | 3 | 3 | 3 | 3 | 3 | 3 | 3 | 3 | 3 | 3 | 3 | 3 | 3 | 3 | 3 | 3 | 3 | 3 | 3 | 3 | 3 | 3 | 3 | 3 | 3 | 3 | 3 | 3 | 3 | 3 | 3 | 3 | 3 | 3 | 3 | 3 | 3 | 3 | 3 | 3 | 3 | 3 | 3 | 3 | 3 | 3 | 0 | 0 | 0 | 0 | 0 | 0 | 0 | 0 | 0 | 0 | 0 | 0 | 0 | 0 | 0 | 0 | 0 | 0 | 0 | 0 | 0 | 0 | 0 | 0 | 0 | 0 | 0 | 0 | 0
PSS | BRITISH OXYGEN T1 / WINDLEHURST T1 | 3 | 67 | 79 | 90 | 101 | 157 | 203 | 253 | 303 | 353 | 409 | 465 | 517 | 569 | 621 | 717 | 815 | 918 | 1028 | 1153 | 1284 | 1423 | 1568 | 1716 | 1872 | 2007 | 2161 | 2322 | 2493 | 2671 | 3 | 13 | 19 | 26 | 43 | 67 | 103 | 137 | 169 | 197 | 224 | 261 | 291 | 319 | 362 | 406 | 459 | 500 | 544 | 583 | 646 | 709 | 788 | 851 | 809 | 820 | 870 | 904 | 923 | 984 | 3 | 67 | 127 | 187 | 243 | 299 | 355 | 411 | 467 | 519 | 575 | 631 | 683 | 735 | 787 | 839 | 887 | 935 | 983 | 1039 | 1087 | 1087 | 1087 | 1095 | 1110 | 1160 | 1185 | 1218 | 1253 | 1290 | 3 | 67 | 111 | 162 | 218 | 274 | 330 | 386 | 442 | 494 | 550 | 606 | 658 | 710 | 762 | 818 | 869 | 922 | 974 | 1036 | 1097 | 1159 | 1222 | 1285 | 1312 | 1324 | 1344 | 1371 | 1405 | 1447 | 3 | 112 | 148 | 184 | 224 | 263 | 308 | 352 | 412 | 475 | 544 | 614 | 671 | 740 | 816 | 892 | 986 | 1087 | 1153 | 1221 | 1283 | 1338 | 1419 | 1483 | 1418 | 1391 | 1433 | 1480 | 1515 | 1577
PSS | BRITISH PIPE ASSOCIATION T1 | 0 | 16 | 19 | 22 | 25 | 41 | 54 | 69 | 83 | 98 | 114 | 131 | 148 | 165 | 182 | 212 | 244 | 278 | 309 | 347 | 387 | 429 | 473 | 518 | 565 | 608 | 654 | 702 | 754 | 808 | 0 | 5 | 10 | 15 | 23 | 33 | 45 | 59 | 68 | 77 | 86 | 98 | 108 | 117 | 131 | 146 | 165 | 181 | 198 | 215 | 237 | 257 | 283 | 303 | 295 | 300 | 317 | 328 | 335 | 354 | 0 | 16 | 32 | 48 | 64 | 81 | 98 | 115 | 132 | 149 | 166 | 183 | 201 | 219 | 237 | 253 | 273 | 292 | 308 | 328 | 346 | 349 | 353 | 359 | 367 | 386 | 398 | 410 | 424 | 438 | 0 | 18 | 32 | 47 | 66 | 86 | 108 | 131 | 154 | 178 | 202 | 226 | 250 | 274 | 298 | 322 | 346 | 373 | 392 | 417 | 441 | 463 | 486 | 508 | 520 | 528 | 537 | 546 | 558 | 574 | 0 | 32 | 44 | 55 | 68 | 81 | 95 | 109 | 127 | 147 | 168 | 191 | 211 | 234 | 259 | 285 | 319 | 355 | 378 | 403 | 426 | 445 | 473 | 495 | 479 | 475 | 492 | 509 | 524 | 545
PSS | BRITISH SIDAC T1 / SHERDLEY RD T1 / ST HELENS LINKWAY T1 / WATERY LA T1 | 1 | 9 | 9 | 9 | 9 | 14 | 17 | 20 | 23 | 27 | 40 | 53 | 67 | 81 | 97 | 127 | 164 | 207 | 256 | 313 | 335 | 361 | 386 | 410 | 432 | 454 | 476 | 500 | 524 | 549 | 1 | 34 | 270 | 487 | 664 | 882 | 1277 | 1624 | 1937 | 2219 | 2518 | 2765 | 3365 | 3825 | 4192 | 4596 | 4986 | 5287 | 5828 | 6244 | 6577 | 7015 | 7517 | 8108 | 9339 | 8960 | 8969 | 9006 | 9130 | 9212 | 1 | 41 | 43 | 46 | 49 | 52 | 56 | 60 | 65 | 70 | 79 | 90 | 103 | 119 | 145 | 158 | 224 | 290 | 354 | 418 | 484 | 598 | 715 | 825 | 925 | 1000 | 1093 | 1172 | 1248 | 1325 | 1 | 121 | 206 | 310 | 429 | 585 | 819 | 1057 | 1241 | 1414 | 1585 | 1754 | 1920 | 2083 | 2244 | 2574 | 2718 | 2837 | 2922 | 2978 | 3034 | 3077 | 3113 | 3137 | 3162 | 3234 | 3271 | 3312 | 3344 | 3372 | 1 | 23 | 159 | 298 | 421 | 543 | 753 | 934 | 1143 | 1359 | 1605 | 1828 | 2249 | 2630 | 2966 | 3289 | 3667 | 4027 | 4417 | 4724 | 4943 | 5292 | 5598 | 5890 | 6778 | 6721 | 6912 | 7116 | 7316 | 7496
PSS | BROADGREEN T1 / CROXTETH T1 / EAST PRESCOT RD (FINCH LA) T1 / KNOTTY ASH T1 / LEYFIELD RD T1 | 1 | 1 | 1 | 1 | 1 | 1 | 1 | 1 | 1 | 1 | 1 | 1 | 1 | 1 | 1 | 1 | 1 | 1 | 1 | 1 | 1 | 1 | 1 | 1 | 1 | 1 | 1 | 2 | 2 | 2 | 1 | 1 | 1 | 1 | 1 | 1 | 1 | 1 | 1 | 1 | 1 | 1 | 1 | 1 | 1 | 1 | 1 | 1 | 1 | 1 | 1 | 1 | 1 | 1 | 1 | 1 | 1 | 1 | 1 | 1 | 1 | 1 | 1 | 1 | 1 | 1 | 1 | 1 | 1 | 1 | 1 | 1 | 1 | 1 | 1 | 1 | 1 | 1 | 1 | 1 | 1 | 1 | 1 | 1 | 1 | 1 | 1 | 1 | 1 | 1 | 1 | 1 | 1 | 1 | 1 | 1 | 1 | 1 | 1 | 1 | 1 | 1 | 1 | 1 | 1 | 1 | 1 | 1 | 1 | 1 | 1 | 1 | 1 | 1 | 1 | 1 | 1 | 1 | 1 | 1 | 1 | 0 | 0 | 0 | 0 | 0 | 0 | 0 | 0 | 0 | 0 | 0 | 0 | 0 | 0 | 0 | 0 | 0 | 0 | 0 | 0 | 0 | 0 | 0 | 0 | 0 | 0 | 0 | 0 | 0
PSS | BROMFIELD T1 / BROMFIELD T2 / PONTERWYL T1 / RHYD-Y-GOLEU T1 / SYNTHITE T1 | 4 | 10 | 11 | 11 | 11 | 24 | 36 | 50 | 66 | 84 | 115 | 143 | 172 | 204 | 238 | 300 | 373 | 458 | 552 | 661 | 721 | 790 | 859 | 928 | 997 | 1056 | 1123 | 1196 | 1271 | 1350 | 4 | 38 | 217 | 384 | 523 | 699 | 1000 | 1272 | 1521 | 1754 | 2020 | 2260 | 2764 | 3188 | 3557 | 3888 | 4393 | 4816 | 5403 | 5883 | 6286 | 6758 | 7154 | 7586 | 8545 | 8412 | 8528 | 8597 | 8707 | 8818 | 4 | 32 | 44 | 57 | 71 | 86 | 103 | 122 | 144 | 169 | 210 | 261 | 324 | 399 | 491 | 551 | 808 | 1079 | 1357 | 1646 | 1944 | 2287 | 2647 | 3014 | 3386 | 3743 | 4118 | 4485 | 4847 | 5207 | 4 | 101 | 194 | 304 | 428 | 584 | 822 | 1088 | 1372 | 1660 | 1958 | 2242 | 2525 | 2806 | 3085 | 3513 | 3774 | 4019 | 4245 | 4453 | 4679 | 4846 | 4977 | 5056 | 5136 | 5248 | 5337 | 5426 | 5511 | 5593 | 4 | 45 | 191 | 341 | 479 | 621 | 822 | 1011 | 1234 | 1474 | 1748 | 2057 | 2507 | 2980 | 3453 | 3863 | 4455 | 5018 | 5591 | 6066 | 6598 | 7131 | 7557 | 7931 | 8703 | 8940 | 9397 | 9796 | 10203 | 10589
PSS | BROOK LA T1 / MANNINGS LA T1 / NEWTOWN CHESTER T1 / UPTON HEATH T1 | 2 | 32 | 36 | 40 | 44 | 74 | 97 | 123 | 151 | 177 | 222 | 265 | 306 | 348 | 393 | 477 | 573 | 681 | 801 | 943 | 1031 | 1132 | 1234 | 1334 | 1437 | 1526 | 1627 | 1734 | 1845 | 1963 | 2 | 53 | 346 | 617 | 844 | 1126 | 1628 | 2072 | 2477 | 2840 | 3236 | 3576 | 4347 | 4953 | 5457 | 5979 | 6563 | 7027 | 7780 | 8375 | 8868 | 9488 | 10143 | 10889 | 12407 | 12005 | 12078 | 12152 | 12319 | 12460 | 2 | 71 | 98 | 126 | 155 | 184 | 214 | 245 | 278 | 309 | 354 | 405 | 459 | 520 | 597 | 648 | 829 | 1015 | 1201 | 1395 | 1594 | 1836 | 2089 | 2341 | 2590 | 2820 | 3068 | 3300 | 3529 | 3758 | 2 | 172 | 304 | 462 | 643 | 871 | 1205 | 1553 | 1858 | 2151 | 2450 | 2741 | 3026 | 3306 | 3583 | 4080 | 4335 | 4561 | 4750 | 4906 | 5070 | 5200 | 5309 | 5385 | 5450 | 5565 | 5644 | 5725 | 5803 | 5877 | 2 | 77 | 274 | 475 | 660 | 846 | 1138 | 1397 | 1702 | 2020 | 2384 | 2741 | 3331 | 3898 | 4424 | 4913 | 5533 | 6128 | 6744 | 7244 | 7682 | 8241 | 8725 | 9170 | 10286 | 10320 | 10695 | 11062 | 11423 | 11767
PSS | BROOK ST T1 / KINGSWAY TUNNEL T1 / NWWA SANDON DOCK T1 / NWWA SANDON DOCK T2 | 0 | 16 | 19 | 22 | 25 | 37 | 46 | 57 | 68 | 79 | 91 | 103 | 115 | 127 | 139 | 161 | 184 | 209 | 236 | 264 | 293 | 323 | 355 | 387 | 422 | 452 | 486 | 522 | 560 | 598 | 0 | 1 | 2 | 4 | 8 | 13 | 21 | 28 | 35 | 41 | 47 | 55 | 62 | 69 | 78 | 88 | 101 | 112 | 123 | 131 | 145 | 158 | 175 | 189 | 179 | 181 | 192 | 199 | 203 | 216 | 0 | 16 | 32 | 48 | 60 | 72 | 84 | 96 | 108 | 120 | 132 | 144 | 156 | 168 | 180 | 192 | 204 | 216 | 228 | 240 | 250 | 250 | 250 | 252 | 255 | 266 | 271 | 278 | 286 | 294 | 0 | 16 | 28 | 41 | 53 | 65 | 77 | 89 | 101 | 113 | 125 | 137 | 149 | 161 | 173 | 186 | 199 | 212 | 225 | 238 | 251 | 265 | 278 | 292 | 298 | 300 | 305 | 311 | 318 | 327 | 0 | 26 | 35 | 44 | 54 | 62 | 72 | 81 | 94 | 108 | 123 | 139 | 152 | 168 | 185 | 202 | 225 | 250 | 266 | 281 | 294 | 305 | 323 | 337 | 321 | 315 | 323 | 334 | 341 | 355
PSS | BRYN STANLEY T1 | 1 | 11 | 14 | 16 | 19 | 33 | 44 | 57 | 72 | 87 | 107 | 128 | 151 | 174 | 198 | 240 | 290 | 345 | 404 | 471 | 527 | 588 | 653 | 721 | 790 | 851 | 918 | 987 | 1057 | 1131 | 1 | 29 | 76 | 145 | 212 | 262 | 345 | 420 | 490 | 550 | 616 | 675 | 796 | 903 | 996 | 1087 | 1198 | 1289 | 1462 | 1602 | 1716 | 1841 | 1974 | 2104 | 2056 | 2040 | 2076 | 2108 | 2149 | 2194 | 1 | 20 | 35 | 50 | 65 | 83 | 106 | 131 | 158 | 188 | 220 | 243 | 269 | 298 | 332 | 356 | 419 | 483 | 548 | 613 | 676 | 739 | 805 | 873 | 942 | 1010 | 1076 | 1139 | 1203 | 1265 | 1 | 48 | 93 | 146 | 206 | 279 | 390 | 522 | 652 | 787 | 928 | 1068 | 1207 | 1345 | 1482 | 1607 | 1742 | 1873 | 2002 | 2128 | 2255 | 2353 | 2437 | 2513 | 2580 | 2664 | 2716 | 2760 | 2801 | 2841 | 1 | 43 | 86 | 124 | 160 | 197 | 249 | 298 | 358 | 422 | 495 | 568 | 675 | 790 | 901 | 1003 | 1138 | 1269 | 1426 | 1556 | 1678 | 1803 | 1919 | 2015 | 1991 | 2027 | 2125 | 2218 | 2308 | 2400
PSS | BUCKINGHAM ST T1 / EVERTON RD T1 / SUBURBAN RD T1 | 0 | 0 | 0 | 0 | 0 | 0 | 0 | 0 | 0 | 0 | 0 | 0 | 0 | 0 | 0 | 0 | 0 | 0 | 0 | 0 | 0 | 0 | 0 | 0 | 0 | 0 | 0 | 0 | 0 | 0 | 0 | 0 | 0 | 0 | 0 | 0 | 0 | 0 | 0 | 0 | 0 | 0 | 0 | 0 | 0 | 0 | 0 | 0 | 0 | 0 | 0 | 0 | 0 | 0 | 0 | 0 | 0 | 0 | 0 | 0 | 0 | 0 | 0 | 0 | 0 | 0 | 0 | 0 | 0 | 0 | 0 | 0 | 0 | 0 | 0 | 0 | 0 | 0 | 0 | 0 | 0 | 0 | 0 | 0 | 0 | 0 | 0 | 0 | 0 | 0 | 0 | 0 | 0 | 0 | 0 | 0 | 0 | 0 | 0 | 0 | 0 | 0 | 0 | 0 | 0 | 0 | 0 | 0 | 0 | 0 | 0 | 0 | 0 | 0 | 0 | 0 | 0 | 0 | 0 | 0 | 0 | 0 | 0 | 0 | 0 | 0 | 0 | 0 | 0 | 0 | 0 | 0 | 0 | 0 | 0 | 0 | 0 | 0 | 0 | 0 | 0 | 0 | 0 | 0 | 0 | 0 | 0 | 0 | 0 | 0
PSS | BUCKLEY T1 / BUCKLEY T2 / BUCKLEY CROSS T1 | 4 | 10 | 11 | 11 | 11 | 25 | 39 | 55 | 73 | 93 | 127 | 157 | 190 | 225 | 262 | 329 | 409 | 500 | 604 | 722 | 789 | 865 | 942 | 1017 | 1093 | 1158 | 1232 | 1311 | 1393 | 1481 | 4 | 41 | 225 | 397 | 539 | 721 | 1031 | 1312 | 1569 | 1811 | 2088 | 2340 | 2863 | 3305 | 3693 | 4036 | 4575 | 5030 | 5649 | 6157 | 6585 | 7084 | 7494 | 7935 | 8923 | 8800 | 8929 | 9005 | 9119 | 9237 | 4 | 33 | 46 | 60 | 76 | 93 | 112 | 133 | 157 | 185 | 231 | 288 | 358 | 441 | 542 | 608 | 893 | 1192 | 1500 | 1819 | 2149 | 2525 | 2921 | 3326 | 3737 | 4132 | 4548 | 4953 | 5355 | 5754 | 4 | 104 | 202 | 318 | 449 | 613 | 864 | 1145 | 1450 | 1760 | 2083 | 2390 | 2696 | 3000 | 3302 | 3759 | 4041 | 4309 | 4558 | 4788 | 5036 | 5222 | 5366 | 5454 | 5540 | 5662 | 5759 | 5857 | 5949 | 6040 | 4 | 50 | 203 | 360 | 506 | 659 | 869 | 1069 | 1303 | 1558 | 1847 | 2178 | 2654 | 3159 | 3667 | 4104 | 4741 | 5350 | 5965 | 6476 | 7056 | 7629 | 8084 | 8485 | 9287 | 9557 | 10055 | 10489 | 10933 | 11353
PSS | BUILDWAS ROAD T1 / MORGAN REFRACTORIES T1 / NESTON MAIN T1 | 4 | 117 | 137 | 157 | 175 | 283 | 375 | 473 | 573 | 676 | 798 | 914 | 1031 | 1146 | 1263 | 1478 | 1708 | 1959 | 2229 | 2535 | 2811 | 3107 | 3416 | 3728 | 4055 | 4337 | 4658 | 4995 | 5349 | 5721 | 4 | 53 | 212 | 360 | 505 | 691 | 1003 | 1284 | 1544 | 1786 | 2053 | 2315 | 2783 | 3180 | 3560 | 3908 | 4422 | 4850 | 5416 | 5883 | 6187 | 6483 | 6753 | 6974 | 6614 | 6614 | 6802 | 6913 | 7011 | 7194 | 4 | 135 | 249 | 360 | 468 | 577 | 691 | 803 | 917 | 1031 | 1162 | 1297 | 1443 | 1595 | 1761 | 1900 | 2201 | 2515 | 2836 | 3176 | 3511 | 3802 | 4106 | 4430 | 4771 | 5158 | 5520 | 5889 | 6256 | 6627 | 4 | 192 | 346 | 523 | 722 | 948 | 1246 | 1563 | 1896 | 2230 | 2577 | 2908 | 3238 | 3562 | 3886 | 4338 | 4648 | 4946 | 5230 | 5510 | 5807 | 6057 | 6274 | 6449 | 6562 | 6679 | 6788 | 6909 | 7040 | 7182 | 4 | 228 | 411 | 595 | 779 | 966 | 1214 | 1444 | 1731 | 2042 | 2389 | 2764 | 3240 | 3752 | 4278 | 4750 | 5408 | 6057 | 6654 | 7169 | 7631 | 8041 | 8416 | 8697 | 8531 | 8737 | 9190 | 9586 | 9964 | 10382
PSS | BURLINGTON AVE T1 / FRESHFIELD T1 / MARSH BROWS T1 / SOUTHPORT RD T1 | 1 | 28 | 33 | 38 | 42 | 77 | 108 | 143 | 180 | 216 | 273 | 326 | 378 | 432 | 489 | 593 | 712 | 847 | 997 | 1169 | 1287 | 1419 | 1552 | 1685 | 1822 | 1939 | 2072 | 2213 | 2359 | 2516 | 1 | 52 | 266 | 463 | 633 | 849 | 1219 | 1551 | 1856 | 2140 | 2465 | 2762 | 3366 | 3875 | 4325 | 4730 | 5347 | 5864 | 6573 | 7155 | 7655 | 8236 | 8732 | 9263 | 10381 | 10230 | 10386 | 10482 | 10618 | 10771 | 1 | 54 | 88 | 124 | 161 | 199 | 239 | 281 | 327 | 373 | 442 | 523 | 614 | 720 | 846 | 934 | 1258 | 1597 | 1946 | 2309 | 2681 | 3091 | 3519 | 3960 | 4408 | 4851 | 5309 | 5757 | 6202 | 6645 | 1 | 135 | 260 | 406 | 573 | 777 | 1079 | 1414 | 1770 | 2128 | 2503 | 2861 | 3214 | 3564 | 3912 | 4436 | 4764 | 5074 | 5361 | 5630 | 5922 | 6143 | 6321 | 6439 | 6542 | 6681 | 6793 | 6910 | 7024 | 7135 | 1 | 91 | 276 | 465 | 643 | 827 | 1080 | 1319 | 1604 | 1908 | 2258 | 2649 | 3201 | 3784 | 4371 | 4881 | 5616 | 6320 | 7023 | 7610 | 8265 | 8919 | 9452 | 9919 | 10809 | 11085 | 11644 | 12134 | 12631 | 13112
PSS | BURMAH OIL T1 / VAN LEER NO 1 T1 | 0 | 0 | 0 | 0 | 0 | 0 | 0 | 0 | 0 | 0 | 0 | 0 | 0 | 0 | 0 | 0 | 0 | 0 | 0 | 0 | 0 | 0 | 0 | 0 | 0 | 0 | 0 | 0 | 0 | 0 | 0 | 0 | 0 | 0 | 0 | 0 | 0 | 0 | 0 | 0 | 0 | 0 | 0 | 0 | 0 | 0 | 0 | 0 | 0 | 0 | 0 | 0 | 0 | 0 | 0 | 0 | 0 | 0 | 0 | 0 | 0 | 0 | 0 | 0 | 0 | 0 | 0 | 0 | 0 | 0 | 0 | 0 | 0 | 0 | 0 | 0 | 0 | 0 | 0 | 0 | 0 | 0 | 0 | 0 | 0 | 0 | 0 | 0 | 0 | 0 | 0 | 0 | 0 | 0 | 0 | 0 | 0 | 0 | 0 | 0 | 0 | 0 | 0 | 0 | 0 | 0 | 0 | 0 | 0 | 0 | 0 | 0 | 0 | 0 | 0 | 0 | 0 | 0 | 0 | 0 | 0 | 0 | 0 | 0 | 0 | 0 | 0 | 0 | 0 | 0 | 0 | 0 | 0 | 0 | 0 | 0 | 0 | 0 | 0 | 0 | 0 | 0 | 0 | 0 | 0 | 0 | 0 | 0 | 0 | 0
PSS | BUTLINS T1 | 1 | 1 | 1 | 1 | 1 | 3 | 5 | 7 | 9 | 11 | 14 | 17 | 20 | 24 | 28 | 35 | 45 | 56 | 67 | 81 | 90 | 100 | 112 | 125 | 138 | 150 | 162 | 176 | 188 | 203 | 1 | 10 | 26 | 41 | 54 | 62 | 76 | 87 | 99 | 108 | 119 | 128 | 149 | 169 | 186 | 201 | 223 | 241 | 278 | 307 | 331 | 354 | 379 | 399 | 463 | 461 | 471 | 479 | 489 | 499 | 1 | 3 | 5 | 7 | 10 | 13 | 17 | 22 | 28 | 34 | 41 | 45 | 50 | 56 | 63 | 67 | 83 | 98 | 114 | 130 | 146 | 164 | 182 | 202 | 220 | 238 | 255 | 271 | 288 | 306 | 1 | 10 | 20 | 31 | 43 | 59 | 84 | 114 | 145 | 179 | 215 | 250 | 285 | 319 | 353 | 380 | 415 | 448 | 482 | 514 | 549 | 574 | 596 | 614 | 633 | 654 | 668 | 679 | 689 | 699 | 1 | 6 | 16 | 22 | 29 | 36 | 44 | 53 | 64 | 74 | 88 | 101 | 122 | 143 | 167 | 185 | 212 | 240 | 274 | 303 | 332 | 360 | 384 | 403 | 445 | 457 | 481 | 504 | 526 | 548
PSS | BUTTINGTON CROSS T1 | 2 | 2 | 2 | 2 | 2 | 2 | 2 | 2 | 2 | 2 | 2 | 2 | 2 | 2 | 2 | 2 | 2 | 2 | 2 | 2 | 2 | 2 | 2 | 3 | 3 | 3 | 3 | 3 | 3 | 3 | 2 | 2 | 2 | 2 | 2 | 2 | 2 | 2 | 2 | 2 | 2 | 2 | 2 | 2 | 2 | 2 | 2 | 2 | 2 | 2 | 2 | 2 | 2 | 2 | 2 | 2 | 2 | 2 | 2 | 2 | 2 | 2 | 2 | 2 | 2 | 2 | 2 | 2 | 2 | 2 | 2 | 2 | 2 | 2 | 2 | 2 | 2 | 2 | 2 | 2 | 2 | 2 | 2 | 2 | 2 | 2 | 2 | 2 | 2 | 2 | 2 | 2 | 2 | 2 | 2 | 2 | 2 | 2 | 2 | 2 | 2 | 2 | 2 | 2 | 2 | 2 | 2 | 2 | 2 | 2 | 2 | 2 | 2 | 2 | 2 | 2 | 2 | 2 | 2 | 2 | 2 | 0 | 0 | 0 | 0 | 0 | 0 | 0 | 0 | 0 | 0 | 0 | 0 | 0 | 0 | 0 | 0 | 0 | 0 | 0 | 0 | 0 | 0 | 0 | 0 | 0 | 0 | 0 | 0 | 0
PSS | BXL BROMBOROUGH T1 / TULIP T1 | 0 | 4 | 5 | 6 | 6 | 10 | 14 | 17 | 21 | 25 | 29 | 33 | 37 | 41 | 45 | 52 | 60 | 68 | 77 | 86 | 95 | 105 | 116 | 125 | 137 | 147 | 158 | 170 | 182 | 196 | 0 | 2 | 1 | 2 | 4 | 5 | 8 | 10 | 12 | 14 | 16 | 19 | 22 | 24 | 26 | 30 | 34 | 37 | 41 | 44 | 49 | 53 | 59 | 63 | 60 | 61 | 64 | 67 | 68 | 73 | 0 | 4 | 8 | 12 | 16 | 20 | 24 | 28 | 32 | 36 | 40 | 44 | 48 | 52 | 56 | 60 | 64 | 68 | 72 | 76 | 79 | 79 | 79 | 80 | 81 | 85 | 86 | 89 | 91 | 94 | 0 | 4 | 7 | 10 | 14 | 18 | 22 | 26 | 30 | 34 | 38 | 42 | 46 | 50 | 54 | 58 | 63 | 67 | 71 | 76 | 80 | 84 | 89 | 93 | 96 | 96 | 98 | 100 | 103 | 105 | 0 | 8 | 10 | 12 | 16 | 18 | 22 | 24 | 29 | 33 | 38 | 43 | 48 | 53 | 59 | 64 | 72 | 80 | 85 | 90 | 95 | 99 | 104 | 109 | 104 | 102 | 104 | 108 | 111 | 115
PSS | CABLE ST T1 / GRADWELL ST T2 / OLDHAM PLACE T2 | 0 | 0 | 0 | 0 | 0 | 0 | 0 | 0 | 0 | 115 | 115 | 235 | 355 | 471 | 583 | 741 | 908 | 1089 | 1278 | 1340 | 1402 | 1464 | 1526 | 1588 | 1650 | 1711 | 1773 | 1835 | 1897 | 1959 | 0 | 18 | 17 | 16 | 16 | 16 | 17 | 17 | 17 | 77 | 77 | 160 | 231 | 291 | 385 | 475 | 590 | 682 | 772 | 779 | 785 | 791 | 812 | 834 | 747 | 712 | 710 | 712 | 723 | 728 | 0 | 0 | 0 | 0 | 0 | 0 | 0 | 0 | 0 | 120 | 120 | 240 | 360 | 476 | 588 | 704 | 816 | 928 | 1036 | 1036 | 1036 | 1036 | 1036 | 1036 | 1036 | 1036 | 1036 | 1036 | 1036 | 1036 | 0 | 0 | 0 | 0 | 0 | 0 | 0 | 0 | 0 | 120 | 120 | 240 | 360 | 476 | 588 | 707 | 823 | 939 | 1053 | 1057 | 1061 | 1065 | 1069 | 1073 | 1077 | 1082 | 1086 | 1090 | 1094 | 1098 | 0 | 19 | 19 | 19 | 19 | 19 | 19 | 19 | 20 | 141 | 147 | 272 | 390 | 510 | 652 | 796 | 970 | 1149 | 1288 | 1294 | 1278 | 1258 | 1262 | 1264 | 1150 | 1101 | 1105 | 1125 | 1150 | 1162
PSS | CABLE ST T2 / CROWN COURTS T1 / GRADWELL ST T1 | 0 | 120 | 143 | 165 | 187 | 299 | 390 | 490 | 588 | 687 | 795 | 903 | 1007 | 1107 | 1207 | 1393 | 1586 | 1790 | 2002 | 2245 | 2498 | 2767 | 3049 | 3334 | 3637 | 3899 | 4197 | 4508 | 4837 | 5181 | 0 | 21 | 34 | 47 | 83 | 131 | 201 | 267 | 330 | 387 | 439 | 511 | 571 | 624 | 706 | 791 | 896 | 980 | 1063 | 1140 | 1261 | 1383 | 1536 | 1657 | 1575 | 1595 | 1692 | 1757 | 1793 | 1910 | 0 | 120 | 236 | 352 | 464 | 576 | 688 | 800 | 908 | 1012 | 1120 | 1228 | 1332 | 1432 | 1532 | 1632 | 1728 | 1824 | 1916 | 2024 | 2116 | 2116 | 2116 | 2132 | 2161 | 2257 | 2305 | 2370 | 2436 | 2509 | 0 | 120 | 205 | 303 | 415 | 527 | 639 | 751 | 859 | 963 | 1071 | 1179 | 1283 | 1383 | 1483 | 1590 | 1693 | 1798 | 1899 | 2017 | 2136 | 2256 | 2376 | 2498 | 2550 | 2576 | 2613 | 2665 | 2731 | 2813 | 0 | 214 | 282 | 352 | 432 | 512 | 602 | 688 | 804 | 930 | 1063 | 1199 | 1313 | 1446 | 1594 | 1740 | 1925 | 2126 | 2253 | 2386 | 2505 | 2610 | 2766 | 2890 | 2762 | 2708 | 2790 | 2880 | 2948 | 3067
PSS | CADBURYS KRONOSPAN T1 / CADBURYS KRONOSPAN T2 | 7 | 42 | 49 | 57 | 63 | 98 | 129 | 160 | 192 | 227 | 268 | 310 | 353 | 396 | 440 | 520 | 609 | 702 | 802 | 915 | 1018 | 1133 | 1250 | 1374 | 1503 | 1612 | 1736 | 1866 | 2000 | 2139 | 7 | 32 | 91 | 169 | 245 | 307 | 417 | 511 | 599 | 678 | 760 | 838 | 987 | 1113 | 1231 | 1349 | 1490 | 1601 | 1800 | 1962 | 2106 | 2194 | 2299 | 2385 | 2325 | 2314 | 2370 | 2413 | 2461 | 2528 | 7 | 51 | 90 | 129 | 165 | 204 | 251 | 296 | 345 | 396 | 449 | 492 | 538 | 587 | 642 | 686 | 771 | 853 | 935 | 1022 | 1101 | 1169 | 1237 | 1310 | 1386 | 1472 | 1547 | 1624 | 1701 | 1779 | 7 | 80 | 144 | 220 | 304 | 402 | 543 | 701 | 856 | 1016 | 1182 | 1347 | 1511 | 1673 | 1835 | 1991 | 2151 | 2304 | 2453 | 2604 | 2759 | 2880 | 2989 | 3089 | 3168 | 3259 | 3319 | 3373 | 3429 | 3486 | 7 | 87 | 148 | 203 | 255 | 310 | 387 | 456 | 542 | 634 | 737 | 842 | 981 | 1130 | 1278 | 1417 | 1598 | 1771 | 1959 | 2121 | 2268 | 2375 | 2484 | 2561 | 2516 | 2545 | 2660 | 2770 | 2874 | 2991
PSS | CADBURYS T1 / CADBURYS T2 / HOPFIELD RD T1 | 0 | 12 | 14 | 17 | 19 | 31 | 41 | 51 | 62 | 74 | 86 | 98 | 110 | 118 | 126 | 143 | 160 | 179 | 199 | 225 | 252 | 281 | 311 | 341 | 374 | 401 | 433 | 467 | 501 | 539 | 0 | 3 | 4 | 5 | 10 | 15 | 22 | 30 | 36 | 42 | 48 | 57 | 63 | 68 | 75 | 82 | 91 | 97 | 105 | 113 | 126 | 140 | 156 | 170 | 162 | 165 | 176 | 183 | 187 | 200 | 0 | 12 | 24 | 36 | 48 | 60 | 72 | 84 | 96 | 108 | 120 | 132 | 144 | 152 | 160 | 168 | 176 | 184 | 192 | 204 | 214 | 214 | 214 | 216 | 219 | 230 | 235 | 242 | 250 | 258 | 0 | 12 | 21 | 31 | 43 | 55 | 67 | 79 | 91 | 103 | 115 | 127 | 139 | 147 | 155 | 164 | 172 | 181 | 190 | 203 | 216 | 230 | 243 | 256 | 262 | 265 | 269 | 274 | 282 | 291 | 0 | 22 | 29 | 36 | 45 | 54 | 63 | 72 | 85 | 99 | 114 | 129 | 142 | 154 | 166 | 179 | 195 | 213 | 225 | 239 | 253 | 265 | 282 | 296 | 284 | 279 | 288 | 297 | 304 | 318
PSS | CAERGEILIOG T1 | 4 | 10 | 13 | 16 | 19 | 157 | 172 | 189 | 316 | 449 | 598 | 749 | 902 | 1053 | 1203 | 1447 | 1717 | 2006 | 2319 | 2681 | 3026 | 3403 | 3798 | 4206 | 4642 | 5008 | 5429 | 5864 | 6324 | 6806 | 4 | 130 | 258 | 382 | 506 | 621 | 731 | 834 | 986 | 1128 | 1275 | 1438 | 1669 | 1888 | 2120 | 2330 | 2577 | 2785 | 3110 | 3387 | 3674 | 3945 | 4227 | 4431 | 4546 | 4651 | 4845 | 4985 | 5097 | 5308 | 4 | 24 | 42 | 62 | 83 | 232 | 274 | 322 | 498 | 677 | 861 | 1019 | 1185 | 1357 | 1536 | 1687 | 1947 | 2206 | 2467 | 2749 | 3001 | 3166 | 3339 | 3534 | 3746 | 4020 | 4243 | 4479 | 4717 | 4959 | 4 | 80 | 168 | 269 | 383 | 645 | 870 | 1153 | 1572 | 2008 | 2460 | 2910 | 3358 | 3799 | 4234 | 4594 | 5029 | 5463 | 5897 | 6349 | 6810 | 7183 | 7526 | 7840 | 8071 | 8309 | 8480 | 8636 | 8811 | 8989 | 4 | 230 | 301 | 358 | 412 | 552 | 624 | 696 | 891 | 1102 | 1329 | 1588 | 1874 | 2198 | 2545 | 2861 | 3258 | 3657 | 4054 | 4418 | 4805 | 5115 | 5456 | 5715 | 5751 | 5842 | 6135 | 6417 | 6676 | 6990
PSS | CAERGWRLE T1 | 9 | 17 | 21 | 24 | 50 | 191 | 305 | 431 | 557 | 688 | 843 | 995 | 1149 | 1302 | 1459 | 1728 | 2020 | 2338 | 2678 | 3068 | 3432 | 3828 | 4247 | 4678 | 5137 | 5526 | 5966 | 6425 | 6906 | 7410 | 9 | 136 | 310 | 477 | 686 | 837 | 1082 | 1305 | 1507 | 1694 | 1890 | 2091 | 2413 | 2705 | 2998 | 3279 | 3648 | 3877 | 4242 | 4549 | 4860 | 5151 | 5465 | 5701 | 5736 | 5806 | 6008 | 6155 | 6286 | 6512 | 9 | 37 | 58 | 81 | 225 | 378 | 546 | 721 | 899 | 1082 | 1274 | 1434 | 1603 | 1778 | 1967 | 2124 | 2400 | 2680 | 2959 | 3257 | 3525 | 3717 | 3917 | 4137 | 4374 | 4667 | 4911 | 5168 | 5424 | 5684 | 9 | 110 | 219 | 346 | 609 | 908 | 1309 | 1775 | 2245 | 2734 | 3245 | 3749 | 4250 | 4744 | 5236 | 5665 | 6151 | 6636 | 7114 | 7605 | 8106 | 8509 | 8877 | 9213 | 9466 | 9740 | 9931 | 10103 | 10291 | 10481 | 9 | 239 | 337 | 416 | 577 | 739 | 942 | 1139 | 1377 | 1635 | 1917 | 2220 | 2576 | 2973 | 3387 | 3767 | 4279 | 4738 | 5170 | 5563 | 5970 | 6325 | 6696 | 6963 | 6940 | 7054 | 7405 | 7725 | 8028 | 8373
PSS | CAERNARFON T1 | 7 | 10 | 10 | 10 | 10 | 13 | 16 | 19 | 130 | 249 | 377 | 504 | 628 | 752 | 873 | 1057 | 1253 | 1464 | 1687 | 1946 | 2201 | 2478 | 2767 | 3062 | 3373 | 3640 | 3947 | 4271 | 4615 | 4976 | 7 | 153 | 222 | 283 | 334 | 408 | 535 | 647 | 811 | 964 | 1121 | 1288 | 1552 | 1768 | 1992 | 2213 | 2485 | 2702 | 2865 | 3005 | 3191 | 3376 | 3590 | 3764 | 3557 | 3558 | 3690 | 3775 | 3837 | 3989 | 7 | 19 | 21 | 24 | 27 | 30 | 34 | 38 | 162 | 287 | 416 | 547 | 676 | 808 | 940 | 1064 | 1227 | 1393 | 1556 | 1736 | 1902 | 1981 | 2063 | 2162 | 2277 | 2456 | 2592 | 2741 | 2890 | 3045 | 7 | 45 | 76 | 114 | 157 | 212 | 295 | 384 | 586 | 787 | 989 | 1188 | 1383 | 1577 | 1766 | 2015 | 2200 | 2376 | 2541 | 2714 | 2892 | 3057 | 3216 | 3365 | 3439 | 3495 | 3555 | 3631 | 3722 | 3828 | 7 | 169 | 219 | 270 | 315 | 361 | 434 | 500 | 678 | 871 | 1081 | 1307 | 1579 | 1861 | 2152 | 2428 | 2781 | 3132 | 3350 | 3563 | 3788 | 4007 | 4241 | 4421 | 4297 | 4330 | 4528 | 4696 | 4845 | 5042
PSS | CAERSWS T1 | 6 | 26 | 31 | 36 | 41 | 68 | 91 | 117 | 144 | 173 | 210 | 248 | 288 | 329 | 372 | 450 | 536 | 633 | 734 | 849 | 950 | 1060 | 1178 | 1303 | 1435 | 1544 | 1667 | 1794 | 1926 | 2062 | 6 | 55 | 110 | 169 | 254 | 302 | 374 | 442 | 502 | 560 | 622 | 684 | 789 | 892 | 993 | 1079 | 1213 | 1329 | 1541 | 1717 | 1863 | 1970 | 2072 | 2143 | 2231 | 2273 | 2345 | 2397 | 2453 | 2527 | 6 | 35 | 62 | 91 | 121 | 156 | 199 | 246 | 297 | 353 | 412 | 456 | 504 | 559 | 620 | 663 | 776 | 891 | 1005 | 1125 | 1236 | 1342 | 1452 | 1567 | 1687 | 1810 | 1926 | 2041 | 2157 | 2273 | 6 | 68 | 135 | 213 | 302 | 408 | 566 | 762 | 969 | 1189 | 1420 | 1650 | 1877 | 2103 | 2328 | 2501 | 2724 | 2949 | 3173 | 3398 | 3630 | 3807 | 3961 | 4098 | 4219 | 4359 | 4451 | 4524 | 4600 | 4671 | 6 | 79 | 133 | 178 | 221 | 267 | 324 | 380 | 450 | 529 | 614 | 714 | 833 | 974 | 1122 | 1251 | 1437 | 1622 | 1839 | 2028 | 2223 | 2368 | 2504 | 2600 | 2649 | 2730 | 2885 | 3029 | 3168 | 3315
PSS | CALDY T1 / HOYLAKE T1 / MEOLS T1 / WEST KIRBY SOUTH T1 | 1 | 10 | 10 | 10 | 10 | 24 | 36 | 50 | 66 | 84 | 118 | 149 | 182 | 217 | 255 | 325 | 407 | 503 | 610 | 733 | 798 | 873 | 946 | 1018 | 1092 | 1155 | 1226 | 1300 | 1379 | 1462 | 1 | 50 | 319 | 569 | 775 | 1033 | 1485 | 1889 | 2257 | 2596 | 2972 | 3302 | 4029 | 4621 | 5121 | 5604 | 6238 | 6758 | 7535 | 8155 | 8672 | 9297 | 9885 | 10543 | 11972 | 11677 | 11786 | 11865 | 12021 | 12158 | 1 | 45 | 56 | 69 | 83 | 98 | 115 | 134 | 155 | 180 | 221 | 272 | 335 | 410 | 505 | 565 | 827 | 1101 | 1382 | 1670 | 1969 | 2330 | 2707 | 3088 | 3470 | 3825 | 4207 | 4572 | 4935 | 5295 | 1 | 143 | 266 | 412 | 577 | 789 | 1111 | 1459 | 1798 | 2137 | 2484 | 2817 | 3149 | 3476 | 3802 | 4338 | 4640 | 4915 | 5158 | 5370 | 5599 | 5771 | 5905 | 5988 | 6070 | 6205 | 6302 | 6402 | 6493 | 6580 | 1 | 51 | 244 | 442 | 622 | 808 | 1086 | 1337 | 1633 | 1947 | 2307 | 2688 | 3286 | 3886 | 4467 | 4983 | 5690 | 6363 | 7058 | 7626 | 8203 | 8846 | 9369 | 9839 | 10940 | 11128 | 11627 | 12080 | 12538 | 12968
PSS | CARBORUNDUM T1 / HOUGHTONS LA T1 / RAINFORD T1 / WINDLEHURST T2 | 1 | 12 | 12 | 12 | 12 | 23 | 32 | 42 | 54 | 67 | 97 | 123 | 152 | 183 | 216 | 278 | 350 | 434 | 528 | 639 | 690 | 752 | 811 | 869 | 927 | 977 | 1032 | 1092 | 1155 | 1221 | 1 | 51 | 356 | 640 | 872 | 1162 | 1675 | 2130 | 2543 | 2920 | 3329 | 3679 | 4484 | 5122 | 5648 | 6185 | 6807 | 7306 | 8104 | 8736 | 9251 | 9896 | 10556 | 11313 | 12925 | 12518 | 12590 | 12661 | 12832 | 12963 | 1 | 52 | 61 | 71 | 82 | 93 | 105 | 119 | 135 | 154 | 185 | 223 | 270 | 326 | 400 | 445 | 645 | 853 | 1064 | 1278 | 1501 | 1791 | 2092 | 2391 | 2686 | 2950 | 3239 | 3510 | 3777 | 4044 | 1 | 160 | 287 | 439 | 612 | 835 | 1172 | 1527 | 1845 | 2156 | 2470 | 2775 | 3078 | 3376 | 3671 | 4197 | 4468 | 4708 | 4908 | 5071 | 5246 | 5377 | 5481 | 5546 | 5612 | 5737 | 5820 | 5905 | 5980 | 6050 | 1 | 44 | 244 | 450 | 634 | 821 | 1116 | 1378 | 1685 | 2008 | 2376 | 2742 | 3361 | 3958 | 4515 | 5024 | 5685 | 6312 | 6973 | 7505 | 7989 | 8591 | 9095 | 9558 | 10765 | 10846 | 11267 | 11667 | 12067 | 12438
PSS | CARLTON ST T1 / CARLTON ST T2 / CHALON WAY T2 | 0 | 0 | 0 | 0 | 0 | 0 | 0 | 0 | 0 | 0 | 0 | 0 | 0 | 0 | 0 | 0 | 0 | 0 | 0 | 0 | 0 | 0 | 0 | 0 | 0 | 0 | 0 | 0 | 0 | 0 | 0 | 0 | 0 | 0 | 0 | 0 | 0 | 0 | 0 | 0 | 0 | 0 | 0 | 0 | 0 | 0 | 0 | 0 | 0 | 0 | 0 | 0 | 0 | 0 | 0 | 0 | 0 | 0 | 0 | 0 | 0 | 0 | 0 | 0 | 0 | 0 | 0 | 0 | 0 | 0 | 0 | 0 | 0 | 0 | 0 | 0 | 0 | 0 | 0 | 0 | 0 | 0 | 0 | 0 | 0 | 0 | 0 | 0 | 0 | 0 | 0 | 0 | 0 | 0 | 0 | 0 | 0 | 0 | 0 | 0 | 0 | 0 | 0 | 0 | 0 | 0 | 0 | 0 | 0 | 0 | 0 | 0 | 0 | 0 | 0 | 0 | 0 | 0 | 0 | 0 | 0 | 0 | 0 | 0 | 0 | 0 | 0 | 0 | 0 | 0 | 0 | 0 | 0 | 0 | 0 | 0 | 0 | 0 | 0 | 0 | 0 | 0 | 0 | 0 | 0 | 0 | 0 | 0 | 0 | 0
PSS | CARMEL T1 | 7 | 78 | 92 | 105 | 118 | 189 | 248 | 312 | 374 | 440 | 514 | 588 | 664 | 738 | 812 | 949 | 1099 | 1259 | 1428 | 1619 | 1801 | 1999 | 2204 | 2417 | 2641 | 2832 | 3051 | 3275 | 3512 | 3759 | 7 | 35 | 98 | 175 | 264 | 338 | 456 | 565 | 662 | 753 | 844 | 939 | 1092 | 1225 | 1359 | 1493 | 1661 | 1762 | 1911 | 2037 | 2172 | 2300 | 2445 | 2558 | 2527 | 2544 | 2633 | 2699 | 2754 | 2858 | 7 | 87 | 158 | 230 | 303 | 379 | 460 | 543 | 625 | 711 | 799 | 876 | 957 | 1037 | 1122 | 1195 | 1314 | 1434 | 1550 | 1676 | 1788 | 1859 | 1934 | 2017 | 2109 | 2230 | 2327 | 2429 | 2533 | 2639 | 7 | 116 | 205 | 308 | 429 | 564 | 739 | 937 | 1131 | 1333 | 1541 | 1748 | 1954 | 2154 | 2354 | 2539 | 2739 | 2939 | 3131 | 3329 | 3531 | 3697 | 3851 | 3993 | 4094 | 4200 | 4279 | 4350 | 4429 | 4513 | 7 | 152 | 231 | 303 | 381 | 458 | 557 | 652 | 769 | 898 | 1036 | 1181 | 1349 | 1531 | 1721 | 1898 | 2134 | 2347 | 2526 | 2691 | 2855 | 3002 | 3158 | 3276 | 3219 | 3222 | 3351 | 3486 | 3611 | 3759
PSS | CASTLE BEESTON ST T1 / HARTFORD T2 / LEICESTER STREET T1 / NORTHWICH TOWN T1 / WINNINGTON T1 | 4 | 4 | 4 | 4 | 4 | 4 | 4 | 4 | 4 | 4 | 4 | 4 | 4 | 4 | 4 | 4 | 4 | 5 | 5 | 5 | 6 | 6 | 6 | 6 | 7 | 7 | 7 | 8 | 8 | 8 | 4 | 4 | 4 | 4 | 4 | 4 | 4 | 4 | 4 | 4 | 4 | 4 | 4 | 4 | 4 | 4 | 4 | 4 | 4 | 4 | 4 | 4 | 4 | 4 | 4 | 4 | 4 | 4 | 4 | 4 | 4 | 4 | 4 | 4 | 4 | 4 | 4 | 4 | 4 | 4 | 4 | 4 | 4 | 4 | 4 | 4 | 4 | 4 | 4 | 4 | 4 | 4 | 4 | 4 | 4 | 4 | 4 | 4 | 4 | 4 | 4 | 4 | 4 | 4 | 4 | 4 | 4 | 4 | 4 | 4 | 4 | 4 | 4 | 4 | 4 | 4 | 4 | 4 | 4 | 4 | 4 | 4 | 4 | 4 | 4 | 4 | 4 | 4 | 4 | 4 | 4 | 0 | 0 | 0 | 0 | 0 | 0 | 0 | 0 | 0 | 0 | 0 | 0 | 0 | 0 | 0 | 0 | 0 | 0 | 0 | 0 | 0 | 0 | 0 | 0 | 0 | 0 | 0 | 0 | 0
PSS | CEFN MAWR T1 | 6 | 87 | 105 | 122 | 139 | 228 | 301 | 381 | 461 | 547 | 647 | 748 | 850 | 951 | 1055 | 1246 | 1451 | 1674 | 1916 | 2188 | 2444 | 2721 | 3012 | 3316 | 3636 | 3907 | 4213 | 4531 | 4865 | 5209 | 6 | 82 | 165 | 249 | 373 | 450 | 563 | 670 | 764 | 855 | 951 | 1058 | 1203 | 1308 | 1431 | 1531 | 1719 | 1884 | 2159 | 2392 | 2615 | 2820 | 3019 | 3156 | 3331 | 3434 | 3580 | 3686 | 3774 | 3926 | 6 | 98 | 192 | 284 | 377 | 478 | 590 | 709 | 830 | 959 | 1092 | 1201 | 1319 | 1441 | 1573 | 1680 | 1885 | 2095 | 2308 | 2531 | 2734 | 2890 | 3054 | 3234 | 3425 | 3649 | 3842 | 4043 | 4245 | 4449 | 6 | 146 | 279 | 431 | 604 | 800 | 1071 | 1398 | 1742 | 2109 | 2492 | 2872 | 3250 | 3623 | 3994 | 4276 | 4644 | 5017 | 5394 | 5779 | 6177 | 6489 | 6770 | 7025 | 7226 | 7445 | 7596 | 7725 | 7866 | 8005 | 6 | 209 | 312 | 399 | 492 | 588 | 698 | 808 | 948 | 1108 | 1276 | 1469 | 1671 | 1885 | 2125 | 2335 | 2645 | 2960 | 3291 | 3586 | 3904 | 4153 | 4417 | 4611 | 4672 | 4769 | 5018 | 5257 | 5485 | 5741
PSS | CEMAES BAY T1 | 3 | 58 | 68 | 79 | 89 | 140 | 185 | 236 | 284 | 335 | 394 | 453 | 513 | 574 | 632 | 739 | 856 | 984 | 1123 | 1276 | 1421 | 1579 | 1744 | 1917 | 2097 | 2252 | 2425 | 2606 | 2797 | 2995 | 3 | 37 | 74 | 126 | 193 | 238 | 307 | 374 | 432 | 486 | 542 | 603 | 690 | 775 | 839 | 895 | 994 | 1079 | 1214 | 1328 | 1444 | 1552 | 1663 | 1743 | 1795 | 1837 | 1914 | 1969 | 2015 | 2097 | 3 | 63 | 119 | 176 | 234 | 291 | 357 | 426 | 494 | 565 | 638 | 700 | 766 | 836 | 907 | 966 | 1070 | 1178 | 1286 | 1399 | 1501 | 1571 | 1646 | 1728 | 1817 | 1930 | 2023 | 2120 | 2217 | 2316 | 3 | 85 | 157 | 240 | 336 | 439 | 581 | 746 | 916 | 1096 | 1283 | 1469 | 1654 | 1838 | 2017 | 2161 | 2342 | 2524 | 2706 | 2893 | 3085 | 3239 | 3378 | 3506 | 3604 | 3704 | 3776 | 3841 | 3913 | 3984 | 3 | 123 | 180 | 231 | 287 | 340 | 407 | 474 | 556 | 648 | 745 | 853 | 967 | 1102 | 1228 | 1340 | 1504 | 1675 | 1839 | 1989 | 2144 | 2266 | 2404 | 2505 | 2509 | 2541 | 2663 | 2781 | 2892 | 3021
PSS | CEMMAES RD T1 | 2 | 10 | 13 | 16 | 18 | 33 | 47 | 61 | 78 | 96 | 121 | 146 | 173 | 201 | 232 | 285 | 345 | 415 | 492 | 579 | 649 | 728 | 815 | 902 | 998 | 1078 | 1166 | 1258 | 1351 | 1449 | 2 | 47 | 101 | 156 | 216 | 249 | 299 | 347 | 388 | 427 | 473 | 517 | 593 | 673 | 748 | 809 | 915 | 1009 | 1191 | 1341 | 1462 | 1581 | 1683 | 1765 | 1876 | 1921 | 1980 | 2026 | 2073 | 2131 | 2 | 17 | 32 | 49 | 67 | 89 | 120 | 154 | 193 | 237 | 284 | 315 | 351 | 392 | 441 | 472 | 572 | 674 | 776 | 882 | 979 | 1082 | 1189 | 1300 | 1414 | 1525 | 1631 | 1739 | 1844 | 1950 | 2 | 48 | 102 | 164 | 234 | 320 | 456 | 628 | 813 | 1013 | 1223 | 1431 | 1638 | 1843 | 2047 | 2192 | 2394 | 2600 | 2807 | 3014 | 3228 | 3386 | 3524 | 3644 | 3758 | 3890 | 3974 | 4039 | 4107 | 4166 | 2 | 54 | 95 | 128 | 159 | 191 | 230 | 272 | 321 | 377 | 438 | 515 | 606 | 716 | 833 | 933 | 1084 | 1230 | 1419 | 1581 | 1756 | 1902 | 2034 | 2132 | 2202 | 2287 | 2426 | 2555 | 2683 | 2811
PSS | CEREAL PARTNERS T1 / LEVER GEORGIA AVE T1 / POOL LA T1 / UML LEVER BROMBOROUGH T2 | 0 | 0 | 0 | 0 | 0 | 0 | 0 | 0 | 0 | 0 | 0 | 0 | 0 | 0 | 0 | 0 | 0 | 0 | 0 | 0 | 0 | 0 | 0 | 0 | 0 | 0 | 0 | 0 | 0 | 0 | 0 | 0 | 0 | 0 | 0 | 0 | 0 | 0 | 0 | 0 | 0 | 0 | 0 | 0 | 0 | 0 | 0 | 0 | 0 | 0 | 0 | 0 | 0 | 0 | 0 | 0 | 0 | 0 | 0 | 0 | 0 | 0 | 0 | 0 | 0 | 0 | 0 | 0 | 0 | 0 | 0 | 0 | 0 | 0 | 0 | 0 | 0 | 0 | 0 | 0 | 0 | 0 | 0 | 0 | 0 | 0 | 0 | 0 | 0 | 0 | 0 | 0 | 0 | 0 | 0 | 0 | 0 | 0 | 0 | 0 | 0 | 0 | 0 | 0 | 0 | 0 | 0 | 0 | 0 | 0 | 0 | 0 | 0 | 0 | 0 | 0 | 0 | 0 | 0 | 0 | 0 | 0 | 0 | 0 | 0 | 0 | 0 | 0 | 0 | 0 | 0 | 0 | 0 | 0 | 0 | 0 | 0 | 0 | 0 | 0 | 0 | 0 | 0 | 0 | 0 | 0 | 0 | 0 | 0 | 0
PSS | CHALON WAY T1 / TECHNOLOGY CAMPUS T1 / WOODVILLE ST T1 | 0 | 0 | 0 | 0 | 0 | 0 | 0 | 0 | 0 | 0 | 0 | 0 | 0 | 0 | 0 | 0 | 0 | 0 | 0 | 0 | 0 | 0 | 0 | 0 | 0 | 0 | 0 | 0 | 0 | 0 | 0 | 0 | 0 | 0 | 0 | 0 | 0 | 0 | 0 | 0 | 0 | 0 | 0 | 0 | 0 | 0 | 0 | 0 | 0 | 0 | 0 | 0 | 0 | 0 | 0 | 0 | 0 | 0 | 0 | 0 | 0 | 0 | 0 | 0 | 0 | 0 | 0 | 0 | 0 | 0 | 0 | 0 | 0 | 0 | 0 | 0 | 0 | 0 | 0 | 0 | 0 | 0 | 0 | 0 | 0 | 0 | 0 | 0 | 0 | 0 | 0 | 0 | 0 | 0 | 0 | 0 | 0 | 0 | 0 | 0 | 0 | 0 | 0 | 0 | 0 | 0 | 0 | 0 | 0 | 0 | 0 | 0 | 0 | 0 | 0 | 0 | 0 | 0 | 0 | 0 | 0 | 0 | 0 | 0 | 0 | 0 | 0 | 0 | 0 | 0 | 0 | 0 | 0 | 0 | 0 | 0 | 0 | 0 | 0 | 0 | 0 | 0 | 0 | 0 | 0 | 0 | 0 | 0 | 0 | 0
PSS | CHESTER GATES T1 / UNILEVER DUNKIRK T1 | 0 | 1 | 1 | 1 | 1 | 3 | 5 | 7 | 9 | 12 | 16 | 20 | 24 | 28 | 33 | 42 | 52 | 63 | 76 | 90 | 101 | 114 | 128 | 143 | 158 | 172 | 188 | 203 | 219 | 237 | 0 | 11 | 25 | 38 | 50 | 55 | 63 | 71 | 77 | 83 | 89 | 97 | 109 | 123 | 136 | 147 | 166 | 183 | 216 | 244 | 266 | 287 | 304 | 317 | 364 | 375 | 386 | 395 | 403 | 414 | 0 | 2 | 5 | 8 | 11 | 15 | 20 | 26 | 33 | 40 | 48 | 53 | 60 | 67 | 76 | 82 | 99 | 118 | 137 | 157 | 177 | 196 | 217 | 238 | 259 | 281 | 301 | 322 | 342 | 362 | 0 | 8 | 18 | 29 | 42 | 58 | 83 | 114 | 149 | 187 | 227 | 266 | 305 | 344 | 383 | 410 | 449 | 488 | 527 | 568 | 609 | 639 | 665 | 687 | 709 | 734 | 750 | 762 | 774 | 785 | 0 | 8 | 16 | 21 | 26 | 32 | 39 | 46 | 54 | 63 | 72 | 86 | 101 | 121 | 141 | 160 | 186 | 212 | 247 | 277 | 310 | 337 | 361 | 379 | 408 | 425 | 453 | 478 | 503 | 527
PSS | CHESTER ST (WREXHAM) T1 / EAGLES MEADOW T1 / RHOSNESNI T1 / WHITEGATE T1 | 28 | 38 | 38 | 38 | 38 | 49 | 58 | 68 | 79 | 92 | 119 | 144 | 171 | 200 | 231 | 290 | 359 | 442 | 534 | 639 | 688 | 749 | 807 | 863 | 919 | 968 | 1025 | 1081 | 1141 | 1206 | 28 | 46 | 332 | 597 | 814 | 1084 | 1563 | 1990 | 2377 | 2728 | 3112 | 3439 | 4192 | 4789 | 5282 | 5783 | 6367 | 6834 | 7582 | 8172 | 8655 | 9259 | 9877 | 10584 | 12092 | 11713 | 11781 | 11848 | 12007 | 12130 | 28 | 76 | 84 | 93 | 103 | 114 | 126 | 139 | 154 | 172 | 201 | 237 | 281 | 333 | 403 | 445 | 633 | 830 | 1028 | 1230 | 1441 | 1713 | 1997 | 2278 | 2556 | 2804 | 3077 | 3334 | 3586 | 3838 | 28 | 176 | 294 | 436 | 598 | 806 | 1121 | 1453 | 1752 | 2044 | 2340 | 2626 | 2910 | 3189 | 3467 | 3961 | 4216 | 4441 | 4629 | 4783 | 4947 | 5071 | 5169 | 5231 | 5292 | 5410 | 5488 | 5568 | 5639 | 5705 | 28 | 42 | 228 | 420 | 593 | 768 | 1044 | 1291 | 1577 | 1880 | 2224 | 2567 | 3146 | 3704 | 4226 | 4703 | 5323 | 5911 | 6529 | 7028 | 7484 | 8048 | 8521 | 8955 | 10084 | 10163 | 10558 | 10934 | 11309 | 11658
PSS | CHILDWALL T1 / CHILDWALL FIVEWAYS T1 / LYNDENE RD T1 / MIDDLEMASS HEY T1 / NAYLORS RD T1 | 1 | 16 | 16 | 16 | 16 | 31 | 42 | 54 | 68 | 84 | 121 | 154 | 191 | 229 | 271 | 349 | 440 | 549 | 671 | 813 | 877 | 955 | 1029 | 1101 | 1172 | 1234 | 1305 | 1378 | 1457 | 1536 | 1 | 68 | 489 | 880 | 1200 | 1598 | 2308 | 2937 | 3506 | 4022 | 4583 | 5057 | 6162 | 7031 | 7744 | 8483 | 9309 | 9966 | 11041 | 11887 | 12574 | 13442 | 14352 | 15403 | 17626 | 17038 | 17120 | 17212 | 17445 | 17619 | 1 | 72 | 82 | 93 | 106 | 120 | 135 | 152 | 171 | 193 | 230 | 275 | 331 | 397 | 487 | 540 | 782 | 1032 | 1284 | 1542 | 1810 | 2167 | 2540 | 2906 | 3264 | 3578 | 3929 | 4253 | 4574 | 4892 | 1 | 219 | 389 | 594 | 828 | 1129 | 1585 | 2062 | 2478 | 2882 | 3290 | 3686 | 4078 | 4464 | 4846 | 5545 | 5893 | 6199 | 6449 | 6647 | 6858 | 7016 | 7142 | 7222 | 7304 | 7467 | 7571 | 7678 | 7774 | 7860 | 1 | 57 | 325 | 600 | 848 | 1098 | 1500 | 1856 | 2268 | 2702 | 3196 | 3678 | 4513 | 5305 | 6039 | 6716 | 7578 | 8398 | 9263 | 9959 | 10568 | 11355 | 12019 | 12635 | 14286 | 14353 | 14882 | 15395 | 15907 | 16377
PSS | CHOWLEY T1 | 6 | 12 | 15 | 18 | 21 | 40 | 56 | 74 | 95 | 118 | 154 | 191 | 230 | 272 | 317 | 399 | 492 | 598 | 718 | 852 | 958 | 1077 | 1203 | 1338 | 1482 | 1599 | 1729 | 1864 | 2002 | 2144 | 6 | 60 | 152 | 281 | 420 | 494 | 611 | 720 | 816 | 904 | 1006 | 1097 | 1278 | 1453 | 1608 | 1744 | 1949 | 2125 | 2474 | 2757 | 2983 | 3212 | 3424 | 3612 | 4185 | 4209 | 4301 | 4377 | 4471 | 4568 | 6 | 28 | 48 | 69 | 92 | 123 | 168 | 219 | 278 | 345 | 417 | 463 | 517 | 580 | 656 | 702 | 863 | 1028 | 1196 | 1368 | 1528 | 1705 | 1889 | 2078 | 2270 | 2452 | 2631 | 2807 | 2981 | 3155 | 6 | 88 | 183 | 293 | 416 | 568 | 811 | 1115 | 1434 | 1777 | 2137 | 2494 | 2849 | 3201 | 3551 | 3818 | 4162 | 4509 | 4856 | 5200 | 5554 | 5815 | 6042 | 6237 | 6424 | 6653 | 6794 | 6903 | 7015 | 7111 | 6 | 81 | 160 | 221 | 279 | 340 | 418 | 498 | 593 | 698 | 815 | 954 | 1136 | 1346 | 1564 | 1751 | 2020 | 2282 | 2624 | 2910 | 3209 | 3478 | 3714 | 3899 | 4275 | 4404 | 4646 | 4874 | 5101 | 5323
PSS | CHURCH LANE T1 / NANT HALL T1 / PRESTATYN T1 | 5 | 85 | 100 | 114 | 128 | 212 | 283 | 361 | 438 | 521 | 618 | 712 | 808 | 902 | 999 | 1176 | 1367 | 1575 | 1800 | 2054 | 2274 | 2511 | 2756 | 3003 | 3263 | 3486 | 3740 | 4007 | 4288 | 4582 | 5 | 48 | 198 | 336 | 469 | 640 | 921 | 1178 | 1416 | 1641 | 1893 | 2140 | 2585 | 2970 | 3334 | 3653 | 4168 | 4602 | 5162 | 5627 | 6058 | 6539 | 6780 | 6975 | 6644 | 6658 | 6840 | 6942 | 7036 | 7199 | 5 | 103 | 190 | 275 | 361 | 448 | 537 | 628 | 717 | 810 | 919 | 1038 | 1169 | 1308 | 1463 | 1587 | 1902 | 2230 | 2569 | 2923 | 3278 | 3613 | 3963 | 4334 | 4719 | 5134 | 5538 | 5943 | 6348 | 6753 | 5 | 158 | 293 | 449 | 627 | 831 | 1105 | 1406 | 1732 | 2066 | 2411 | 2741 | 3071 | 3395 | 3719 | 4167 | 4475 | 4772 | 5057 | 5336 | 5635 | 5876 | 6082 | 6236 | 6347 | 6466 | 6574 | 6693 | 6817 | 6949 | 5 | 177 | 348 | 519 | 690 | 866 | 1092 | 1308 | 1571 | 1860 | 2182 | 2546 | 3006 | 3509 | 4030 | 4487 | 5145 | 5787 | 6390 | 6907 | 7492 | 8045 | 8416 | 8695 | 8580 | 8841 | 9328 | 9743 | 10152 | 10585
PSS | CHURCH LAWTON T1 | 3 | 14 | 16 | 17 | 19 | 32 | 43 | 55 | 69 | 83 | 104 | 124 | 144 | 165 | 186 | 225 | 270 | 320 | 375 | 437 | 480 | 528 | 577 | 625 | 674 | 718 | 764 | 817 | 870 | 926 | 3 | 18 | 99 | 176 | 240 | 322 | 462 | 588 | 706 | 814 | 934 | 1043 | 1269 | 1460 | 1626 | 1779 | 1999 | 2181 | 2439 | 2648 | 2825 | 3035 | 3224 | 3427 | 3850 | 3780 | 3830 | 3864 | 3914 | 3968 | 3 | 24 | 36 | 49 | 63 | 77 | 91 | 106 | 122 | 140 | 164 | 192 | 224 | 261 | 305 | 336 | 445 | 557 | 673 | 793 | 915 | 1049 | 1191 | 1336 | 1481 | 1626 | 1776 | 1921 | 2067 | 2210 | 3 | 54 | 100 | 154 | 215 | 290 | 400 | 521 | 646 | 771 | 900 | 1024 | 1147 | 1269 | 1391 | 1578 | 1692 | 1800 | 1897 | 1986 | 2083 | 2158 | 2217 | 2257 | 2292 | 2339 | 2377 | 2418 | 2455 | 2493 | 3 | 33 | 101 | 168 | 234 | 301 | 393 | 480 | 584 | 696 | 822 | 961 | 1161 | 1372 | 1580 | 1762 | 2021 | 2268 | 2515 | 2720 | 2940 | 3166 | 3354 | 3520 | 3849 | 3930 | 4117 | 4284 | 4453 | 4615
PSS | CHURCH ST WINSFORD T1 / OVER T1 / WHARTON PK T1 / WOODFORD PK T1 | 5 | 16 | 17 | 18 | 18 | 34 | 49 | 66 | 85 | 106 | 147 | 183 | 223 | 265 | 310 | 392 | 489 | 600 | 728 | 874 | 950 | 1037 | 1124 | 1209 | 1295 | 1369 | 1452 | 1540 | 1633 | 1730 | 5 | 58 | 369 | 657 | 895 | 1194 | 1718 | 2185 | 2612 | 3005 | 3443 | 3826 | 4669 | 5357 | 5939 | 6498 | 7237 | 7844 | 8748 | 9473 | 10074 | 10801 | 11481 | 12243 | 13898 | 13562 | 13690 | 13785 | 13965 | 14125 | 5 | 56 | 70 | 85 | 102 | 120 | 140 | 162 | 187 | 217 | 266 | 326 | 400 | 489 | 602 | 672 | 981 | 1305 | 1636 | 1977 | 2329 | 2754 | 3198 | 3648 | 4097 | 4517 | 4968 | 5399 | 5826 | 6252 | 5 | 169 | 312 | 482 | 675 | 921 | 1295 | 1700 | 2097 | 2493 | 2900 | 3290 | 3678 | 4061 | 4442 | 5068 | 5421 | 5745 | 6031 | 6282 | 6553 | 6755 | 6912 | 7009 | 7107 | 7264 | 7378 | 7495 | 7603 | 7706 | 5 | 60 | 285 | 516 | 726 | 940 | 1263 | 1557 | 1900 | 2268 | 2687 | 3132 | 3828 | 4529 | 5207 | 5811 | 6636 | 7424 | 8236 | 8901 | 9580 | 10330 | 10940 | 11490 | 12767 | 12994 | 13580 | 14112 | 14650 | 15153
PSS | CIVIC CENTRE T1 / CLAUGHTON AVE T1 / ELECTRICITY ST T1 | 8 | 8 | 8 | 8 | 8 | 8 | 8 | 8 | 8 | 8 | 8 | 8 | 8 | 8 | 8 | 8 | 9 | 9 | 10 | 11 | 11 | 12 | 12 | 13 | 14 | 14 | 15 | 15 | 16 | 16 | 8 | 8 | 8 | 8 | 8 | 8 | 8 | 8 | 8 | 8 | 8 | 8 | 8 | 8 | 8 | 8 | 8 | 8 | 8 | 8 | 8 | 8 | 8 | 8 | 8 | 8 | 8 | 8 | 8 | 8 | 8 | 8 | 8 | 8 | 8 | 8 | 8 | 8 | 8 | 8 | 8 | 8 | 8 | 8 | 8 | 8 | 8 | 8 | 8 | 8 | 8 | 8 | 8 | 8 | 8 | 8 | 8 | 8 | 8 | 8 | 8 | 8 | 8 | 8 | 8 | 8 | 8 | 8 | 8 | 8 | 8 | 8 | 8 | 8 | 8 | 8 | 8 | 8 | 8 | 8 | 8 | 8 | 8 | 8 | 8 | 8 | 8 | 8 | 8 | 8 | 8 | 0 | 0 | 0 | 0 | 0 | 0 | 0 | 0 | 0 | 0 | 0 | 0 | 0 | 0 | 0 | 0 | 0 | 0 | 0 | 0 | 0 | 0 | 0 | 0 | 0 | 0 | 0 | 0 | 0
PSS | CLEDFORD T1 | 1 | 4 | 4 | 4 | 4 | 11 | 18 | 25 | 33 | 42 | 58 | 73 | 88 | 104 | 121 | 152 | 190 | 233 | 281 | 336 | 367 | 404 | 440 | 477 | 513 | 543 | 579 | 615 | 654 | 694 | 1 | 19 | 101 | 177 | 240 | 320 | 459 | 584 | 698 | 807 | 932 | 1046 | 1280 | 1480 | 1658 | 1811 | 2060 | 2269 | 2553 | 2787 | 2984 | 3210 | 3394 | 3589 | 4030 | 3982 | 4044 | 4079 | 4130 | 4185 | 1 | 14 | 20 | 27 | 35 | 43 | 52 | 62 | 73 | 86 | 108 | 135 | 168 | 208 | 256 | 287 | 423 | 565 | 712 | 864 | 1020 | 1199 | 1386 | 1577 | 1773 | 1961 | 2158 | 2352 | 2543 | 2732 | 1 | 46 | 90 | 143 | 203 | 278 | 392 | 521 | 662 | 807 | 958 | 1101 | 1244 | 1385 | 1527 | 1738 | 1870 | 1996 | 2113 | 2222 | 2341 | 2429 | 2498 | 2540 | 2581 | 2637 | 2683 | 2730 | 2773 | 2816 | 1 | 23 | 92 | 164 | 231 | 301 | 396 | 487 | 593 | 709 | 843 | 995 | 1212 | 1444 | 1680 | 1881 | 2178 | 2459 | 2744 | 2982 | 3255 | 3523 | 3734 | 3917 | 4279 | 4411 | 4645 | 4848 | 5055 | 5253
PSS | CLOCKFACE T1 / GEC ST HELENS T1 / HILLS MOSS T1 / NCB SUTTON MANOR T2 | 0 | 7 | 7 | 7 | 7 | 12 | 16 | 20 | 25 | 30 | 44 | 57 | 72 | 87 | 104 | 136 | 172 | 215 | 266 | 323 | 347 | 376 | 404 | 430 | 456 | 480 | 505 | 532 | 559 | 589 | 0 | 32 | 240 | 435 | 593 | 789 | 1141 | 1452 | 1733 | 1987 | 2257 | 2484 | 3023 | 3441 | 3779 | 4142 | 4513 | 4804 | 5305 | 5695 | 6008 | 6412 | 6860 | 7385 | 8486 | 8166 | 8186 | 8224 | 8337 | 8415 | 0 | 36 | 39 | 43 | 47 | 51 | 56 | 61 | 67 | 74 | 86 | 101 | 119 | 140 | 172 | 189 | 271 | 355 | 437 | 521 | 608 | 739 | 875 | 1005 | 1128 | 1229 | 1347 | 1452 | 1555 | 1657 | 0 | 107 | 186 | 282 | 392 | 535 | 751 | 973 | 1153 | 1325 | 1496 | 1664 | 1830 | 1993 | 2154 | 2469 | 2614 | 2737 | 2833 | 2901 | 2973 | 3027 | 3070 | 3099 | 3128 | 3199 | 3240 | 3282 | 3319 | 3351 | 0 | 22 | 148 | 278 | 392 | 507 | 699 | 866 | 1059 | 1261 | 1490 | 1704 | 2094 | 2453 | 2778 | 3084 | 3455 | 3808 | 4188 | 4489 | 4725 | 5066 | 5360 | 5638 | 6440 | 6423 | 6629 | 6838 | 7045 | 7233
PSS | CLUBMOOR T1 / DUNLOPS WALTON T1 / WALTON T2 | 0 | 4 | 5 | 6 | 6 | 10 | 14 | 17 | 21 | 25 | 29 | 33 | 37 | 41 | 45 | 52 | 60 | 68 | 77 | 86 | 95 | 105 | 116 | 125 | 137 | 147 | 158 | 170 | 182 | 196 | 0 | 2 | 1 | 2 | 4 | 5 | 8 | 10 | 12 | 14 | 16 | 19 | 22 | 24 | 26 | 30 | 34 | 37 | 41 | 44 | 49 | 53 | 59 | 63 | 60 | 61 | 64 | 67 | 68 | 73 | 0 | 4 | 8 | 12 | 16 | 20 | 24 | 28 | 32 | 36 | 40 | 44 | 48 | 52 | 56 | 60 | 64 | 68 | 72 | 76 | 79 | 79 | 79 | 80 | 81 | 85 | 86 | 89 | 91 | 94 | 0 | 4 | 7 | 10 | 14 | 18 | 22 | 26 | 30 | 34 | 38 | 42 | 46 | 50 | 54 | 58 | 63 | 67 | 71 | 76 | 80 | 84 | 89 | 93 | 96 | 96 | 98 | 100 | 103 | 105 | 0 | 8 | 10 | 12 | 16 | 18 | 22 | 24 | 29 | 33 | 38 | 43 | 48 | 53 | 59 | 64 | 72 | 80 | 85 | 90 | 95 | 99 | 104 | 109 | 104 | 102 | 104 | 108 | 111 | 115
PSS | COEDPOETH T1 | 16 | 98 | 112 | 126 | 139 | 217 | 281 | 351 | 420 | 493 | 580 | 664 | 750 | 837 | 923 | 1082 | 1257 | 1448 | 1648 | 1877 | 2073 | 2284 | 2504 | 2726 | 2957 | 3157 | 3384 | 3620 | 3872 | 4134 | 16 | 40 | 212 | 372 | 520 | 708 | 1028 | 1317 | 1581 | 1823 | 2088 | 2337 | 2823 | 3225 | 3588 | 3938 | 4410 | 4797 | 5338 | 5778 | 6178 | 6644 | 6884 | 7094 | 6636 | 6563 | 6699 | 6785 | 6880 | 7024 | 16 | 119 | 199 | 280 | 358 | 437 | 516 | 597 | 676 | 757 | 849 | 948 | 1055 | 1170 | 1294 | 1395 | 1633 | 1880 | 2127 | 2389 | 2648 | 2892 | 3145 | 3411 | 3687 | 3987 | 4276 | 4564 | 4851 | 5140 | 16 | 179 | 309 | 462 | 635 | 835 | 1105 | 1393 | 1677 | 1961 | 2252 | 2533 | 2813 | 3091 | 3364 | 3771 | 4033 | 4279 | 4504 | 4717 | 4944 | 5131 | 5293 | 5422 | 5508 | 5610 | 5698 | 5794 | 5895 | 6002 | 16 | 164 | 329 | 498 | 660 | 827 | 1054 | 1265 | 1521 | 1798 | 2104 | 2431 | 2878 | 3345 | 3807 | 4226 | 4799 | 5360 | 5887 | 6333 | 6789 | 7264 | 7558 | 7771 | 7555 | 7707 | 8084 | 8417 | 8736 | 9079
PSS | COLWYN BAY T1 / COLWYN BAY T2 / RHOS-ON-SEA T1 | 2 | 2 | 2 | 2 | 2 | 2 | 2 | 2 | 2 | 2 | 2 | 2 | 2 | 2 | 122 | 257 | 406 | 564 | 737 | 773 | 808 | 844 | 880 | 916 | 951 | 987 | 1023 | 1058 | 1094 | 1130 | 2 | 2 | 2 | 2 | 2 | 2 | 2 | 2 | 2 | 2 | 2 | 2 | 2 | 2 | 103 | 193 | 313 | 406 | 498 | 502 | 506 | 510 | 523 | 538 | 482 | 459 | 458 | 460 | 466 | 470 | 2 | 2 | 2 | 2 | 2 | 2 | 2 | 2 | 2 | 2 | 2 | 2 | 2 | 2 | 122 | 242 | 362 | 478 | 594 | 594 | 594 | 594 | 594 | 594 | 594 | 594 | 594 | 594 | 594 | 594 | 2 | 2 | 2 | 2 | 2 | 2 | 2 | 2 | 2 | 2 | 2 | 2 | 2 | 2 | 122 | 243 | 365 | 484 | 604 | 606 | 609 | 611 | 613 | 616 | 618 | 620 | 623 | 625 | 628 | 630 | 2 | 0 | 0 | 0 | 0 | 0 | 0 | 0 | 0 | 0 | 0 | 0 | 0 | 0 | 140 | 277 | 445 | 606 | 750 | 754 | 745 | 733 | 735 | 736 | 670 | 641 | 644 | 656 | 670 | 677
PSS | CONEY GREEN T1 / OSWESTRY T2 / OSWESTRY T1 | 19 | 26 | 26 | 26 | 26 | 35 | 42 | 51 | 61 | 72 | 94 | 114 | 135 | 158 | 182 | 228 | 282 | 346 | 418 | 499 | 540 | 588 | 635 | 681 | 727 | 767 | 812 | 861 | 910 | 963 | 19 | 33 | 229 | 411 | 560 | 746 | 1075 | 1367 | 1636 | 1879 | 2149 | 2381 | 2905 | 3325 | 3678 | 4025 | 4456 | 4806 | 5345 | 5775 | 6128 | 6563 | 6988 | 7471 | 8508 | 8271 | 8335 | 8386 | 8497 | 8589 | 19 | 51 | 58 | 66 | 75 | 84 | 94 | 105 | 118 | 133 | 158 | 189 | 227 | 272 | 330 | 366 | 527 | 693 | 863 | 1038 | 1219 | 1443 | 1678 | 1914 | 2149 | 2363 | 2596 | 2817 | 3036 | 3252 | 19 | 122 | 207 | 309 | 425 | 574 | 799 | 1040 | 1266 | 1490 | 1718 | 1938 | 2156 | 2371 | 2584 | 2949 | 3146 | 3323 | 3477 | 3607 | 3748 | 3853 | 3936 | 3987 | 4038 | 4127 | 4189 | 4253 | 4311 | 4365 | 19 | 33 | 168 | 306 | 431 | 559 | 753 | 929 | 1135 | 1354 | 1603 | 1860 | 2277 | 2688 | 3078 | 3431 | 3901 | 4348 | 4813 | 5192 | 5558 | 5985 | 6336 | 6658 | 7446 | 7542 | 7859 | 8152 | 8448 | 8724
PSS | CONIX T1 / CONIX T2 / MEDEVA T1 | 0 | 0 | 0 | 0 | 0 | 0 | 0 | 0 | 0 | 0 | 0 | 0 | 0 | 0 | 0 | 0 | 0 | 0 | 0 | 0 | 0 | 0 | 0 | 0 | 0 | 0 | 0 | 0 | 0 | 0 | 0 | 0 | 0 | 0 | 0 | 0 | 0 | 0 | 0 | 0 | 0 | 0 | 0 | 0 | 0 | 0 | 0 | 0 | 0 | 0 | 0 | 0 | 0 | 0 | 0 | 0 | 0 | 0 | 0 | 0 | 0 | 0 | 0 | 0 | 0 | 0 | 0 | 0 | 0 | 0 | 0 | 0 | 0 | 0 | 0 | 0 | 0 | 0 | 0 | 0 | 0 | 0 | 0 | 0 | 0 | 0 | 0 | 0 | 0 | 0 | 0 | 0 | 0 | 0 | 0 | 0 | 0 | 0 | 0 | 0 | 0 | 0 | 0 | 0 | 0 | 0 | 0 | 0 | 0 | 0 | 0 | 0 | 0 | 0 | 0 | 0 | 0 | 0 | 0 | 0 | 0 | 0 | 0 | 0 | 0 | 0 | 0 | 0 | 0 | 0 | 0 | 0 | 0 | 0 | 0 | 0 | 0 | 0 | 0 | 0 | 0 | 0 | 0 | 0 | 0 | 0 | 0 | 0 | 0 | 0
PSS | CONNAHS QUAY LOCAL T1 / CONNAHS QUAY LOCAL T2 / HAWARDEN T1 / KING GEORGE ST T1 | 7 | 18 | 19 | 20 | 21 | 41 | 59 | 80 | 103 | 129 | 177 | 220 | 266 | 316 | 370 | 466 | 582 | 714 | 863 | 1034 | 1126 | 1231 | 1335 | 1439 | 1543 | 1631 | 1732 | 1839 | 1952 | 2070 | 7 | 66 | 399 | 710 | 965 | 1289 | 1851 | 2353 | 2813 | 3239 | 3717 | 4140 | 5055 | 5808 | 6453 | 7058 | 7900 | 8595 | 9605 | 10420 | 11098 | 11910 | 12643 | 13455 | 15233 | 14909 | 15073 | 15182 | 15380 | 15561 | 7 | 61 | 78 | 97 | 118 | 141 | 165 | 192 | 223 | 260 | 320 | 395 | 487 | 597 | 734 | 821 | 1201 | 1599 | 2008 | 2428 | 2862 | 3377 | 3917 | 4463 | 5013 | 5531 | 6085 | 6620 | 7148 | 7673 | 7 | 185 | 345 | 535 | 749 | 1022 | 1436 | 1889 | 2347 | 2808 | 3283 | 3737 | 4189 | 4636 | 5081 | 5792 | 6205 | 6589 | 6932 | 7239 | 7572 | 7820 | 8012 | 8131 | 8251 | 8432 | 8567 | 8706 | 8837 | 8960 | 7 | 71 | 322 | 578 | 815 | 1059 | 1413 | 1739 | 2122 | 2534 | 3003 | 3512 | 4288 | 5082 | 5860 | 6544 | 7500 | 8411 | 9346 | 10114 | 10926 | 11790 | 12491 | 13115 | 14506 | 14812 | 15514 | 16138 | 16774 | 17371
PSS | CONWY T1 / DEGANWY T1 / LLANDUDNO JUNCTION T1 | 6 | 120 | 140 | 161 | 180 | 291 | 386 | 487 | 587 | 693 | 815 | 935 | 1057 | 1177 | 1295 | 1519 | 1759 | 2021 | 2297 | 2612 | 2889 | 3189 | 3500 | 3813 | 4142 | 4428 | 4750 | 5090 | 5446 | 5819 | 6 | 59 | 261 | 451 | 631 | 858 | 1247 | 1595 | 1915 | 2211 | 2531 | 2837 | 3418 | 3897 | 4339 | 4763 | 5338 | 5809 | 6461 | 6993 | 7487 | 8059 | 8371 | 8638 | 8091 | 8014 | 8194 | 8309 | 8428 | 8620 | 6 | 145 | 258 | 373 | 485 | 598 | 716 | 831 | 945 | 1062 | 1192 | 1330 | 1477 | 1630 | 1795 | 1936 | 2237 | 2548 | 2862 | 3193 | 3519 | 3808 | 4112 | 4433 | 4768 | 5142 | 5495 | 5852 | 6205 | 6564 | 6 | 216 | 384 | 580 | 802 | 1058 | 1399 | 1757 | 2112 | 2469 | 2834 | 3186 | 3538 | 3883 | 4223 | 4726 | 5054 | 5365 | 5652 | 5928 | 6220 | 6466 | 6682 | 6856 | 6970 | 7094 | 7205 | 7329 | 7462 | 7603 | 6 | 233 | 437 | 647 | 853 | 1062 | 1349 | 1612 | 1934 | 2284 | 2671 | 3081 | 3629 | 4200 | 4774 | 5296 | 6008 | 6706 | 7352 | 7906 | 8469 | 9052 | 9430 | 9707 | 9435 | 9609 | 10071 | 10482 | 10876 | 11304
PSS | CORWEN T1 | 2 | 5 | 7 | 8 | 9 | 18 | 26 | 34 | 44 | 55 | 72 | 90 | 108 | 128 | 149 | 188 | 233 | 285 | 342 | 407 | 456 | 513 | 573 | 637 | 707 | 762 | 824 | 890 | 955 | 1022 | 2 | 29 | 75 | 148 | 220 | 260 | 329 | 390 | 444 | 495 | 552 | 602 | 705 | 802 | 885 | 960 | 1067 | 1157 | 1338 | 1485 | 1600 | 1723 | 1840 | 1946 | 2254 | 2254 | 2298 | 2335 | 2384 | 2431 | 2 | 14 | 24 | 34 | 45 | 60 | 82 | 106 | 134 | 166 | 201 | 223 | 249 | 279 | 315 | 337 | 414 | 494 | 576 | 658 | 735 | 822 | 913 | 1005 | 1098 | 1184 | 1270 | 1354 | 1438 | 1522 | 2 | 44 | 92 | 147 | 209 | 287 | 410 | 562 | 720 | 888 | 1064 | 1240 | 1413 | 1586 | 1757 | 1893 | 2061 | 2228 | 2397 | 2564 | 2735 | 2861 | 2969 | 3063 | 3153 | 3264 | 3334 | 3386 | 3440 | 3487 | 2 | 39 | 80 | 114 | 144 | 177 | 221 | 263 | 314 | 371 | 434 | 505 | 603 | 713 | 824 | 921 | 1059 | 1192 | 1364 | 1510 | 1656 | 1794 | 1914 | 2011 | 2214 | 2271 | 2391 | 2503 | 2617 | 2727
PSS | CREWE T1 | 2 | 3 | 3 | 3 | 3 | 3 | 3 | 4 | 5 | 6 | 8 | 10 | 12 | 89 | 166 | 259 | 358 | 467 | 584 | 620 | 650 | 680 | 710 | 740 | 771 | 799 | 830 | 861 | 891 | 923 | 2 | 18 | 51 | 83 | 108 | 140 | 198 | 249 | 294 | 335 | 378 | 413 | 501 | 606 | 723 | 839 | 970 | 1073 | 1209 | 1225 | 1243 | 1257 | 1290 | 1325 | 1198 | 1151 | 1154 | 1159 | 1175 | 1186 | 2 | 8 | 8 | 8 | 9 | 10 | 11 | 12 | 13 | 14 | 15 | 17 | 19 | 97 | 176 | 253 | 336 | 418 | 500 | 510 | 521 | 539 | 558 | 575 | 592 | 606 | 620 | 633 | 647 | 660 | 2 | 20 | 32 | 48 | 66 | 89 | 123 | 158 | 186 | 212 | 238 | 263 | 288 | 387 | 486 | 611 | 707 | 800 | 885 | 897 | 908 | 917 | 926 | 931 | 937 | 950 | 957 | 965 | 972 | 977 | 2 | 28 | 47 | 67 | 86 | 104 | 135 | 162 | 194 | 227 | 264 | 297 | 360 | 487 | 626 | 764 | 924 | 1083 | 1229 | 1245 | 1248 | 1258 | 1276 | 1285 | 1193 | 1179 | 1209 | 1244 | 1278 | 1307
PSS | CRIGGION RADIO STATION T1 | 3 | 20 | 24 | 27 | 30 | 45 | 56 | 70 | 84 | 98 | 115 | 133 | 151 | 169 | 187 | 220 | 258 | 299 | 344 | 391 | 435 | 484 | 536 | 589 | 645 | 694 | 749 | 803 | 862 | 922 | 3 | 14 | 28 | 43 | 66 | 82 | 104 | 126 | 143 | 163 | 182 | 204 | 234 | 265 | 296 | 325 | 358 | 388 | 436 | 475 | 513 | 549 | 586 | 611 | 631 | 645 | 669 | 688 | 703 | 731 | 3 | 22 | 41 | 60 | 75 | 92 | 111 | 130 | 151 | 173 | 196 | 215 | 236 | 257 | 280 | 299 | 335 | 371 | 408 | 446 | 480 | 505 | 531 | 561 | 593 | 631 | 663 | 696 | 730 | 764 | 3 | 30 | 56 | 85 | 114 | 148 | 195 | 251 | 310 | 373 | 439 | 504 | 569 | 633 | 696 | 748 | 811 | 876 | 942 | 1007 | 1074 | 1126 | 1174 | 1217 | 1252 | 1288 | 1313 | 1335 | 1359 | 1383 | 3 | 37 | 57 | 75 | 93 | 108 | 129 | 149 | 173 | 204 | 236 | 270 | 309 | 356 | 403 | 447 | 501 | 559 | 617 | 669 | 720 | 760 | 806 | 840 | 843 | 856 | 899 | 941 | 978 | 1023
PSS | CROSSFIELDS T1 / CROSSFIELDS T2 / LEVERS CROSSFIELDS T3 / GATEWARTH SEWAGE T1 | 1 | 13 | 15 | 18 | 20 | 32 | 42 | 52 | 63 | 75 | 87 | 99 | 111 | 119 | 127 | 144 | 162 | 180 | 200 | 226 | 253 | 282 | 312 | 342 | 375 | 403 | 435 | 469 | 503 | 541 | 1 | 3 | 4 | 5 | 10 | 15 | 22 | 30 | 36 | 42 | 48 | 56 | 63 | 68 | 74 | 82 | 91 | 97 | 105 | 113 | 126 | 140 | 156 | 170 | 162 | 165 | 176 | 183 | 187 | 200 | 1 | 13 | 25 | 37 | 49 | 61 | 73 | 85 | 97 | 109 | 121 | 133 | 145 | 153 | 161 | 169 | 177 | 185 | 193 | 205 | 215 | 215 | 215 | 217 | 220 | 231 | 236 | 243 | 251 | 259 | 1 | 13 | 22 | 32 | 44 | 56 | 68 | 80 | 92 | 104 | 116 | 128 | 140 | 148 | 156 | 165 | 173 | 182 | 191 | 204 | 217 | 231 | 244 | 257 | 263 | 266 | 270 | 275 | 283 | 292 | 1 | 22 | 29 | 36 | 45 | 54 | 63 | 72 | 85 | 99 | 114 | 129 | 142 | 154 | 166 | 179 | 195 | 213 | 225 | 239 | 253 | 265 | 282 | 296 | 284 | 279 | 288 | 297 | 304 | 318
PSS | CROWTON T1 | 2 | 6 | 8 | 10 | 12 | 23 | 33 | 44 | 57 | 71 | 92 | 114 | 138 | 163 | 190 | 238 | 294 | 357 | 427 | 507 | 570 | 640 | 717 | 798 | 884 | 955 | 1034 | 1115 | 1198 | 1283 | 2 | 36 | 91 | 147 | 220 | 253 | 302 | 349 | 388 | 428 | 473 | 515 | 591 | 673 | 749 | 808 | 912 | 1005 | 1189 | 1340 | 1460 | 1577 | 1678 | 1758 | 2038 | 2076 | 2132 | 2177 | 2229 | 2283 | 2 | 13 | 24 | 37 | 51 | 70 | 97 | 128 | 163 | 203 | 246 | 274 | 306 | 345 | 390 | 417 | 514 | 613 | 714 | 818 | 915 | 1019 | 1128 | 1240 | 1355 | 1464 | 1571 | 1678 | 1785 | 1890 | 2 | 45 | 97 | 159 | 228 | 313 | 448 | 620 | 806 | 1007 | 1217 | 1426 | 1634 | 1841 | 2047 | 2193 | 2397 | 2603 | 2810 | 3018 | 3234 | 3392 | 3527 | 3646 | 3759 | 3895 | 3980 | 4044 | 4110 | 4168 | 2 | 48 | 88 | 119 | 148 | 179 | 216 | 255 | 301 | 354 | 412 | 485 | 574 | 682 | 799 | 895 | 1041 | 1183 | 1373 | 1534 | 1707 | 1853 | 1984 | 2080 | 2261 | 2346 | 2485 | 2616 | 2747 | 2875
PSS | CWM DYLI T1 | 0 | 1 | 1 | 1 | 1 | 4 | 6 | 8 | 11 | 14 | 18 | 22 | 26 | 30 | 36 | 45 | 56 | 68 | 82 | 100 | 111 | 124 | 139 | 155 | 172 | 186 | 202 | 218 | 235 | 253 | 0 | 11 | 29 | 47 | 62 | 71 | 86 | 99 | 111 | 121 | 132 | 143 | 164 | 185 | 203 | 220 | 245 | 267 | 308 | 344 | 371 | 397 | 422 | 445 | 512 | 516 | 528 | 536 | 548 | 559 | 0 | 3 | 6 | 9 | 12 | 16 | 21 | 27 | 34 | 42 | 50 | 56 | 63 | 70 | 79 | 85 | 105 | 124 | 144 | 164 | 183 | 204 | 227 | 250 | 275 | 297 | 319 | 340 | 362 | 383 | 0 | 10 | 21 | 35 | 50 | 68 | 98 | 135 | 174 | 216 | 259 | 302 | 344 | 386 | 429 | 460 | 503 | 544 | 587 | 628 | 672 | 705 | 733 | 757 | 780 | 808 | 825 | 837 | 851 | 863 | 0 | 8 | 18 | 26 | 33 | 42 | 51 | 61 | 72 | 85 | 98 | 115 | 136 | 161 | 187 | 210 | 243 | 274 | 314 | 350 | 385 | 418 | 447 | 469 | 514 | 530 | 561 | 588 | 616 | 642
PSS | DAILY POST & ECHO T1 / DAILY POST & ECHO T2 | 0 | 5 | 6 | 7 | 8 | 13 | 17 | 21 | 26 | 31 | 36 | 41 | 46 | 50 | 54 | 62 | 70 | 79 | 88 | 99 | 111 | 123 | 136 | 147 | 161 | 174 | 188 | 201 | 216 | 232 | 0 | 2 | 2 | 3 | 4 | 6 | 9 | 13 | 15 | 18 | 20 | 24 | 26 | 28 | 32 | 36 | 40 | 43 | 47 | 50 | 56 | 62 | 69 | 74 | 71 | 72 | 76 | 79 | 81 | 87 | 0 | 5 | 10 | 15 | 20 | 25 | 30 | 35 | 40 | 45 | 50 | 55 | 60 | 64 | 68 | 72 | 76 | 80 | 84 | 89 | 93 | 93 | 93 | 94 | 95 | 100 | 102 | 105 | 108 | 111 | 0 | 5 | 9 | 13 | 18 | 23 | 28 | 33 | 38 | 43 | 48 | 53 | 58 | 62 | 66 | 70 | 75 | 79 | 83 | 89 | 94 | 100 | 105 | 111 | 114 | 114 | 117 | 118 | 122 | 125 | 0 | 10 | 12 | 16 | 19 | 22 | 26 | 30 | 35 | 42 | 47 | 54 | 59 | 65 | 71 | 77 | 85 | 93 | 99 | 105 | 111 | 116 | 123 | 128 | 123 | 121 | 125 | 129 | 132 | 137
PSS | DARESBURY NPL T1 / DARESBURY PK T1 | 2 | 33 | 40 | 45 | 51 | 84 | 112 | 141 | 173 | 207 | 248 | 289 | 331 | 375 | 416 | 492 | 575 | 670 | 771 | 886 | 990 | 1105 | 1226 | 1353 | 1487 | 1599 | 1725 | 1856 | 1994 | 2135 | 2 | 42 | 85 | 127 | 196 | 232 | 290 | 345 | 395 | 442 | 492 | 544 | 624 | 707 | 785 | 852 | 960 | 1036 | 1173 | 1284 | 1389 | 1485 | 1574 | 1638 | 1717 | 1760 | 1826 | 1873 | 1918 | 1984 | 2 | 39 | 73 | 107 | 142 | 180 | 225 | 273 | 325 | 381 | 438 | 484 | 533 | 587 | 643 | 685 | 780 | 878 | 976 | 1079 | 1176 | 1258 | 1344 | 1434 | 1532 | 1636 | 1730 | 1826 | 1922 | 2020 | 2 | 65 | 125 | 193 | 272 | 363 | 494 | 653 | 822 | 1002 | 1191 | 1379 | 1566 | 1751 | 1931 | 2069 | 2248 | 2428 | 2612 | 2799 | 2992 | 3139 | 3273 | 3391 | 3491 | 3601 | 3675 | 3738 | 3805 | 3867 | 2 | 87 | 134 | 173 | 214 | 255 | 306 | 357 | 423 | 494 | 571 | 661 | 761 | 880 | 1004 | 1112 | 1268 | 1414 | 1570 | 1709 | 1860 | 1984 | 2106 | 2193 | 2227 | 2279 | 2400 | 2513 | 2625 | 2747
PSS | DAVY WAY T1 / LLAY T1 | 5 | 7 | 7 | 7 | 7 | 9 | 11 | 14 | 17 | 20 | 27 | 33 | 39 | 46 | 53 | 66 | 81 | 98 | 117 | 141 | 152 | 167 | 179 | 193 | 206 | 217 | 231 | 244 | 259 | 275 | 5 | 9 | 56 | 99 | 136 | 181 | 260 | 331 | 396 | 456 | 522 | 581 | 708 | 813 | 901 | 985 | 1099 | 1192 | 1330 | 1441 | 1534 | 1645 | 1747 | 1862 | 2112 | 2062 | 2083 | 2098 | 2126 | 2150 | 5 | 13 | 15 | 17 | 20 | 23 | 26 | 30 | 34 | 39 | 47 | 57 | 69 | 83 | 100 | 111 | 160 | 211 | 264 | 317 | 373 | 440 | 509 | 580 | 651 | 717 | 788 | 856 | 924 | 991 | 5 | 30 | 52 | 78 | 108 | 145 | 202 | 264 | 326 | 387 | 450 | 510 | 570 | 630 | 690 | 787 | 841 | 891 | 937 | 977 | 1020 | 1052 | 1076 | 1091 | 1107 | 1131 | 1148 | 1167 | 1183 | 1200 | 5 | 9 | 44 | 78 | 112 | 143 | 193 | 239 | 291 | 347 | 412 | 481 | 587 | 694 | 799 | 891 | 1019 | 1141 | 1267 | 1369 | 1475 | 1592 | 1685 | 1770 | 1964 | 2000 | 2093 | 2176 | 2260 | 2339
PSS | DEESIDE ALUMINIUM T1 / DUNLOP PLASTICS T1 / FIRESTONE T1 / TETRAPAK T1 | 2 | 7 | 8 | 9 | 9 | 16 | 22 | 27 | 34 | 41 | 50 | 58 | 66 | 76 | 86 | 103 | 122 | 142 | 166 | 193 | 215 | 239 | 265 | 291 | 321 | 345 | 373 | 402 | 431 | 461 | 2 | 13 | 25 | 36 | 51 | 61 | 76 | 89 | 100 | 112 | 122 | 135 | 156 | 176 | 196 | 212 | 242 | 266 | 311 | 347 | 373 | 397 | 418 | 434 | 455 | 465 | 481 | 493 | 505 | 521 | 2 | 9 | 16 | 23 | 30 | 38 | 48 | 58 | 69 | 82 | 96 | 106 | 117 | 130 | 143 | 153 | 177 | 202 | 228 | 254 | 278 | 299 | 322 | 347 | 373 | 399 | 423 | 449 | 473 | 498 | 2 | 16 | 30 | 47 | 66 | 88 | 122 | 164 | 208 | 255 | 305 | 354 | 403 | 452 | 500 | 536 | 585 | 633 | 683 | 731 | 780 | 819 | 853 | 883 | 910 | 940 | 957 | 974 | 991 | 1005 | 2 | 17 | 29 | 38 | 48 | 59 | 71 | 83 | 97 | 114 | 133 | 154 | 178 | 208 | 239 | 268 | 307 | 346 | 393 | 433 | 472 | 504 | 534 | 555 | 567 | 583 | 616 | 649 | 678 | 709
PSS | DEESIDE IND PK T1 / DEESIDE IND PK 6TH AVE T1 / RAF SEALAND T1 | 3 | 72 | 85 | 97 | 109 | 174 | 228 | 286 | 341 | 399 | 462 | 525 | 589 | 649 | 709 | 821 | 941 | 1068 | 1198 | 1348 | 1497 | 1655 | 1820 | 1987 | 2163 | 2316 | 2488 | 2668 | 2858 | 3059 | 3 | 17 | 65 | 109 | 159 | 223 | 331 | 428 | 517 | 598 | 679 | 766 | 904 | 1015 | 1129 | 1246 | 1337 | 1411 | 1488 | 1555 | 1644 | 1733 | 1843 | 1934 | 1810 | 1799 | 1861 | 1904 | 1937 | 2013 | 3 | 78 | 143 | 208 | 273 | 338 | 403 | 468 | 530 | 592 | 655 | 719 | 784 | 846 | 910 | 970 | 1048 | 1127 | 1202 | 1284 | 1360 | 1392 | 1426 | 1467 | 1516 | 1597 | 1656 | 1721 | 1786 | 1855 | 3 | 91 | 154 | 227 | 313 | 405 | 512 | 621 | 719 | 817 | 915 | 1011 | 1108 | 1200 | 1292 | 1417 | 1510 | 1598 | 1679 | 1764 | 1849 | 1931 | 2009 | 2083 | 2120 | 2149 | 2180 | 2219 | 2263 | 2316 | 3 | 124 | 187 | 252 | 321 | 390 | 479 | 562 | 665 | 779 | 899 | 1021 | 1164 | 1312 | 1464 | 1609 | 1765 | 1930 | 2035 | 2136 | 2233 | 2309 | 2417 | 2502 | 2396 | 2371 | 2448 | 2531 | 2604 | 2701
PSS | DELAMORE ST T1 / KIRKDALE T1 / WALTON T1 | 1 | 1 | 1 | 1 | 1 | 1 | 1 | 1 | 1 | 1 | 1 | 1 | 1 | 1 | 1 | 1 | 1 | 1 | 1 | 1 | 1 | 1 | 1 | 1 | 1 | 1 | 1 | 2 | 2 | 2 | 1 | 1 | 1 | 1 | 1 | 1 | 1 | 1 | 1 | 1 | 1 | 1 | 1 | 1 | 1 | 1 | 1 | 1 | 1 | 1 | 1 | 1 | 1 | 1 | 1 | 1 | 1 | 1 | 1 | 1 | 1 | 1 | 1 | 1 | 1 | 1 | 1 | 1 | 1 | 1 | 1 | 1 | 1 | 1 | 1 | 1 | 1 | 1 | 1 | 1 | 1 | 1 | 1 | 1 | 1 | 1 | 1 | 1 | 1 | 1 | 1 | 1 | 1 | 1 | 1 | 1 | 1 | 1 | 1 | 1 | 1 | 1 | 1 | 1 | 1 | 1 | 1 | 1 | 1 | 1 | 1 | 1 | 1 | 1 | 1 | 1 | 1 | 1 | 1 | 1 | 1 | 0 | 0 | 0 | 0 | 0 | 0 | 0 | 0 | 0 | 0 | 0 | 0 | 0 | 0 | 0 | 0 | 0 | 0 | 0 | 0 | 0 | 0 | 0 | 0 | 0 | 0 | 0 | 0 | 0
PSS | DENBIGH T1 | 1 | 3 | 3 | 3 | 3 | 6 | 9 | 12 | 16 | 20 | 28 | 35 | 43 | 51 | 59 | 74 | 92 | 113 | 136 | 164 | 179 | 196 | 212 | 228 | 245 | 259 | 275 | 292 | 309 | 329 | 1 | 10 | 57 | 102 | 138 | 183 | 264 | 336 | 401 | 462 | 532 | 594 | 726 | 837 | 932 | 1019 | 1146 | 1252 | 1401 | 1522 | 1624 | 1744 | 1849 | 1964 | 2218 | 2179 | 2205 | 2222 | 2252 | 2279 | 1 | 9 | 12 | 15 | 18 | 22 | 26 | 30 | 35 | 41 | 51 | 63 | 78 | 96 | 118 | 132 | 193 | 258 | 324 | 392 | 464 | 547 | 633 | 721 | 811 | 895 | 985 | 1071 | 1158 | 1245 | 1 | 27 | 51 | 79 | 111 | 151 | 213 | 281 | 351 | 423 | 497 | 567 | 637 | 707 | 776 | 885 | 948 | 1009 | 1064 | 1114 | 1168 | 1206 | 1238 | 1257 | 1276 | 1304 | 1325 | 1347 | 1368 | 1388 | 1 | 11 | 48 | 87 | 121 | 157 | 210 | 258 | 314 | 376 | 446 | 523 | 638 | 758 | 877 | 981 | 1128 | 1269 | 1411 | 1529 | 1658 | 1791 | 1898 | 1992 | 2194 | 2248 | 2358 | 2456 | 2556 | 2652
PSS | DESOTO RD T1 / MERSEY BRIDGE T1 / PITT ST T1 | 0 | 4 | 5 | 6 | 6 | 10 | 14 | 17 | 21 | 25 | 29 | 33 | 37 | 41 | 45 | 52 | 60 | 68 | 77 | 86 | 95 | 105 | 116 | 125 | 137 | 147 | 158 | 170 | 182 | 196 | 0 | 2 | 1 | 2 | 4 | 5 | 8 | 10 | 12 | 14 | 16 | 19 | 22 | 24 | 26 | 30 | 34 | 37 | 41 | 44 | 49 | 53 | 59 | 63 | 60 | 61 | 64 | 67 | 68 | 73 | 0 | 4 | 8 | 12 | 16 | 20 | 24 | 28 | 32 | 36 | 40 | 44 | 48 | 52 | 56 | 60 | 64 | 68 | 72 | 76 | 79 | 79 | 79 | 80 | 81 | 85 | 86 | 89 | 91 | 94 | 0 | 4 | 7 | 10 | 14 | 18 | 22 | 26 | 30 | 34 | 38 | 42 | 46 | 50 | 54 | 58 | 63 | 67 | 71 | 76 | 80 | 84 | 89 | 93 | 96 | 96 | 98 | 100 | 103 | 105 | 0 | 8 | 10 | 12 | 16 | 18 | 22 | 24 | 29 | 33 | 38 | 43 | 48 | 53 | 59 | 64 | 72 | 80 | 85 | 90 | 95 | 99 | 104 | 109 | 104 | 102 | 104 | 108 | 111 | 115
PSS | DIBBINSDALE T1 / PLYMYARD T1 / WIBP HARDKNOTT RD T1 | 2 | 59 | 68 | 78 | 87 | 138 | 182 | 231 | 278 | 328 | 388 | 446 | 505 | 565 | 623 | 731 | 851 | 981 | 1121 | 1278 | 1412 | 1556 | 1705 | 1855 | 2011 | 2146 | 2299 | 2462 | 2631 | 2808 | 2 | 33 | 182 | 319 | 443 | 598 | 866 | 1109 | 1327 | 1528 | 1744 | 1943 | 2348 | 2677 | 2965 | 3251 | 3606 | 3893 | 4319 | 4661 | 4966 | 5332 | 5703 | 5875 | 5442 | 5341 | 5427 | 5486 | 5564 | 5668 | 2 | 78 | 131 | 185 | 239 | 290 | 345 | 401 | 454 | 509 | 571 | 637 | 708 | 784 | 865 | 930 | 1085 | 1244 | 1406 | 1575 | 1741 | 1901 | 2070 | 2244 | 2424 | 2616 | 2802 | 2987 | 3169 | 3353 | 2 | 128 | 225 | 340 | 472 | 624 | 835 | 1058 | 1265 | 1470 | 1678 | 1880 | 2081 | 2280 | 2473 | 2780 | 2964 | 3137 | 3290 | 3431 | 3580 | 3703 | 3811 | 3897 | 3954 | 4030 | 4089 | 4156 | 4224 | 4296 | 2 | 114 | 240 | 369 | 493 | 617 | 796 | 962 | 1158 | 1369 | 1603 | 1844 | 2195 | 2549 | 2890 | 3203 | 3618 | 4024 | 4415 | 4741 | 5053 | 5404 | 5720 | 5859 | 5644 | 5726 | 5983 | 6216 | 6437 | 6675
PSS | DINGLE T1 / GRANBY T1 / ST JAMES T2 | 0 | 0 | 0 | 0 | 0 | 0 | 0 | 0 | 0 | 0 | 0 | 0 | 0 | 0 | 0 | 0 | 0 | 0 | 0 | 0 | 0 | 0 | 0 | 0 | 0 | 0 | 0 | 0 | 0 | 0 | 0 | 0 | 0 | 0 | 0 | 0 | 0 | 0 | 0 | 0 | 0 | 0 | 0 | 0 | 0 | 0 | 0 | 0 | 0 | 0 | 0 | 0 | 0 | 0 | 0 | 0 | 0 | 0 | 0 | 0 | 0 | 0 | 0 | 0 | 0 | 0 | 0 | 0 | 0 | 0 | 0 | 0 | 0 | 0 | 0 | 0 | 0 | 0 | 0 | 0 | 0 | 0 | 0 | 0 | 0 | 0 | 0 | 0 | 0 | 0 | 0 | 0 | 0 | 0 | 0 | 0 | 0 | 0 | 0 | 0 | 0 | 0 | 0 | 0 | 0 | 0 | 0 | 0 | 0 | 0 | 0 | 0 | 0 | 0 | 0 | 0 | 0 | 0 | 0 | 0 | 0 | 0 | 0 | 0 | 0 | 0 | 0 | 0 | 0 | 0 | 0 | 0 | 0 | 0 | 0 | 0 | 0 | 0 | 0 | 0 | 0 | 0 | 0 | 0 | 0 | 0 | 0 | 0 | 0 | 0
PSS | DITTON T1 / GAVIN RD T1 / HOUGH GREEN T1 / RTZ T1 | 1 | 13 | 13 | 13 | 13 | 26 | 35 | 46 | 58 | 72 | 103 | 132 | 163 | 196 | 232 | 298 | 376 | 467 | 571 | 690 | 746 | 813 | 877 | 939 | 1001 | 1055 | 1115 | 1179 | 1244 | 1313 | 1 | 56 | 397 | 715 | 973 | 1296 | 1871 | 2380 | 2841 | 3261 | 3717 | 4106 | 5004 | 5713 | 6295 | 6896 | 7578 | 8123 | 9007 | 9702 | 10269 | 10981 | 11718 | 12567 | 14372 | 13905 | 13979 | 14055 | 14245 | 14390 | 1 | 58 | 67 | 77 | 88 | 100 | 113 | 127 | 144 | 164 | 196 | 235 | 284 | 342 | 420 | 466 | 676 | 894 | 1114 | 1339 | 1573 | 1880 | 2199 | 2516 | 2826 | 3101 | 3405 | 3690 | 3970 | 4249 | 1 | 178 | 318 | 486 | 678 | 925 | 1299 | 1691 | 2038 | 2376 | 2717 | 3049 | 3377 | 3700 | 4020 | 4598 | 4890 | 5149 | 5362 | 5535 | 5717 | 5855 | 5964 | 6034 | 6103 | 6240 | 6328 | 6419 | 6501 | 6575 | 1 | 48 | 269 | 495 | 699 | 905 | 1232 | 1522 | 1860 | 2218 | 2624 | 3024 | 3708 | 4364 | 4972 | 5532 | 6249 | 6933 | 7654 | 8233 | 8753 | 9410 | 9960 | 10469 | 11813 | 11885 | 12335 | 12766 | 13198 | 13597
PSS | DODDS LA T1 / HOLBORN HILL T1 / MAGHULL T1 / MAGHULL T2 / ROBBINS BRIDGE T1 | 1 | 20 | 21 | 22 | 23 | 57 | 88 | 124 | 164 | 209 | 291 | 366 | 446 | 532 | 624 | 791 | 986 | 1214 | 1470 | 1763 | 1921 | 2101 | 2281 | 2459 | 2638 | 2790 | 2963 | 3147 | 3340 | 3543 | 1 | 114 | 690 | 1224 | 1666 | 2222 | 3190 | 4057 | 4850 | 5583 | 6407 | 7136 | 8714 | 10012 | 11124 | 12166 | 13617 | 14815 | 16554 | 17958 | 19127 | 20527 | 21790 | 23188 | 26252 | 25694 | 25975 | 26165 | 26505 | 26819 | 1 | 94 | 123 | 156 | 192 | 231 | 273 | 320 | 374 | 438 | 542 | 671 | 829 | 1018 | 1255 | 1406 | 2061 | 2748 | 3452 | 4177 | 4928 | 5818 | 6747 | 7690 | 8640 | 9536 | 10489 | 11409 | 12322 | 13228 | 1 | 307 | 582 | 908 | 1277 | 1747 | 2462 | 3244 | 4034 | 4829 | 5648 | 6431 | 7210 | 7981 | 8748 | 9976 | 10687 | 11349 | 11942 | 12471 | 13045 | 13471 | 13803 | 14009 | 14213 | 14525 | 14760 | 14999 | 15223 | 15435 | 1 | 123 | 556 | 999 | 1405 | 1824 | 2435 | 2998 | 3658 | 4368 | 5177 | 6054 | 7393 | 8760 | 10099 | 11280 | 12928 | 14498 | 16110 | 17432 | 18833 | 20324 | 21529 | 22606 | 25004 | 25533 | 26741 | 27820 | 28915 | 29946
PSS | DOLGARROG GRID T1 / DOLGARROG GRID T2 | 5 | 77 | 92 | 106 | 120 | 195 | 258 | 326 | 393 | 464 | 545 | 627 | 711 | 792 | 875 | 1028 | 1196 | 1377 | 1567 | 1782 | 1987 | 2208 | 2443 | 2685 | 2941 | 3158 | 3404 | 3658 | 3925 | 4204 | 5 | 55 | 110 | 179 | 277 | 340 | 435 | 525 | 605 | 681 | 758 | 845 | 964 | 1082 | 1175 | 1256 | 1398 | 1522 | 1718 | 1885 | 2052 | 2207 | 2364 | 2474 | 2564 | 2630 | 2740 | 2822 | 2888 | 3005 | 5 | 85 | 160 | 237 | 315 | 398 | 489 | 584 | 679 | 779 | 882 | 970 | 1062 | 1157 | 1258 | 1341 | 1494 | 1649 | 1802 | 1966 | 2114 | 2219 | 2329 | 2451 | 2583 | 2745 | 2880 | 3023 | 3167 | 3312 | 5 | 117 | 217 | 334 | 469 | 620 | 822 | 1062 | 1310 | 1573 | 1845 | 2116 | 2386 | 2651 | 2915 | 3125 | 3390 | 3658 | 3923 | 4196 | 4479 | 4703 | 4906 | 5094 | 5234 | 5384 | 5491 | 5585 | 5688 | 5791 | 5 | 168 | 248 | 319 | 395 | 473 | 565 | 655 | 769 | 898 | 1032 | 1185 | 1345 | 1533 | 1715 | 1875 | 2112 | 2357 | 2595 | 2811 | 3038 | 3215 | 3412 | 3557 | 3571 | 3626 | 3802 | 3977 | 4140 | 4328
PSS | DOLGELLAU T1 | 6 | 63 | 75 | 87 | 98 | 157 | 207 | 261 | 317 | 377 | 449 | 521 | 594 | 665 | 738 | 871 | 1019 | 1180 | 1349 | 1544 | 1724 | 1918 | 2124 | 2337 | 2563 | 2752 | 2968 | 3189 | 3425 | 3667 | 6 | 58 | 118 | 221 | 331 | 406 | 527 | 638 | 737 | 830 | 928 | 1028 | 1192 | 1345 | 1493 | 1632 | 1823 | 1984 | 2182 | 2350 | 2511 | 2661 | 2817 | 2934 | 2978 | 3019 | 3121 | 3196 | 3267 | 3376 | 6 | 73 | 138 | 204 | 266 | 334 | 410 | 491 | 577 | 668 | 762 | 839 | 921 | 1005 | 1097 | 1170 | 1315 | 1465 | 1612 | 1768 | 1911 | 2024 | 2143 | 2270 | 2405 | 2562 | 2699 | 2838 | 2977 | 3120 | 6 | 115 | 215 | 331 | 461 | 612 | 822 | 1070 | 1326 | 1596 | 1876 | 2155 | 2432 | 2704 | 2974 | 3202 | 3471 | 3742 | 4006 | 4277 | 4553 | 4771 | 4970 | 5148 | 5288 | 5445 | 5553 | 5647 | 5747 | 5845 | 6 | 148 | 233 | 308 | 382 | 459 | 556 | 651 | 769 | 900 | 1043 | 1198 | 1381 | 1586 | 1801 | 1994 | 2261 | 2528 | 2760 | 2967 | 3186 | 3374 | 3565 | 3701 | 3703 | 3774 | 3966 | 4146 | 4316 | 4508
PSS | DUCKINGTON T1 / DUCKINGTON T2 | 8 | 79 | 94 | 108 | 122 | 196 | 258 | 325 | 390 | 460 | 540 | 621 | 703 | 783 | 866 | 1018 | 1182 | 1362 | 1550 | 1763 | 1966 | 2185 | 2415 | 2651 | 2903 | 3116 | 3357 | 3610 | 3872 | 4146 | 8 | 53 | 110 | 201 | 307 | 382 | 498 | 607 | 703 | 795 | 887 | 987 | 1138 | 1278 | 1423 | 1557 | 1700 | 1824 | 2016 | 2180 | 2344 | 2495 | 2658 | 2778 | 2820 | 2865 | 2972 | 3051 | 3119 | 3236 | 8 | 90 | 165 | 242 | 319 | 401 | 491 | 584 | 678 | 777 | 878 | 964 | 1055 | 1148 | 1247 | 1330 | 1479 | 1630 | 1779 | 1936 | 2080 | 2180 | 2286 | 2405 | 2532 | 2688 | 2818 | 2955 | 3092 | 3231 | 8 | 126 | 229 | 348 | 486 | 641 | 849 | 1092 | 1339 | 1598 | 1868 | 2136 | 2402 | 2663 | 2922 | 3142 | 3402 | 3665 | 3921 | 4186 | 4457 | 4673 | 4870 | 5051 | 5187 | 5333 | 5436 | 5528 | 5630 | 5729 | 8 | 2 | 6 | 10 | 15 | 20 | 27 | 34 | 41 | 50 | 65 | 83 | 105 | 131 | 161 | 178 | 249 | 320 | 392 | 461 | 529 | 598 | 650 | 700 | 764 | 834 | 902 | 960 | 1014 | 1072
PSS | DUDDON T1 | 1 | 2 | 3 | 4 | 5 | 11 | 16 | 21 | 27 | 34 | 44 | 54 | 65 | 77 | 90 | 114 | 141 | 171 | 205 | 244 | 275 | 307 | 344 | 383 | 424 | 458 | 497 | 538 | 578 | 621 | 1 | 4 | 37 | 74 | 111 | 129 | 156 | 181 | 204 | 224 | 248 | 272 | 312 | 355 | 395 | 425 | 479 | 528 | 621 | 697 | 757 | 817 | 868 | 912 | 1056 | 1071 | 1098 | 1121 | 1146 | 1173 | 1 | 7 | 13 | 20 | 27 | 36 | 49 | 64 | 81 | 101 | 122 | 135 | 151 | 170 | 191 | 204 | 251 | 299 | 348 | 398 | 444 | 495 | 549 | 603 | 660 | 713 | 766 | 818 | 869 | 920 | 1 | 23 | 49 | 79 | 113 | 155 | 222 | 307 | 399 | 497 | 601 | 704 | 806 | 908 | 1009 | 1082 | 1181 | 1282 | 1384 | 1484 | 1589 | 1664 | 1732 | 1789 | 1844 | 1910 | 1952 | 1984 | 2015 | 2044 | 1 | 23 | 44 | 60 | 74 | 91 | 110 | 131 | 155 | 182 | 212 | 249 | 295 | 351 | 408 | 457 | 531 | 601 | 697 | 775 | 861 | 935 | 1000 | 1047 | 1142 | 1182 | 1250 | 1315 | 1380 | 1441
PSS | DYFFRYN ARDUDWY T1 | 2 | 16 | 19 | 23 | 26 | 45 | 61 | 78 | 97 | 118 | 143 | 168 | 195 | 220 | 245 | 293 | 345 | 403 | 467 | 542 | 609 | 681 | 758 | 840 | 928 | 1000 | 1082 | 1166 | 1252 | 1344 | 2 | 33 | 68 | 103 | 153 | 181 | 222 | 261 | 294 | 326 | 362 | 397 | 457 | 516 | 572 | 620 | 697 | 764 | 893 | 999 | 1076 | 1145 | 1208 | 1253 | 1321 | 1355 | 1400 | 1435 | 1469 | 1516 | 2 | 21 | 40 | 60 | 81 | 105 | 134 | 165 | 200 | 238 | 278 | 307 | 340 | 373 | 409 | 435 | 506 | 578 | 649 | 727 | 799 | 865 | 935 | 1009 | 1085 | 1165 | 1238 | 1313 | 1388 | 1462 | 2 | 43 | 85 | 134 | 190 | 256 | 354 | 475 | 605 | 745 | 891 | 1036 | 1180 | 1319 | 1458 | 1561 | 1699 | 1839 | 1980 | 2125 | 2273 | 2386 | 2487 | 2575 | 2652 | 2741 | 2799 | 2846 | 2895 | 2941 | 2 | 52 | 86 | 113 | 141 | 169 | 205 | 239 | 282 | 330 | 384 | 446 | 518 | 601 | 689 | 764 | 875 | 986 | 1120 | 1236 | 1352 | 1447 | 1536 | 1598 | 1636 | 1689 | 1786 | 1878 | 1965 | 2060
PSS | DYSERTH RD T1 / FFORDD LAS T1 / FFORDD LAS T2 / WESTBOURNE AVE T1 | 7 | 18 | 19 | 20 | 21 | 45 | 68 | 94 | 123 | 156 | 213 | 265 | 320 | 379 | 443 | 557 | 692 | 849 | 1025 | 1225 | 1338 | 1464 | 1594 | 1721 | 1849 | 1957 | 2081 | 2212 | 2351 | 2497 | 7 | 70 | 404 | 715 | 973 | 1300 | 1862 | 2368 | 2833 | 3265 | 3759 | 4205 | 5141 | 5928 | 6614 | 7229 | 8166 | 8951 | 10040 | 10929 | 11676 | 12554 | 13293 | 14095 | 15880 | 15628 | 15841 | 15971 | 16174 | 16379 | 7 | 60 | 81 | 105 | 131 | 160 | 191 | 226 | 266 | 313 | 389 | 483 | 599 | 738 | 909 | 1020 | 1495 | 1995 | 2511 | 3043 | 3591 | 4225 | 4889 | 5567 | 6254 | 6912 | 7606 | 8282 | 8953 | 9619 | 7 | 187 | 360 | 564 | 793 | 1082 | 1524 | 2016 | 2540 | 3073 | 3626 | 4151 | 4675 | 5194 | 5712 | 6505 | 6987 | 7442 | 7861 | 8243 | 8661 | 8972 | 9212 | 9359 | 9506 | 9714 | 9878 | 10045 | 10203 | 10354 | 7 | 83 | 354 | 631 | 887 | 1154 | 1526 | 1877 | 2289 | 2736 | 3244 | 3816 | 4652 | 5530 | 6408 | 7168 | 8265 | 9310 | 10371 | 11249 | 12231 | 13220 | 14009 | 14704 | 16138 | 16573 | 17418 | 18157 | 18910 | 19623
PSS | EDEN VALE T1 | 2 | 7 | 10 | 13 | 15 | 31 | 44 | 59 | 76 | 95 | 124 | 154 | 186 | 220 | 377 | 576 | 802 | 1047 | 1317 | 1461 | 1584 | 1717 | 1857 | 2005 | 2157 | 2290 | 2434 | 2580 | 2730 | 2884 | 2 | 35 | 111 | 208 | 313 | 361 | 436 | 507 | 568 | 628 | 695 | 758 | 874 | 996 | 1207 | 1386 | 1659 | 1885 | 2184 | 2360 | 2503 | 2628 | 2743 | 2822 | 2938 | 2984 | 3062 | 3124 | 3194 | 3272 | 2 | 18 | 35 | 53 | 73 | 99 | 137 | 180 | 230 | 286 | 346 | 384 | 429 | 482 | 665 | 823 | 1077 | 1330 | 1588 | 1731 | 1866 | 2011 | 2163 | 2321 | 2479 | 2630 | 2780 | 2927 | 3073 | 3218 | 2 | 63 | 137 | 222 | 319 | 438 | 628 | 870 | 1129 | 1408 | 1702 | 1993 | 2282 | 2570 | 2976 | 3303 | 3708 | 4111 | 4518 | 4808 | 5106 | 5325 | 5517 | 5682 | 5840 | 6030 | 6150 | 6243 | 6337 | 6419 | 2 | 67 | 124 | 169 | 210 | 254 | 309 | 366 | 434 | 511 | 596 | 702 | 831 | 987 | 1293 | 1569 | 1945 | 2308 | 2682 | 2882 | 3095 | 3263 | 3422 | 3530 | 3574 | 3674 | 3871 | 4059 | 4248 | 4431
PSS | EDERN T1 | 9 | 105 | 124 | 143 | 161 | 256 | 335 | 421 | 506 | 597 | 700 | 803 | 907 | 1009 | 1114 | 1306 | 1510 | 1731 | 1968 | 2235 | 2490 | 2765 | 3054 | 3353 | 3668 | 3939 | 4242 | 4559 | 4892 | 5237 | 9 | 58 | 117 | 216 | 332 | 415 | 545 | 664 | 772 | 873 | 977 | 1090 | 1252 | 1407 | 1517 | 1617 | 1785 | 1927 | 2149 | 2336 | 2530 | 2712 | 2904 | 3044 | 3103 | 3165 | 3297 | 3390 | 3466 | 3608 | 9 | 115 | 215 | 317 | 415 | 519 | 631 | 748 | 866 | 989 | 1115 | 1224 | 1338 | 1454 | 1577 | 1682 | 1855 | 2033 | 2211 | 2398 | 2568 | 2679 | 2795 | 2927 | 3070 | 3253 | 3402 | 3560 | 3719 | 3882 | 9 | 152 | 276 | 420 | 582 | 763 | 1001 | 1277 | 1559 | 1855 | 2162 | 2467 | 2771 | 3069 | 3366 | 3617 | 3911 | 4207 | 4503 | 4808 | 5121 | 5371 | 5603 | 5816 | 5974 | 6137 | 6255 | 6363 | 6480 | 6601 | 9 | 212 | 313 | 405 | 502 | 600 | 718 | 835 | 983 | 1146 | 1320 | 1510 | 1715 | 1951 | 2167 | 2363 | 2642 | 2933 | 3205 | 3451 | 3704 | 3905 | 4133 | 4304 | 4286 | 4329 | 4527 | 4723 | 4906 | 5119
PSS | EDGE HILL T1 / LIVERPOOL UNIVERSITY T1 / LIVERPOOL UNIVERSITY T2 / LIVERPOOL UNIVERSITY T3 | 0 | 104 | 124 | 143 | 161 | 257 | 336 | 422 | 505 | 589 | 681 | 773 | 861 | 949 | 1033 | 1190 | 1358 | 1535 | 1718 | 1925 | 2141 | 2371 | 2612 | 2856 | 3114 | 3339 | 3592 | 3858 | 4139 | 4433 | 0 | 16 | 29 | 39 | 70 | 110 | 171 | 228 | 281 | 329 | 373 | 435 | 485 | 532 | 601 | 673 | 764 | 837 | 909 | 976 | 1079 | 1182 | 1313 | 1416 | 1345 | 1362 | 1444 | 1500 | 1531 | 1631 | 0 | 104 | 204 | 304 | 400 | 496 | 592 | 688 | 780 | 868 | 960 | 1052 | 1140 | 1228 | 1312 | 1396 | 1480 | 1564 | 1644 | 1736 | 1815 | 1815 | 1815 | 1828 | 1853 | 1934 | 1976 | 2031 | 2087 | 2149 | 0 | 104 | 177 | 262 | 358 | 454 | 550 | 646 | 738 | 826 | 918 | 1010 | 1098 | 1186 | 1270 | 1360 | 1450 | 1542 | 1629 | 1730 | 1831 | 1933 | 2036 | 2140 | 2184 | 2205 | 2238 | 2282 | 2339 | 2408 | 0 | 184 | 242 | 302 | 371 | 438 | 516 | 590 | 689 | 796 | 909 | 1026 | 1122 | 1238 | 1363 | 1486 | 1647 | 1820 | 1931 | 2045 | 2146 | 2235 | 2368 | 2473 | 2363 | 2317 | 2386 | 2463 | 2522 | 2623
PSS | EDGE LA (TAPLEY PLACE) T1 / LISTER DV B T3 / MILL LA (WAVERTREE) T1 / PLESSEY (EDGE LA) T1 / STONEYCROFT T1 | 0 | 100 | 119 | 138 | 155 | 247 | 322 | 404 | 484 | 568 | 656 | 744 | 832 | 916 | 1000 | 1155 | 1316 | 1486 | 1661 | 1860 | 2068 | 2288 | 2520 | 2755 | 3002 | 3218 | 3462 | 3718 | 3987 | 4268 | 0 | 16 | 27 | 37 | 67 | 105 | 164 | 218 | 269 | 317 | 360 | 418 | 469 | 514 | 583 | 655 | 742 | 810 | 881 | 942 | 1041 | 1140 | 1265 | 1366 | 1297 | 1313 | 1391 | 1444 | 1473 | 1569 | 0 | 100 | 196 | 292 | 384 | 476 | 568 | 660 | 748 | 836 | 924 | 1012 | 1100 | 1184 | 1268 | 1352 | 1432 | 1512 | 1588 | 1676 | 1751 | 1751 | 1751 | 1764 | 1788 | 1865 | 1905 | 1958 | 2012 | 2071 | 0 | 100 | 170 | 251 | 343 | 435 | 527 | 619 | 707 | 795 | 883 | 971 | 1059 | 1143 | 1227 | 1317 | 1403 | 1490 | 1573 | 1670 | 1767 | 1865 | 1963 | 2062 | 2105 | 2126 | 2157 | 2199 | 2253 | 2320 | 0 | 177 | 234 | 291 | 357 | 422 | 496 | 567 | 661 | 767 | 876 | 987 | 1084 | 1194 | 1318 | 1441 | 1595 | 1761 | 1867 | 1974 | 2071 | 2156 | 2283 | 2385 | 2278 | 2233 | 2299 | 2373 | 2429 | 2526
PSS | EGA ELECTRIC T1 | 2 | 39 | 46 | 52 | 58 | 93 | 123 | 154 | 187 | 222 | 261 | 299 | 338 | 373 | 410 | 477 | 551 | 630 | 716 | 814 | 902 | 997 | 1097 | 1197 | 1303 | 1394 | 1498 | 1607 | 1722 | 1843 | 2 | 15 | 57 | 95 | 135 | 186 | 270 | 348 | 421 | 490 | 562 | 638 | 765 | 874 | 979 | 1075 | 1222 | 1343 | 1501 | 1584 | 1676 | 1766 | 1845 | 1910 | 1821 | 1830 | 1889 | 1924 | 1952 | 2007 | 2 | 44 | 83 | 118 | 154 | 190 | 226 | 263 | 300 | 338 | 380 | 425 | 473 | 520 | 571 | 614 | 706 | 800 | 898 | 1000 | 1101 | 1185 | 1273 | 1367 | 1468 | 1584 | 1691 | 1801 | 1910 | 2022 | 2 | 59 | 106 | 158 | 218 | 285 | 370 | 462 | 561 | 660 | 763 | 862 | 960 | 1054 | 1149 | 1277 | 1370 | 1459 | 1545 | 1631 | 1723 | 1800 | 1868 | 1923 | 1958 | 1993 | 2025 | 2062 | 2102 | 2146 | 2 | 74 | 127 | 179 | 234 | 289 | 360 | 426 | 510 | 603 | 704 | 816 | 952 | 1098 | 1250 | 1386 | 1578 | 1767 | 1940 | 2056 | 2196 | 2320 | 2433 | 2520 | 2478 | 2539 | 2672 | 2788 | 2898 | 3022
PSS | EGERTON T1 / ROCK FERRY T1 / SHELL TRANMERE T1 | 2 | 78 | 93 | 107 | 121 | 193 | 252 | 316 | 377 | 442 | 510 | 578 | 646 | 710 | 774 | 893 | 1015 | 1144 | 1280 | 1434 | 1595 | 1765 | 1944 | 2124 | 2315 | 2481 | 2670 | 2867 | 3075 | 3292 | 2 | 14 | 23 | 31 | 54 | 85 | 130 | 172 | 211 | 248 | 282 | 327 | 366 | 400 | 453 | 507 | 573 | 625 | 680 | 727 | 804 | 880 | 977 | 1054 | 1001 | 1014 | 1074 | 1115 | 1139 | 1213 | 2 | 78 | 154 | 226 | 298 | 370 | 442 | 514 | 582 | 650 | 718 | 786 | 854 | 918 | 982 | 1046 | 1106 | 1166 | 1226 | 1294 | 1352 | 1352 | 1352 | 1362 | 1380 | 1440 | 1471 | 1512 | 1554 | 1599 | 2 | 78 | 133 | 195 | 267 | 339 | 411 | 483 | 551 | 619 | 687 | 755 | 823 | 887 | 951 | 1019 | 1084 | 1150 | 1215 | 1290 | 1365 | 1440 | 1516 | 1593 | 1625 | 1641 | 1666 | 1698 | 1739 | 1792 | 2 | 136 | 180 | 224 | 275 | 326 | 384 | 440 | 513 | 594 | 679 | 765 | 839 | 924 | 1018 | 1112 | 1228 | 1354 | 1438 | 1521 | 1596 | 1662 | 1760 | 1838 | 1756 | 1722 | 1773 | 1829 | 1873 | 1949
PSS | EGREMONT T1 / LISCARD T1 / POULTON T1 / STONE MANGANESE T1 | 1 | 9 | 11 | 12 | 14 | 22 | 28 | 35 | 43 | 50 | 58 | 66 | 74 | 82 | 90 | 104 | 120 | 136 | 153 | 171 | 191 | 211 | 232 | 254 | 275 | 296 | 317 | 341 | 366 | 391 | 1 | 2 | 3 | 4 | 7 | 10 | 15 | 20 | 25 | 29 | 33 | 38 | 42 | 47 | 54 | 61 | 69 | 76 | 83 | 89 | 98 | 107 | 118 | 127 | 121 | 122 | 129 | 134 | 136 | 145 | 1 | 9 | 17 | 25 | 33 | 41 | 49 | 57 | 65 | 73 | 81 | 89 | 97 | 105 | 113 | 121 | 129 | 137 | 145 | 153 | 160 | 160 | 160 | 161 | 163 | 170 | 174 | 179 | 184 | 189 | 1 | 9 | 15 | 22 | 30 | 38 | 46 | 54 | 62 | 70 | 78 | 86 | 94 | 102 | 110 | 119 | 127 | 136 | 144 | 153 | 162 | 171 | 180 | 189 | 193 | 195 | 197 | 201 | 205 | 211 | 1 | 16 | 20 | 25 | 31 | 36 | 43 | 49 | 58 | 67 | 77 | 87 | 95 | 106 | 118 | 129 | 144 | 160 | 171 | 181 | 190 | 197 | 209 | 218 | 208 | 204 | 210 | 217 | 222 | 230
PSS | ELLESMERE T1 / MMB ELLESMERE T1 | 7 | 15 | 19 | 22 | 25 | 45 | 61 | 80 | 101 | 125 | 164 | 203 | 245 | 290 | 338 | 424 | 525 | 639 | 767 | 913 | 1024 | 1150 | 1283 | 1425 | 1576 | 1701 | 1839 | 1982 | 2129 | 2281 | 7 | 69 | 165 | 326 | 483 | 574 | 725 | 861 | 982 | 1095 | 1220 | 1333 | 1562 | 1774 | 1961 | 2129 | 2367 | 2570 | 2971 | 3294 | 3550 | 3820 | 4075 | 4312 | 4996 | 4992 | 5088 | 5169 | 5277 | 5382 | 7 | 33 | 54 | 77 | 101 | 134 | 182 | 237 | 299 | 370 | 446 | 494 | 551 | 618 | 697 | 746 | 916 | 1091 | 1269 | 1451 | 1620 | 1809 | 2007 | 2208 | 2412 | 2601 | 2791 | 2977 | 3162 | 3345 | 7 | 102 | 207 | 329 | 467 | 637 | 907 | 1242 | 1589 | 1958 | 2346 | 2731 | 3112 | 3491 | 3868 | 4168 | 4537 | 4908 | 5276 | 5642 | 6017 | 6292 | 6531 | 6738 | 6936 | 7180 | 7331 | 7449 | 7567 | 7669 | 7 | 87 | 178 | 250 | 318 | 391 | 487 | 582 | 695 | 820 | 958 | 1116 | 1332 | 1577 | 1824 | 2038 | 2342 | 2637 | 3019 | 3338 | 3660 | 3961 | 4226 | 4436 | 4889 | 5016 | 5278 | 5526 | 5776 | 6016
PSS | ELTON T1 | 1 | 58 | 69 | 79 | 89 | 143 | 188 | 236 | 281 | 330 | 383 | 435 | 487 | 540 | 594 | 691 | 792 | 900 | 1014 | 1141 | 1265 | 1394 | 1532 | 1671 | 1817 | 1945 | 2088 | 2240 | 2400 | 2568 | 1 | 15 | 59 | 98 | 142 | 199 | 293 | 380 | 458 | 530 | 605 | 683 | 808 | 915 | 1024 | 1129 | 1265 | 1344 | 1427 | 1497 | 1585 | 1671 | 1767 | 1845 | 1740 | 1738 | 1798 | 1836 | 1865 | 1931 | 1 | 63 | 121 | 175 | 229 | 283 | 337 | 392 | 443 | 495 | 549 | 604 | 661 | 720 | 781 | 837 | 918 | 1000 | 1084 | 1172 | 1255 | 1306 | 1360 | 1419 | 1487 | 1578 | 1654 | 1733 | 1813 | 1896 | 1 | 76 | 133 | 197 | 272 | 353 | 449 | 548 | 642 | 736 | 833 | 927 | 1020 | 1113 | 1206 | 1330 | 1420 | 1507 | 1588 | 1671 | 1758 | 1835 | 1908 | 1973 | 2008 | 2039 | 2069 | 2106 | 2148 | 2197 | 1 | 104 | 164 | 222 | 284 | 347 | 426 | 502 | 594 | 695 | 805 | 918 | 1052 | 1198 | 1348 | 1490 | 1672 | 1835 | 1949 | 2052 | 2163 | 2265 | 2371 | 2455 | 2374 | 2374 | 2466 | 2556 | 2641 | 2742
PSS | ENGINEER PK T1 / PILKINGTONS QUEENSFERRY T1 / QUEENSFERRY T1 | 2 | 4 | 4 | 4 | 4 | 7 | 9 | 11 | 13 | 15 | 20 | 25 | 31 | 37 | 44 | 57 | 71 | 88 | 108 | 130 | 140 | 152 | 163 | 174 | 186 | 196 | 207 | 217 | 230 | 243 | 2 | 10 | 77 | 140 | 192 | 255 | 369 | 469 | 561 | 644 | 733 | 808 | 984 | 1124 | 1237 | 1356 | 1486 | 1590 | 1761 | 1896 | 2003 | 2142 | 2286 | 2455 | 2810 | 2716 | 2728 | 2743 | 2780 | 2808 | 2 | 13 | 15 | 17 | 19 | 21 | 23 | 26 | 29 | 32 | 38 | 45 | 54 | 64 | 78 | 86 | 124 | 162 | 202 | 241 | 282 | 339 | 396 | 454 | 509 | 558 | 612 | 663 | 713 | 762 | 2 | 37 | 64 | 97 | 134 | 183 | 256 | 332 | 398 | 462 | 526 | 589 | 651 | 712 | 772 | 882 | 938 | 986 | 1026 | 1055 | 1088 | 1114 | 1133 | 1146 | 1158 | 1185 | 1201 | 1217 | 1232 | 1246 | 2 | 8 | 51 | 95 | 135 | 174 | 238 | 295 | 361 | 430 | 509 | 585 | 719 | 844 | 961 | 1068 | 1204 | 1334 | 1472 | 1581 | 1676 | 1801 | 1906 | 2004 | 2267 | 2278 | 2361 | 2442 | 2523 | 2596
PSS | ESTUARY COMMERCE PK T1 / LEEWARD DR T1 / LEEWARD DR T2 / SPEKE HALL RD T1 / SPEKE SKY PK T1 | 0 | 0 | 0 | 0 | 0 | 0 | 0 | 0 | 0 | 0 | 0 | 0 | 0 | 0 | 0 | 0 | 0 | 0 | 0 | 0 | 0 | 0 | 0 | 0 | 0 | 0 | 0 | 0 | 0 | 0 | 0 | 0 | 0 | 0 | 0 | 0 | 0 | 0 | 0 | 0 | 0 | 0 | 0 | 0 | 0 | 0 | 0 | 0 | 0 | 0 | 0 | 0 | 0 | 0 | 0 | 0 | 0 | 0 | 0 | 0 | 0 | 0 | 0 | 0 | 0 | 0 | 0 | 0 | 0 | 0 | 0 | 0 | 0 | 0 | 0 | 0 | 0 | 0 | 0 | 0 | 0 | 0 | 0 | 0 | 0 | 0 | 0 | 0 | 0 | 0 | 0 | 0 | 0 | 0 | 0 | 0 | 0 | 0 | 0 | 0 | 0 | 0 | 0 | 0 | 0 | 0 | 0 | 0 | 0 | 0 | 0 | 0 | 0 | 0 | 0 | 0 | 0 | 0 | 0 | 0 | 0 | 0 | 0 | 0 | 0 | 0 | 0 | 0 | 0 | 0 | 0 | 0 | 0 | 0 | 0 | 0 | 0 | 0 | 0 | 0 | 0 | 0 | 0 | 0 | 0 | 0 | 0 | 0 | 0 | 0
PSS | EVERTON BROW T1 / GARDNERS ROW T1 / SHEIL PK T1 | 0 | 0 | 0 | 0 | 0 | 0 | 0 | 0 | 0 | 0 | 0 | 0 | 0 | 0 | 0 | 0 | 0 | 0 | 0 | 0 | 0 | 0 | 0 | 0 | 0 | 0 | 0 | 0 | 0 | 0 | 0 | 0 | 0 | 0 | 0 | 0 | 0 | 0 | 0 | 0 | 0 | 0 | 0 | 0 | 0 | 0 | 0 | 0 | 0 | 0 | 0 | 0 | 0 | 0 | 0 | 0 | 0 | 0 | 0 | 0 | 0 | 0 | 0 | 0 | 0 | 0 | 0 | 0 | 0 | 0 | 0 | 0 | 0 | 0 | 0 | 0 | 0 | 0 | 0 | 0 | 0 | 0 | 0 | 0 | 0 | 0 | 0 | 0 | 0 | 0 | 0 | 0 | 0 | 0 | 0 | 0 | 0 | 0 | 0 | 0 | 0 | 0 | 0 | 0 | 0 | 0 | 0 | 0 | 0 | 0 | 0 | 0 | 0 | 0 | 0 | 0 | 0 | 0 | 0 | 0 | 0 | 0 | 0 | 0 | 0 | 0 | 0 | 0 | 0 | 0 | 0 | 0 | 0 | 0 | 0 | 0 | 0 | 0 | 0 | 0 | 0 | 0 | 0 | 0 | 0 | 0 | 0 | 0 | 0 | 0
PSS | EXPRESS FOODS T1 | 2 | 18 | 21 | 24 | 27 | 41 | 52 | 65 | 78 | 92 | 107 | 123 | 139 | 155 | 171 | 202 | 235 | 270 | 310 | 352 | 393 | 434 | 479 | 525 | 575 | 617 | 665 | 713 | 766 | 818 | 2 | 10 | 21 | 36 | 55 | 68 | 89 | 109 | 127 | 143 | 158 | 177 | 204 | 231 | 257 | 274 | 301 | 326 | 363 | 392 | 424 | 451 | 481 | 505 | 514 | 524 | 543 | 558 | 570 | 592 | 2 | 20 | 38 | 57 | 72 | 87 | 104 | 121 | 139 | 158 | 177 | 194 | 211 | 230 | 249 | 267 | 295 | 325 | 354 | 384 | 411 | 429 | 448 | 470 | 494 | 524 | 547 | 572 | 598 | 624 | 2 | 27 | 49 | 74 | 99 | 128 | 166 | 211 | 257 | 305 | 354 | 403 | 452 | 501 | 550 | 591 | 641 | 689 | 738 | 788 | 838 | 878 | 916 | 949 | 975 | 1000 | 1018 | 1035 | 1054 | 1074 | 2 | 33 | 51 | 68 | 84 | 99 | 117 | 136 | 158 | 186 | 212 | 243 | 276 | 315 | 357 | 389 | 434 | 483 | 528 | 566 | 608 | 638 | 674 | 702 | 698 | 706 | 736 | 767 | 797 | 832
PSS | FAIRBOURNE T1 | 7 | 62 | 72 | 83 | 93 | 144 | 189 | 238 | 286 | 336 | 393 | 451 | 509 | 568 | 625 | 729 | 842 | 967 | 1100 | 1249 | 1392 | 1545 | 1706 | 1873 | 2049 | 2201 | 2370 | 2547 | 2731 | 2923 | 7 | 34 | 67 | 119 | 183 | 228 | 296 | 361 | 417 | 471 | 524 | 584 | 669 | 751 | 812 | 866 | 959 | 1041 | 1167 | 1270 | 1380 | 1483 | 1589 | 1666 | 1708 | 1746 | 1819 | 1872 | 1913 | 1993 | 7 | 67 | 122 | 178 | 234 | 290 | 354 | 420 | 486 | 554 | 624 | 685 | 749 | 816 | 884 | 940 | 1039 | 1139 | 1240 | 1345 | 1441 | 1503 | 1569 | 1644 | 1725 | 1829 | 1914 | 2004 | 2095 | 2187 | 7 | 87 | 156 | 236 | 327 | 425 | 559 | 714 | 873 | 1039 | 1212 | 1384 | 1555 | 1725 | 1891 | 2028 | 2195 | 2363 | 2531 | 2704 | 2881 | 3024 | 3154 | 3273 | 3362 | 3456 | 3522 | 3583 | 3651 | 3718 | 7 | 118 | 175 | 223 | 278 | 331 | 396 | 460 | 541 | 629 | 724 | 826 | 936 | 1066 | 1185 | 1293 | 1449 | 1613 | 1768 | 1905 | 2049 | 2163 | 2292 | 2388 | 2384 | 2410 | 2522 | 2633 | 2736 | 2857
PSS | FAZAKERLEY HOSPITAL T1 / JACOBS T1 / JACOBS T2 / SEEDS LA T1 | 1 | 37 | 44 | 50 | 56 | 88 | 115 | 143 | 172 | 203 | 235 | 267 | 299 | 327 | 355 | 408 | 465 | 524 | 587 | 659 | 733 | 813 | 896 | 980 | 1069 | 1147 | 1234 | 1327 | 1424 | 1525 | 1 | 7 | 11 | 14 | 24 | 38 | 58 | 77 | 95 | 113 | 128 | 149 | 168 | 183 | 206 | 230 | 261 | 285 | 311 | 333 | 369 | 405 | 450 | 486 | 462 | 469 | 497 | 517 | 527 | 562 | 1 | 37 | 73 | 105 | 137 | 169 | 201 | 233 | 265 | 297 | 329 | 361 | 393 | 421 | 449 | 477 | 505 | 533 | 561 | 593 | 620 | 620 | 620 | 625 | 634 | 662 | 676 | 696 | 715 | 737 | 1 | 37 | 63 | 90 | 122 | 154 | 186 | 218 | 250 | 282 | 314 | 346 | 378 | 406 | 434 | 464 | 494 | 525 | 555 | 590 | 625 | 661 | 697 | 733 | 748 | 756 | 767 | 782 | 802 | 826 | 1 | 64 | 84 | 104 | 126 | 149 | 175 | 200 | 234 | 272 | 311 | 351 | 386 | 424 | 466 | 507 | 561 | 620 | 658 | 697 | 733 | 764 | 810 | 847 | 810 | 795 | 818 | 845 | 865 | 900
PSS | FERODO T1 | 3 | 47 | 56 | 65 | 73 | 116 | 154 | 196 | 236 | 279 | 329 | 379 | 430 | 482 | 532 | 628 | 728 | 839 | 958 | 1093 | 1217 | 1351 | 1492 | 1638 | 1791 | 1923 | 2070 | 2226 | 2384 | 2552 | 3 | 32 | 89 | 164 | 243 | 307 | 413 | 508 | 592 | 671 | 752 | 831 | 973 | 1097 | 1213 | 1329 | 1469 | 1584 | 1786 | 1891 | 1996 | 2092 | 2206 | 2295 | 2261 | 2264 | 2328 | 2377 | 2426 | 2502 | 3 | 55 | 102 | 149 | 197 | 244 | 300 | 358 | 415 | 475 | 536 | 588 | 643 | 702 | 761 | 813 | 904 | 996 | 1088 | 1185 | 1274 | 1342 | 1413 | 1489 | 1571 | 1667 | 1748 | 1832 | 1916 | 2003 | 3 | 84 | 154 | 236 | 331 | 435 | 583 | 752 | 916 | 1087 | 1264 | 1439 | 1612 | 1786 | 1954 | 2115 | 2282 | 2447 | 2610 | 2774 | 2941 | 3073 | 3194 | 3304 | 3391 | 3484 | 3550 | 3609 | 3672 | 3736 | 3 | 102 | 166 | 224 | 285 | 343 | 424 | 498 | 590 | 689 | 797 | 910 | 1051 | 1206 | 1359 | 1502 | 1691 | 1879 | 2077 | 2206 | 2335 | 2451 | 2577 | 2663 | 2624 | 2655 | 2778 | 2897 | 3006 | 3132
PSS | FISONS T1 | 0 | 0 | 0 | 0 | 0 | 0 | 0 | 0 | 0 | 0 | 0 | 0 | 0 | 0 | 0 | 0 | 0 | 0 | 0 | 0 | 0 | 0 | 0 | 0 | 0 | 0 | 0 | 0 | 0 | 0 | 0 | 0 | 0 | 0 | 0 | 0 | 0 | 0 | 0 | 0 | 0 | 0 | 0 | 0 | 0 | 0 | 0 | 0 | 0 | 0 | 0 | 0 | 0 | 0 | 0 | 0 | 0 | 0 | 0 | 0 | 0 | 0 | 0 | 0 | 0 | 0 | 0 | 0 | 0 | 0 | 0 | 0 | 0 | 0 | 0 | 0 | 0 | 0 | 0 | 0 | 0 | 0 | 0 | 0 | 0 | 0 | 0 | 0 | 0 | 0 | 0 | 0 | 0 | 0 | 0 | 0 | 0 | 0 | 0 | 0 | 0 | 0 | 0 | 0 | 0 | 0 | 0 | 0 | 0 | 0 | 0 | 0 | 0 | 0 | 0 | 0 | 0 | 0 | 0 | 0 | 0 | 0 | 0 | 0 | 0 | 0 | 0 | 0 | 0 | 0 | 0 | 0 | 0 | 0 | 0 | 0 | 0 | 0 | 0 | 0 | 0 | 0 | 0 | 0 | 0 | 0 | 0 | 0 | 0 | 0
PSS | FLINT T1 / FLINT T2 | 1 | 1 | 1 | 1 | 1 | 1 | 1 | 1 | 1 | 1 | 1 | 1 | 1 | 1 | 1 | 1 | 1 | 1 | 1 | 1 | 1 | 1 | 1 | 1 | 1 | 1 | 1 | 2 | 2 | 2 | 1 | 1 | 1 | 1 | 1 | 1 | 1 | 1 | 1 | 1 | 1 | 1 | 1 | 1 | 1 | 1 | 1 | 1 | 1 | 1 | 1 | 1 | 1 | 1 | 1 | 1 | 1 | 1 | 1 | 1 | 1 | 1 | 1 | 1 | 1 | 1 | 1 | 1 | 1 | 1 | 1 | 1 | 1 | 1 | 1 | 1 | 1 | 1 | 1 | 1 | 1 | 1 | 1 | 1 | 1 | 1 | 1 | 1 | 1 | 1 | 1 | 1 | 1 | 1 | 1 | 1 | 1 | 1 | 1 | 1 | 1 | 1 | 1 | 1 | 1 | 1 | 1 | 1 | 1 | 1 | 1 | 1 | 1 | 1 | 1 | 1 | 1 | 1 | 1 | 1 | 1 | 0 | 0 | 0 | 0 | 0 | 0 | 0 | 0 | 0 | 0 | 0 | 0 | 0 | 0 | 0 | 0 | 0 | 0 | 0 | 0 | 0 | 0 | 0 | 0 | 0 | 0 | 0 | 0 | 0
PSS | FODENS T1 | 2 | 2 | 2 | 2 | 2 | 2 | 2 | 2 | 2 | 2 | 2 | 2 | 2 | 2 | 2 | 2 | 3 | 3 | 3 | 3 | 3 | 4 | 4 | 4 | 4 | 4 | 4 | 5 | 5 | 5 | 2 | 2 | 2 | 2 | 2 | 2 | 2 | 2 | 2 | 2 | 2 | 2 | 2 | 2 | 2 | 2 | 2 | 2 | 2 | 2 | 2 | 2 | 2 | 2 | 2 | 2 | 2 | 2 | 2 | 2 | 2 | 2 | 2 | 2 | 2 | 2 | 2 | 2 | 2 | 2 | 2 | 2 | 2 | 2 | 2 | 2 | 2 | 2 | 2 | 2 | 2 | 2 | 2 | 2 | 2 | 2 | 2 | 2 | 2 | 2 | 2 | 2 | 2 | 2 | 2 | 2 | 2 | 2 | 2 | 2 | 2 | 2 | 2 | 2 | 2 | 2 | 2 | 2 | 2 | 2 | 2 | 2 | 2 | 2 | 2 | 2 | 2 | 2 | 2 | 2 | 2 | 0 | 0 | 0 | 0 | 0 | 0 | 0 | 0 | 0 | 0 | 0 | 0 | 0 | 0 | 0 | 0 | 0 | 0 | 0 | 0 | 0 | 0 | 0 | 0 | 0 | 0 | 0 | 0 | 0
PSS | FORD T1 / OXTON T1 / PRENTON LOCAL T1 / SINGLETON AVE T2 | 2 | 28 | 29 | 29 | 29 | 49 | 62 | 77 | 94 | 113 | 165 | 213 | 266 | 322 | 383 | 498 | 631 | 789 | 967 | 1175 | 1261 | 1366 | 1467 | 1562 | 1659 | 1742 | 1836 | 1934 | 2036 | 2142 | 2 | 111 | 839 | 1515 | 2065 | 2747 | 3971 | 5052 | 6030 | 6911 | 7857 | 8648 | 10528 | 11988 | 13167 | 14430 | 15737 | 16763 | 18519 | 19886 | 20988 | 22409 | 23970 | 25795 | 29622 | 28518 | 28599 | 28733 | 29127 | 29399 | 2 | 126 | 138 | 152 | 167 | 183 | 201 | 221 | 244 | 271 | 314 | 368 | 434 | 513 | 627 | 690 | 990 | 1298 | 1602 | 1910 | 2231 | 2703 | 3192 | 3663 | 4115 | 4488 | 4921 | 5308 | 5688 | 6066 | 2 | 376 | 654 | 990 | 1375 | 1874 | 2627 | 3403 | 4040 | 4650 | 5257 | 5853 | 6442 | 7018 | 7589 | 8696 | 9213 | 9653 | 9993 | 10242 | 10501 | 10698 | 10857 | 10962 | 11068 | 11316 | 11461 | 11614 | 11744 | 11860 | 2 | 83 | 524 | 977 | 1378 | 1781 | 2451 | 3034 | 3711 | 4418 | 5222 | 5976 | 7342 | 8607 | 9751 | 10826 | 12141 | 13392 | 14730 | 15794 | 16640 | 17848 | 18883 | 19860 | 22658 | 22615 | 23353 | 24098 | 24836 | 25508
PSS | FORDEN T1 | 8 | 40 | 47 | 53 | 60 | 96 | 126 | 158 | 193 | 231 | 278 | 326 | 375 | 426 | 475 | 565 | 667 | 779 | 902 | 1041 | 1164 | 1300 | 1445 | 1597 | 1757 | 1891 | 2042 | 2199 | 2363 | 2530 | 8 | 61 | 121 | 181 | 274 | 324 | 404 | 477 | 543 | 604 | 673 | 740 | 853 | 966 | 1072 | 1165 | 1310 | 1434 | 1665 | 1816 | 1951 | 2075 | 2190 | 2272 | 2376 | 2429 | 2513 | 2574 | 2634 | 2718 | 8 | 50 | 87 | 125 | 165 | 210 | 263 | 321 | 384 | 452 | 523 | 577 | 636 | 702 | 771 | 821 | 946 | 1075 | 1206 | 1342 | 1467 | 1582 | 1701 | 1827 | 1958 | 2097 | 2226 | 2355 | 2485 | 2615 | 8 | 86 | 163 | 252 | 354 | 473 | 648 | 863 | 1091 | 1335 | 1589 | 1842 | 2093 | 2344 | 2589 | 2775 | 3019 | 3264 | 3511 | 3763 | 4021 | 4217 | 4392 | 4547 | 4679 | 4833 | 4934 | 5016 | 5101 | 5181 | 8 | 103 | 164 | 214 | 265 | 318 | 383 | 447 | 530 | 620 | 720 | 834 | 965 | 1124 | 1285 | 1429 | 1635 | 1839 | 2081 | 2262 | 2462 | 2626 | 2784 | 2894 | 2948 | 3035 | 3206 | 3366 | 3521 | 3685
PSS | FOUR CROSSES T1 | 2 | 15 | 18 | 22 | 25 | 41 | 54 | 69 | 85 | 102 | 122 | 141 | 162 | 179 | 197 | 233 | 272 | 313 | 359 | 415 | 466 | 522 | 578 | 639 | 702 | 756 | 817 | 880 | 944 | 1014 | 2 | 21 | 42 | 62 | 90 | 107 | 133 | 158 | 180 | 200 | 223 | 247 | 283 | 319 | 354 | 382 | 431 | 465 | 528 | 583 | 633 | 678 | 721 | 750 | 793 | 815 | 848 | 872 | 892 | 925 | 2 | 18 | 34 | 50 | 68 | 87 | 109 | 133 | 158 | 185 | 213 | 236 | 260 | 282 | 306 | 324 | 367 | 412 | 458 | 507 | 552 | 591 | 631 | 675 | 722 | 773 | 818 | 864 | 912 | 958 | 2 | 31 | 59 | 92 | 129 | 172 | 234 | 310 | 392 | 478 | 569 | 659 | 748 | 833 | 917 | 980 | 1064 | 1149 | 1234 | 1325 | 1416 | 1487 | 1551 | 1608 | 1656 | 1708 | 1744 | 1773 | 1804 | 1835 | 2 | 40 | 62 | 80 | 99 | 120 | 144 | 168 | 198 | 232 | 267 | 310 | 356 | 408 | 465 | 514 | 586 | 651 | 723 | 790 | 863 | 922 | 979 | 1023 | 1043 | 1067 | 1125 | 1180 | 1234 | 1292
PSS | FRODSHAM LOCAL T1 | 1 | 32 | 37 | 43 | 48 | 82 | 111 | 143 | 175 | 206 | 249 | 286 | 325 | 365 | 406 | 479 | 562 | 654 | 754 | 869 | 961 | 1062 | 1167 | 1272 | 1381 | 1475 | 1583 | 1696 | 1814 | 1939 | 1 | 27 | 128 | 223 | 308 | 416 | 598 | 764 | 916 | 1056 | 1211 | 1355 | 1640 | 1877 | 2091 | 2292 | 2575 | 2807 | 3133 | 3400 | 3637 | 3914 | 4171 | 4287 | 4020 | 3981 | 4060 | 4108 | 4163 | 4242 | 1 | 45 | 78 | 112 | 147 | 182 | 218 | 255 | 293 | 329 | 376 | 424 | 477 | 536 | 603 | 654 | 799 | 949 | 1104 | 1266 | 1429 | 1591 | 1762 | 1939 | 2121 | 2310 | 2499 | 2686 | 2871 | 3058 | 1 | 82 | 150 | 231 | 324 | 434 | 586 | 752 | 921 | 1088 | 1263 | 1427 | 1591 | 1753 | 1915 | 2158 | 2310 | 2456 | 2591 | 2720 | 2855 | 2966 | 3057 | 3127 | 3178 | 3240 | 3293 | 3350 | 3409 | 3467 | 1 | 74 | 166 | 261 | 352 | 446 | 575 | 694 | 839 | 994 | 1169 | 1357 | 1616 | 1890 | 2164 | 2407 | 2748 | 3078 | 3398 | 3669 | 3954 | 4248 | 4502 | 4629 | 4521 | 4635 | 4873 | 5080 | 5281 | 5491
PSS | GADBROOK T1 | 3 | 55 | 64 | 74 | 83 | 127 | 166 | 209 | 249 | 291 | 335 | 379 | 423 | 467 | 507 | 583 | 664 | 749 | 839 | 940 | 1044 | 1155 | 1271 | 1389 | 1512 | 1621 | 1743 | 1871 | 2006 | 2147 | 3 | 7 | 13 | 17 | 33 | 52 | 82 | 111 | 136 | 160 | 180 | 210 | 235 | 259 | 292 | 326 | 370 | 405 | 441 | 472 | 521 | 571 | 634 | 683 | 649 | 657 | 696 | 722 | 737 | 785 | 3 | 55 | 103 | 151 | 199 | 243 | 291 | 339 | 383 | 427 | 471 | 515 | 559 | 603 | 643 | 683 | 723 | 763 | 803 | 847 | 885 | 885 | 885 | 891 | 903 | 942 | 962 | 988 | 1015 | 1044 | 3 | 55 | 90 | 131 | 179 | 223 | 271 | 319 | 363 | 407 | 451 | 495 | 539 | 583 | 623 | 666 | 709 | 753 | 796 | 845 | 893 | 942 | 991 | 1041 | 1062 | 1072 | 1088 | 1109 | 1136 | 1169 | 3 | 89 | 118 | 146 | 180 | 212 | 250 | 288 | 335 | 388 | 442 | 498 | 546 | 604 | 663 | 722 | 799 | 883 | 938 | 992 | 1040 | 1083 | 1146 | 1197 | 1143 | 1120 | 1154 | 1191 | 1219 | 1267
PSS | GAERWEN VIEW T1 | 1 | 6 | 7 | 8 | 8 | 15 | 21 | 26 | 33 | 40 | 49 | 57 | 66 | 77 | 88 | 107 | 127 | 148 | 173 | 201 | 224 | 248 | 273 | 301 | 330 | 356 | 383 | 413 | 442 | 473 | 1 | 12 | 27 | 52 | 75 | 91 | 119 | 145 | 168 | 189 | 210 | 231 | 271 | 306 | 339 | 370 | 411 | 443 | 503 | 553 | 593 | 638 | 684 | 706 | 698 | 698 | 713 | 726 | 741 | 759 | 1 | 9 | 16 | 23 | 30 | 38 | 48 | 58 | 69 | 82 | 96 | 106 | 117 | 130 | 143 | 153 | 178 | 204 | 230 | 256 | 280 | 303 | 328 | 354 | 380 | 406 | 431 | 457 | 481 | 506 | 1 | 19 | 35 | 55 | 78 | 105 | 145 | 194 | 243 | 294 | 347 | 400 | 453 | 506 | 558 | 604 | 655 | 707 | 758 | 805 | 856 | 893 | 927 | 959 | 984 | 1017 | 1037 | 1054 | 1071 | 1086 | 1 | 18 | 34 | 48 | 61 | 75 | 94 | 112 | 133 | 156 | 184 | 211 | 248 | 289 | 330 | 368 | 418 | 468 | 525 | 572 | 620 | 665 | 710 | 730 | 726 | 741 | 777 | 812 | 846 | 881
PSS | GIGG LA THELWALL T1 / HILLCLIFFE T1 / STOCKTON HEATH T1 / STRETTON IND EST T1 | 4 | 13 | 14 | 15 | 15 | 32 | 47 | 64 | 84 | 106 | 146 | 181 | 219 | 260 | 305 | 385 | 478 | 587 | 708 | 848 | 923 | 1012 | 1099 | 1184 | 1273 | 1345 | 1430 | 1519 | 1612 | 1711 | 4 | 52 | 309 | 547 | 744 | 995 | 1428 | 1817 | 2173 | 2503 | 2876 | 3209 | 3920 | 4510 | 5019 | 5488 | 6164 | 6724 | 7524 | 8173 | 8715 | 9359 | 9925 | 10548 | 11920 | 11691 | 11830 | 11922 | 12075 | 12222 | 4 | 45 | 59 | 75 | 93 | 112 | 133 | 156 | 183 | 214 | 265 | 328 | 406 | 499 | 614 | 688 | 1008 | 1343 | 1688 | 2044 | 2412 | 2842 | 3294 | 3753 | 4217 | 4656 | 5123 | 5575 | 6022 | 6466 | 4 | 141 | 268 | 418 | 587 | 802 | 1130 | 1490 | 1862 | 2238 | 2626 | 2996 | 3364 | 3729 | 4093 | 4665 | 5002 | 5317 | 5602 | 5861 | 6141 | 6349 | 6512 | 6610 | 6710 | 6858 | 6971 | 7087 | 7194 | 7297 | 4 | 58 | 257 | 461 | 649 | 842 | 1120 | 1378 | 1682 | 2009 | 2382 | 2792 | 3407 | 4042 | 4669 | 5219 | 5996 | 6734 | 7492 | 8114 | 8788 | 9489 | 10053 | 10554 | 11638 | 11910 | 12492 | 13006 | 13529 | 14022
PSS | GILBROOK DOCK T1 / HILL RD T1 / MOBIL OIL (WALLASEY) T1 | 1 | 5 | 6 | 7 | 7 | 11 | 15 | 18 | 22 | 26 | 30 | 34 | 38 | 42 | 46 | 53 | 61 | 69 | 78 | 87 | 97 | 107 | 117 | 127 | 138 | 149 | 159 | 172 | 184 | 197 | 1 | 2 | 1 | 2 | 3 | 5 | 8 | 10 | 12 | 14 | 16 | 19 | 22 | 24 | 26 | 30 | 34 | 37 | 41 | 44 | 49 | 53 | 59 | 63 | 60 | 61 | 64 | 67 | 68 | 72 | 1 | 5 | 9 | 13 | 17 | 21 | 25 | 29 | 33 | 37 | 41 | 45 | 49 | 53 | 57 | 61 | 65 | 69 | 73 | 77 | 80 | 80 | 80 | 81 | 82 | 86 | 87 | 90 | 92 | 95 | 1 | 5 | 8 | 11 | 15 | 19 | 23 | 27 | 31 | 35 | 39 | 43 | 47 | 51 | 55 | 59 | 64 | 68 | 72 | 77 | 81 | 85 | 90 | 94 | 97 | 97 | 99 | 101 | 104 | 106 | 1 | 8 | 10 | 12 | 16 | 18 | 22 | 24 | 29 | 33 | 38 | 43 | 48 | 53 | 59 | 64 | 72 | 80 | 85 | 90 | 95 | 99 | 104 | 109 | 104 | 102 | 104 | 108 | 111 | 115
PSS | GLAN-YR-AFON T1 | 1 | 2 | 3 | 4 | 5 | 11 | 16 | 21 | 27 | 34 | 45 | 55 | 66 | 78 | 91 | 115 | 143 | 175 | 210 | 250 | 281 | 317 | 355 | 393 | 437 | 472 | 510 | 552 | 595 | 637 | 1 | 3 | 34 | 68 | 105 | 120 | 142 | 165 | 183 | 201 | 221 | 241 | 277 | 317 | 352 | 379 | 430 | 476 | 565 | 638 | 697 | 753 | 799 | 839 | 970 | 991 | 1020 | 1042 | 1066 | 1093 | 1 | 6 | 12 | 19 | 26 | 35 | 48 | 64 | 82 | 103 | 125 | 138 | 154 | 173 | 196 | 210 | 259 | 308 | 358 | 410 | 458 | 511 | 566 | 622 | 680 | 735 | 789 | 842 | 896 | 949 | 1 | 22 | 49 | 78 | 112 | 153 | 220 | 305 | 397 | 497 | 602 | 706 | 810 | 913 | 1015 | 1087 | 1188 | 1289 | 1393 | 1498 | 1604 | 1683 | 1751 | 1810 | 1866 | 1934 | 1976 | 2010 | 2042 | 2071 | 1 | 23 | 44 | 58 | 72 | 87 | 105 | 123 | 146 | 172 | 200 | 235 | 278 | 331 | 388 | 434 | 506 | 577 | 669 | 747 | 833 | 906 | 970 | 1017 | 1103 | 1146 | 1216 | 1278 | 1343 | 1408
PSS | GRAIG FAWR T1 | 7 | 114 | 136 | 158 | 178 | 289 | 380 | 480 | 581 | 689 | 814 | 940 | 1068 | 1195 | 1325 | 1563 | 1819 | 2098 | 2397 | 2736 | 3050 | 3392 | 3752 | 4124 | 4516 | 4850 | 5224 | 5618 | 6028 | 6452 | 7 | 91 | 193 | 362 | 544 | 673 | 879 | 1068 | 1239 | 1398 | 1564 | 1731 | 2007 | 2262 | 2513 | 2749 | 3068 | 3269 | 3599 | 3875 | 4146 | 4398 | 4663 | 4862 | 4924 | 4992 | 5166 | 5292 | 5408 | 5597 | 7 | 132 | 248 | 366 | 482 | 606 | 743 | 887 | 1034 | 1190 | 1350 | 1484 | 1627 | 1776 | 1936 | 2066 | 2311 | 2559 | 2806 | 3067 | 3304 | 3487 | 3678 | 3885 | 4105 | 4364 | 4587 | 4819 | 5050 | 5286 | 7 | 198 | 368 | 567 | 792 | 1050 | 1403 | 1817 | 2239 | 2683 | 3144 | 3603 | 4059 | 4508 | 4955 | 5336 | 5777 | 6220 | 6656 | 7101 | 7558 | 7920 | 8247 | 8546 | 8778 | 9035 | 9212 | 9365 | 9532 | 9699 | 7 | 261 | 406 | 534 | 666 | 799 | 968 | 1132 | 1337 | 1564 | 1808 | 2072 | 2380 | 2729 | 3093 | 3423 | 3871 | 4277 | 4665 | 5012 | 5372 | 5684 | 6004 | 6236 | 6225 | 6297 | 6585 | 6874 | 7149 | 7455
PSS | GRAVEL T1 / WCB PLASTICS T1 / WHARTON T1 | 2 | 31 | 36 | 40 | 45 | 70 | 91 | 113 | 136 | 160 | 186 | 212 | 238 | 264 | 287 | 332 | 380 | 431 | 486 | 551 | 609 | 673 | 740 | 808 | 878 | 940 | 1012 | 1085 | 1163 | 1244 | 2 | 10 | 46 | 80 | 113 | 154 | 226 | 289 | 349 | 403 | 458 | 511 | 612 | 693 | 763 | 839 | 923 | 991 | 1092 | 1172 | 1217 | 1261 | 1320 | 1372 | 1268 | 1245 | 1272 | 1292 | 1312 | 1348 | 2 | 36 | 61 | 86 | 111 | 136 | 161 | 186 | 211 | 236 | 262 | 289 | 317 | 345 | 371 | 395 | 430 | 466 | 504 | 544 | 583 | 608 | 634 | 663 | 694 | 735 | 770 | 805 | 840 | 877 | 2 | 47 | 78 | 113 | 155 | 202 | 261 | 322 | 377 | 431 | 485 | 538 | 591 | 643 | 691 | 765 | 811 | 855 | 894 | 935 | 976 | 1011 | 1047 | 1079 | 1096 | 1113 | 1129 | 1148 | 1168 | 1193 | 2 | 52 | 87 | 123 | 159 | 195 | 246 | 292 | 349 | 411 | 478 | 544 | 634 | 726 | 810 | 891 | 994 | 1097 | 1189 | 1269 | 1316 | 1367 | 1423 | 1463 | 1396 | 1399 | 1453 | 1506 | 1551 | 1608
PSS | GREASBY T1 / SAUGHALL MASSIE T1 / UPTON T1 | 1 | 11 | 12 | 12 | 12 | 26 | 38 | 52 | 68 | 86 | 121 | 153 | 188 | 225 | 265 | 337 | 424 | 524 | 638 | 767 | 833 | 909 | 984 | 1059 | 1134 | 1198 | 1270 | 1346 | 1427 | 1512 | 1 | 55 | 358 | 640 | 872 | 1162 | 1673 | 2129 | 2543 | 2923 | 3343 | 3707 | 4523 | 5180 | 5733 | 6275 | 6961 | 7520 | 8370 | 9050 | 9610 | 10297 | 10958 | 11704 | 13313 | 12960 | 13067 | 13151 | 13325 | 13472 | 1 | 51 | 63 | 76 | 90 | 106 | 123 | 142 | 164 | 190 | 232 | 283 | 346 | 422 | 519 | 579 | 846 | 1124 | 1407 | 1698 | 2000 | 2371 | 2760 | 3148 | 3537 | 3895 | 4282 | 4650 | 5015 | 5378 | 1 | 161 | 296 | 456 | 639 | 872 | 1226 | 1607 | 1970 | 2329 | 2697 | 3050 | 3401 | 3748 | 4092 | 4673 | 4990 | 5279 | 5530 | 5747 | 5979 | 6153 | 6289 | 6375 | 6459 | 6601 | 6703 | 6807 | 6901 | 6990 | 1 | 53 | 265 | 484 | 681 | 883 | 1190 | 1467 | 1792 | 2138 | 2531 | 2941 | 3597 | 4249 | 4874 | 5434 | 6189 | 6906 | 7651 | 8257 | 8859 | 9544 | 10106 | 10616 | 11845 | 12017 | 12537 | 13013 | 13493 | 13943
PSS | GREAT SANKEY T1 / PENKETH T1 / WIDNES RD T1 | 4 | 13 | 13 | 13 | 13 | 23 | 30 | 38 | 48 | 59 | 83 | 105 | 129 | 154 | 181 | 232 | 292 | 364 | 443 | 535 | 577 | 628 | 678 | 726 | 774 | 816 | 863 | 912 | 963 | 1018 | 4 | 43 | 305 | 548 | 746 | 992 | 1432 | 1821 | 2176 | 2497 | 2847 | 3144 | 3832 | 4374 | 4821 | 5279 | 5804 | 6223 | 6899 | 7433 | 7868 | 8414 | 8979 | 9629 | 11008 | 10653 | 10711 | 10770 | 10915 | 11026 | 4 | 48 | 55 | 63 | 72 | 81 | 91 | 102 | 115 | 130 | 155 | 186 | 224 | 269 | 329 | 364 | 527 | 697 | 866 | 1041 | 1221 | 1459 | 1706 | 1950 | 2191 | 2403 | 2640 | 2860 | 3077 | 3293 | 4 | 140 | 247 | 376 | 523 | 712 | 998 | 1299 | 1566 | 1826 | 2089 | 2344 | 2597 | 2845 | 3091 | 3535 | 3759 | 3959 | 4125 | 4257 | 4398 | 4504 | 4590 | 4643 | 4697 | 4802 | 4869 | 4941 | 5003 | 5060 | 4 | 37 | 207 | 381 | 537 | 695 | 946 | 1169 | 1428 | 1703 | 2013 | 2322 | 2846 | 3349 | 3816 | 4245 | 4797 | 5324 | 5877 | 6322 | 6722 | 7226 | 7650 | 8041 | 9070 | 9128 | 9476 | 9807 | 10140 | 10447
PSS | GREAT SUTTON T1 / LITTLE SUTTON T1 / STRAWBERRY ROUNDABOUT T1 / SUTTON HALL WWB T1 / WHITBY MAIN T2 | 3 | 17 | 18 | 19 | 19 | 37 | 53 | 71 | 91 | 114 | 160 | 202 | 248 | 296 | 348 | 445 | 557 | 689 | 836 | 1005 | 1090 | 1189 | 1287 | 1382 | 1479 | 1561 | 1654 | 1753 | 1855 | 1964 | 3 | 73 | 483 | 863 | 1175 | 1567 | 2256 | 2871 | 3431 | 3942 | 4507 | 4994 | 6092 | 6974 | 7712 | 8442 | 9348 | 10084 | 11218 | 12121 | 12864 | 13778 | 14669 | 15680 | 17854 | 17360 | 17494 | 17604 | 17838 | 18031 | 3 | 71 | 86 | 103 | 121 | 141 | 162 | 186 | 213 | 245 | 298 | 363 | 444 | 540 | 664 | 740 | 1080 | 1434 | 1795 | 2164 | 2547 | 3024 | 3521 | 4018 | 4514 | 4969 | 5461 | 5930 | 6393 | 6853 | 3 | 218 | 398 | 612 | 856 | 1168 | 1642 | 2149 | 2625 | 3096 | 3577 | 4040 | 4500 | 4953 | 5404 | 6172 | 6587 | 6963 | 7286 | 7562 | 7858 | 8080 | 8254 | 8364 | 8473 | 8660 | 8791 | 8925 | 9048 | 9164 | 3 | 69 | 352 | 642 | 904 | 1172 | 1583 | 1953 | 2386 | 2846 | 3370 | 3910 | 4785 | 5648 | 6469 | 7210 | 8199 | 9141 | 10121 | 10917 | 11693 | 12594 | 13335 | 14010 | 15663 | 15869 | 16539 | 17158 | 17784 | 18365
PSS | GREENFIELD T1 / GREENFIELD T2 | 2 | 49 | 58 | 66 | 74 | 117 | 152 | 190 | 229 | 271 | 318 | 365 | 412 | 456 | 501 | 584 | 675 | 773 | 878 | 997 | 1104 | 1218 | 1338 | 1459 | 1585 | 1695 | 1819 | 1949 | 2087 | 2230 | 2 | 22 | 111 | 194 | 270 | 367 | 534 | 683 | 821 | 945 | 1077 | 1199 | 1442 | 1636 | 1809 | 1987 | 2192 | 2356 | 2602 | 2800 | 2982 | 3202 | 3327 | 3441 | 3175 | 3109 | 3162 | 3203 | 3250 | 3321 | 2 | 60 | 106 | 152 | 195 | 238 | 281 | 324 | 368 | 413 | 460 | 509 | 560 | 609 | 663 | 709 | 794 | 880 | 967 | 1059 | 1146 | 1218 | 1293 | 1372 | 1455 | 1553 | 1641 | 1731 | 1821 | 1910 | 2 | 90 | 156 | 234 | 321 | 422 | 553 | 689 | 812 | 933 | 1054 | 1173 | 1292 | 1406 | 1519 | 1697 | 1806 | 1906 | 1996 | 2079 | 2164 | 2241 | 2312 | 2373 | 2409 | 2452 | 2487 | 2527 | 2571 | 2619 | 2 | 89 | 169 | 250 | 330 | 407 | 521 | 622 | 748 | 882 | 1029 | 1177 | 1387 | 1593 | 1794 | 1983 | 2224 | 2463 | 2685 | 2874 | 3040 | 3238 | 3356 | 3439 | 3288 | 3307 | 3441 | 3567 | 3682 | 3815
PSS | GROSVENOR ST T1 / LINENHALL ST T1 / NORTHGATE TERRACE T1 / STATION VIEW T1 / TOMULAR PLACE T1 | 2 | 30 | 35 | 39 | 44 | 68 | 88 | 109 | 131 | 154 | 178 | 202 | 226 | 250 | 270 | 309 | 351 | 394 | 441 | 495 | 550 | 610 | 672 | 736 | 802 | 860 | 927 | 996 | 1069 | 1144 | 2 | 4 | 6 | 9 | 17 | 26 | 42 | 56 | 70 | 83 | 95 | 111 | 125 | 138 | 153 | 171 | 193 | 210 | 229 | 245 | 272 | 299 | 333 | 360 | 342 | 347 | 369 | 383 | 391 | 417 | 2 | 30 | 54 | 78 | 102 | 126 | 150 | 174 | 198 | 222 | 246 | 270 | 294 | 318 | 338 | 358 | 378 | 398 | 418 | 442 | 463 | 463 | 463 | 466 | 473 | 494 | 505 | 519 | 534 | 550 | 2 | 30 | 48 | 68 | 92 | 116 | 140 | 164 | 188 | 212 | 236 | 260 | 284 | 308 | 328 | 350 | 371 | 393 | 415 | 441 | 468 | 494 | 521 | 548 | 560 | 565 | 574 | 585 | 599 | 618 | 2 | 49 | 63 | 78 | 95 | 112 | 131 | 150 | 175 | 204 | 233 | 263 | 290 | 321 | 351 | 381 | 420 | 462 | 490 | 519 | 546 | 569 | 604 | 632 | 605 | 593 | 611 | 631 | 646 | 672
PSS | GWERSYLLT T1 | 11 | 67 | 76 | 86 | 95 | 145 | 189 | 238 | 285 | 335 | 394 | 451 | 509 | 568 | 624 | 730 | 846 | 973 | 1110 | 1264 | 1395 | 1539 | 1687 | 1836 | 1991 | 2126 | 2279 | 2440 | 2608 | 2785 | 11 | 27 | 148 | 260 | 364 | 492 | 716 | 917 | 1099 | 1267 | 1449 | 1619 | 1955 | 2231 | 2477 | 2718 | 3031 | 3286 | 3652 | 3948 | 4216 | 4532 | 4696 | 4841 | 4513 | 4452 | 4540 | 4597 | 4661 | 4757 | 11 | 82 | 135 | 188 | 242 | 292 | 347 | 403 | 456 | 511 | 572 | 637 | 707 | 783 | 864 | 929 | 1079 | 1235 | 1392 | 1557 | 1721 | 1874 | 2032 | 2198 | 2370 | 2559 | 2739 | 2919 | 3098 | 3277 | 11 | 123 | 210 | 313 | 432 | 566 | 751 | 947 | 1135 | 1322 | 1513 | 1698 | 1882 | 2064 | 2241 | 2512 | 2681 | 2843 | 2988 | 3127 | 3271 | 3391 | 3497 | 3582 | 3637 | 3705 | 3761 | 3825 | 3890 | 3959 | 11 | 110 | 222 | 334 | 446 | 555 | 712 | 857 | 1029 | 1217 | 1423 | 1641 | 1943 | 2256 | 2563 | 2842 | 3219 | 3587 | 3936 | 4231 | 4523 | 4837 | 5028 | 5163 | 5003 | 5092 | 5333 | 5548 | 5752 | 5974
PSS | HALTON RD T1 / MURDISHAW T1 / PERCIVAL LA T4 / RUNCORN CENTRAL T1 | 2 | 2 | 2 | 2 | 2 | 2 | 2 | 2 | 2 | 2 | 2 | 2 | 2 | 2 | 2 | 2 | 3 | 3 | 3 | 3 | 3 | 4 | 4 | 4 | 4 | 4 | 4 | 5 | 5 | 5 | 2 | 2 | 2 | 2 | 2 | 2 | 2 | 2 | 2 | 2 | 2 | 2 | 2 | 2 | 2 | 2 | 2 | 2 | 2 | 2 | 2 | 2 | 2 | 2 | 2 | 2 | 2 | 2 | 2 | 2 | 2 | 2 | 2 | 2 | 2 | 2 | 2 | 2 | 2 | 2 | 2 | 2 | 2 | 2 | 2 | 2 | 2 | 2 | 2 | 2 | 2 | 2 | 2 | 2 | 2 | 2 | 2 | 2 | 2 | 2 | 2 | 2 | 2 | 2 | 2 | 2 | 2 | 2 | 2 | 2 | 2 | 2 | 2 | 2 | 2 | 2 | 2 | 2 | 2 | 2 | 2 | 2 | 2 | 2 | 2 | 2 | 2 | 2 | 2 | 2 | 2 | 0 | 0 | 0 | 0 | 0 | 0 | 0 | 0 | 0 | 0 | 0 | 0 | 0 | 0 | 0 | 0 | 0 | 0 | 0 | 0 | 0 | 0 | 0 | 0 | 0 | 0 | 0 | 0 | 0
PSS | HARLECH T1 | 3 | 26 | 32 | 37 | 42 | 71 | 95 | 121 | 149 | 175 | 212 | 250 | 284 | 320 | 357 | 426 | 502 | 587 | 679 | 785 | 880 | 984 | 1095 | 1209 | 1332 | 1435 | 1551 | 1669 | 1793 | 1924 | 3 | 42 | 86 | 134 | 203 | 240 | 302 | 359 | 410 | 456 | 509 | 561 | 642 | 728 | 808 | 876 | 984 | 1078 | 1249 | 1362 | 1464 | 1556 | 1644 | 1705 | 1779 | 1818 | 1882 | 1928 | 1973 | 2038 | 3 | 33 | 63 | 93 | 124 | 159 | 200 | 244 | 292 | 340 | 395 | 437 | 479 | 525 | 577 | 615 | 707 | 802 | 897 | 999 | 1092 | 1175 | 1263 | 1356 | 1452 | 1556 | 1650 | 1746 | 1842 | 1940 | 3 | 59 | 118 | 185 | 262 | 353 | 485 | 646 | 816 | 994 | 1183 | 1371 | 1554 | 1736 | 1917 | 2055 | 2236 | 2416 | 2597 | 2784 | 2975 | 3122 | 3251 | 3367 | 3465 | 3578 | 3652 | 3712 | 3776 | 3836 | 3 | 76 | 123 | 161 | 201 | 242 | 292 | 342 | 405 | 472 | 549 | 636 | 732 | 848 | 970 | 1076 | 1231 | 1384 | 1563 | 1699 | 1847 | 1969 | 2088 | 2172 | 2207 | 2271 | 2399 | 2518 | 2633 | 2755
PSS | HARRINGTON ST T1 / PARADISE ST T1 | 0 | 0 | 0 | 0 | 0 | 0 | 0 | 0 | 0 | 0 | 0 | 0 | 0 | 0 | 0 | 0 | 0 | 0 | 0 | 0 | 0 | 0 | 0 | 0 | 0 | 0 | 0 | 0 | 0 | 0 | 0 | 0 | 0 | 0 | 0 | 0 | 0 | 0 | 0 | 0 | 0 | 0 | 0 | 0 | 0 | 0 | 0 | 0 | 0 | 0 | 0 | 0 | 0 | 0 | 0 | 0 | 0 | 0 | 0 | 0 | 0 | 0 | 0 | 0 | 0 | 0 | 0 | 0 | 0 | 0 | 0 | 0 | 0 | 0 | 0 | 0 | 0 | 0 | 0 | 0 | 0 | 0 | 0 | 0 | 0 | 0 | 0 | 0 | 0 | 0 | 0 | 0 | 0 | 0 | 0 | 0 | 0 | 0 | 0 | 0 | 0 | 0 | 0 | 0 | 0 | 0 | 0 | 0 | 0 | 0 | 0 | 0 | 0 | 0 | 0 | 0 | 0 | 0 | 0 | 0 | 0 | 0 | 0 | 0 | 0 | 0 | 0 | 0 | 0 | 0 | 0 | 0 | 0 | 0 | 0 | 0 | 0 | 0 | 0 | 0 | 0 | 0 | 0 | 0 | 0 | 0 | 0 | 0 | 0 | 0
PSS | HARRINGTON ST T2 / HIGHFIELD ST T1 | 0 | 0 | 0 | 0 | 0 | 0 | 0 | 0 | 0 | 0 | 0 | 0 | 0 | 0 | 0 | 0 | 0 | 0 | 0 | 0 | 0 | 0 | 0 | 0 | 0 | 0 | 0 | 0 | 0 | 0 | 0 | 0 | 0 | 0 | 0 | 0 | 0 | 0 | 0 | 0 | 0 | 0 | 0 | 0 | 0 | 0 | 0 | 0 | 0 | 0 | 0 | 0 | 0 | 0 | 0 | 0 | 0 | 0 | 0 | 0 | 0 | 0 | 0 | 0 | 0 | 0 | 0 | 0 | 0 | 0 | 0 | 0 | 0 | 0 | 0 | 0 | 0 | 0 | 0 | 0 | 0 | 0 | 0 | 0 | 0 | 0 | 0 | 0 | 0 | 0 | 0 | 0 | 0 | 0 | 0 | 0 | 0 | 0 | 0 | 0 | 0 | 0 | 0 | 0 | 0 | 0 | 0 | 0 | 0 | 0 | 0 | 0 | 0 | 0 | 0 | 0 | 0 | 0 | 0 | 0 | 0 | 0 | 0 | 0 | 0 | 0 | 0 | 0 | 0 | 0 | 0 | 0 | 0 | 0 | 0 | 0 | 0 | 0 | 0 | 0 | 0 | 0 | 0 | 0 | 0 | 0 | 0 | 0 | 0 | 0
PSS | HARRINGTON ST T3 / LIME ST T1 | 0 | 2 | 2 | 3 | 3 | 5 | 7 | 9 | 10 | 12 | 14 | 16 | 18 | 20 | 22 | 26 | 29 | 33 | 38 | 42 | 47 | 52 | 57 | 63 | 68 | 73 | 79 | 85 | 90 | 97 | 0 | 1 | 1 | 1 | 1 | 2 | 3 | 5 | 6 | 8 | 9 | 9 | 10 | 11 | 13 | 15 | 18 | 19 | 21 | 22 | 24 | 27 | 30 | 32 | 30 | 30 | 32 | 33 | 35 | 37 | 0 | 2 | 4 | 6 | 8 | 10 | 12 | 14 | 16 | 18 | 20 | 22 | 24 | 26 | 28 | 30 | 32 | 34 | 36 | 38 | 40 | 40 | 40 | 40 | 41 | 42 | 43 | 44 | 46 | 47 | 0 | 2 | 3 | 5 | 7 | 9 | 11 | 13 | 15 | 17 | 19 | 21 | 23 | 25 | 27 | 29 | 31 | 33 | 36 | 38 | 40 | 42 | 44 | 47 | 48 | 48 | 49 | 50 | 51 | 53 | 0 | 4 | 5 | 6 | 8 | 9 | 10 | 12 | 15 | 17 | 19 | 22 | 24 | 26 | 29 | 32 | 36 | 40 | 43 | 45 | 47 | 49 | 52 | 54 | 52 | 51 | 52 | 54 | 56 | 58
PSS | HARTFORD T1 | 1 | 4 | 4 | 4 | 4 | 13 | 22 | 32 | 44 | 57 | 79 | 98 | 118 | 140 | 164 | 207 | 257 | 316 | 380 | 453 | 495 | 544 | 594 | 643 | 692 | 732 | 780 | 831 | 884 | 942 | 1 | 24 | 120 | 211 | 286 | 384 | 547 | 696 | 833 | 964 | 1117 | 1259 | 1542 | 1788 | 2009 | 2193 | 2517 | 2791 | 3151 | 3447 | 3700 | 3988 | 4207 | 4434 | 4958 | 4922 | 5011 | 5058 | 5121 | 5193 | 1 | 16 | 25 | 35 | 46 | 57 | 69 | 83 | 99 | 118 | 149 | 187 | 234 | 290 | 357 | 402 | 591 | 790 | 997 | 1209 | 1428 | 1675 | 1933 | 2199 | 2471 | 2735 | 3012 | 3283 | 3553 | 3820 | 1 | 55 | 112 | 179 | 253 | 347 | 490 | 653 | 840 | 1032 | 1234 | 1425 | 1615 | 1804 | 1992 | 2265 | 2442 | 2613 | 2774 | 2925 | 3091 | 3214 | 3309 | 3367 | 3423 | 3497 | 3560 | 3623 | 3684 | 3742 | 1 | 30 | 120 | 211 | 297 | 386 | 504 | 618 | 753 | 902 | 1071 | 1272 | 1547 | 1846 | 2154 | 2415 | 2808 | 3181 | 3558 | 3871 | 4245 | 4597 | 4873 | 5111 | 5550 | 5745 | 6065 | 6340 | 6621 | 6889
PSS | HASKAYNE T1 | 1 | 15 | 18 | 22 | 24 | 39 | 52 | 65 | 79 | 94 | 113 | 132 | 151 | 167 | 183 | 214 | 249 | 285 | 324 | 375 | 421 | 470 | 521 | 574 | 632 | 680 | 735 | 789 | 848 | 910 | 1 | 15 | 34 | 64 | 96 | 117 | 154 | 188 | 218 | 246 | 275 | 306 | 356 | 402 | 442 | 481 | 532 | 575 | 653 | 718 | 760 | 799 | 842 | 874 | 876 | 882 | 907 | 927 | 948 | 978 | 1 | 18 | 33 | 49 | 65 | 82 | 101 | 122 | 144 | 167 | 191 | 210 | 231 | 250 | 270 | 285 | 320 | 357 | 393 | 434 | 471 | 502 | 534 | 568 | 604 | 644 | 680 | 716 | 752 | 790 | 1 | 29 | 56 | 86 | 122 | 163 | 220 | 287 | 356 | 429 | 504 | 579 | 654 | 724 | 793 | 853 | 922 | 990 | 1058 | 1130 | 1202 | 1259 | 1309 | 1356 | 1393 | 1436 | 1464 | 1488 | 1514 | 1540 | 1 | 36 | 58 | 80 | 101 | 122 | 150 | 177 | 211 | 246 | 287 | 329 | 382 | 438 | 493 | 544 | 611 | 680 | 757 | 826 | 881 | 932 | 981 | 1016 | 1013 | 1031 | 1083 | 1131 | 1176 | 1228
PSS | HATHERTON T1 | 2 | 18 | 21 | 24 | 27 | 44 | 58 | 75 | 91 | 108 | 127 | 146 | 165 | 184 | 203 | 238 | 275 | 316 | 354 | 402 | 448 | 498 | 550 | 604 | 663 | 713 | 768 | 826 | 887 | 951 | 2 | 8 | 20 | 33 | 49 | 61 | 79 | 96 | 112 | 126 | 141 | 154 | 167 | 182 | 202 | 219 | 248 | 272 | 304 | 332 | 363 | 395 | 427 | 449 | 459 | 470 | 492 | 507 | 520 | 544 | 2 | 20 | 37 | 55 | 73 | 92 | 112 | 133 | 154 | 176 | 198 | 218 | 239 | 260 | 283 | 302 | 331 | 361 | 388 | 419 | 446 | 461 | 476 | 495 | 515 | 544 | 567 | 592 | 616 | 642 | 2 | 25 | 45 | 67 | 93 | 121 | 157 | 198 | 240 | 284 | 330 | 376 | 422 | 467 | 512 | 550 | 595 | 640 | 684 | 730 | 777 | 817 | 854 | 889 | 912 | 935 | 953 | 970 | 989 | 1008 | 2 | 37 | 53 | 67 | 82 | 98 | 116 | 135 | 158 | 185 | 213 | 241 | 267 | 300 | 337 | 371 | 417 | 468 | 507 | 547 | 587 | 620 | 659 | 688 | 682 | 687 | 717 | 748 | 776 | 809
PSS | HERONS WAY T1 / LACHE T1 / MBNA T1 / SMFS KINGSMEADOW T1 | 1 | 10 | 11 | 12 | 12 | 24 | 34 | 44 | 56 | 69 | 91 | 111 | 133 | 156 | 181 | 226 | 278 | 338 | 405 | 481 | 523 | 572 | 622 | 669 | 719 | 763 | 811 | 863 | 916 | 973 | 1 | 30 | 187 | 334 | 456 | 607 | 876 | 1115 | 1332 | 1532 | 1752 | 1943 | 2370 | 2713 | 3003 | 3288 | 3647 | 3940 | 4384 | 4740 | 5035 | 5394 | 5744 | 6136 | 6968 | 6784 | 6843 | 6890 | 6981 | 7062 | 1 | 31 | 41 | 52 | 63 | 75 | 88 | 102 | 117 | 134 | 159 | 190 | 227 | 270 | 324 | 359 | 500 | 648 | 797 | 952 | 1111 | 1303 | 1503 | 1706 | 1907 | 2095 | 2296 | 2489 | 2680 | 2869 | 1 | 88 | 161 | 247 | 346 | 471 | 659 | 860 | 1052 | 1242 | 1436 | 1623 | 1809 | 1992 | 2175 | 2479 | 2647 | 2802 | 2934 | 3051 | 3174 | 3269 | 3343 | 3392 | 3437 | 3512 | 3566 | 3622 | 3673 | 3722 | 1 | 35 | 148 | 263 | 368 | 475 | 638 | 785 | 957 | 1140 | 1348 | 1566 | 1912 | 2255 | 2584 | 2879 | 3278 | 3656 | 4047 | 4367 | 4681 | 5039 | 5336 | 5606 | 6239 | 6325 | 6596 | 6846 | 7097 | 7334
PSS | HOLMES CHAPEL T1 | 3 | 8 | 11 | 14 | 17 | 35 | 51 | 69 | 90 | 114 | 149 | 186 | 225 | 267 | 312 | 392 | 483 | 588 | 707 | 840 | 944 | 1065 | 1192 | 1327 | 1470 | 1588 | 1716 | 1852 | 1992 | 2134 | 3 | 43 | 135 | 256 | 385 | 447 | 541 | 630 | 707 | 781 | 866 | 943 | 1087 | 1239 | 1375 | 1487 | 1672 | 1836 | 2157 | 2421 | 2630 | 2838 | 3020 | 3173 | 3676 | 3725 | 3820 | 3895 | 3983 | 4076 | 3 | 23 | 43 | 65 | 89 | 121 | 166 | 218 | 277 | 345 | 417 | 463 | 518 | 583 | 658 | 704 | 867 | 1034 | 1205 | 1377 | 1539 | 1715 | 1900 | 2089 | 2281 | 2463 | 2644 | 2822 | 2999 | 3176 | 3 | 79 | 169 | 274 | 392 | 538 | 770 | 1063 | 1376 | 1714 | 2069 | 2422 | 2773 | 3121 | 3468 | 3720 | 4061 | 4406 | 4754 | 5101 | 5460 | 5722 | 5950 | 6148 | 6335 | 6563 | 6704 | 6812 | 6923 | 7021 | 3 | 81 | 153 | 206 | 258 | 312 | 380 | 450 | 533 | 627 | 733 | 861 | 1021 | 1214 | 1415 | 1585 | 1840 | 2086 | 2412 | 2686 | 2981 | 3235 | 3459 | 3629 | 3956 | 4093 | 4330 | 4551 | 4773 | 4990
PSS | HOLT LA (WARRINGTON RD) T1 / PRESCOT GRID T1 / RAINHILL LOCAL T1 / WHISTON HOSP T1 | 1 | 27 | 30 | 33 | 36 | 62 | 82 | 105 | 128 | 154 | 195 | 234 | 275 | 317 | 361 | 442 | 535 | 641 | 751 | 883 | 963 | 1055 | 1148 | 1238 | 1332 | 1412 | 1504 | 1599 | 1700 | 1805 | 1 | 50 | 336 | 602 | 821 | 1095 | 1583 | 2015 | 2407 | 2763 | 3149 | 3478 | 4231 | 4823 | 5315 | 5826 | 6397 | 6852 | 7587 | 8166 | 8645 | 9246 | 9880 | 10605 | 12089 | 11695 | 11763 | 11834 | 11996 | 12130 | 1 | 65 | 88 | 112 | 136 | 161 | 187 | 214 | 243 | 274 | 314 | 360 | 413 | 473 | 549 | 600 | 778 | 961 | 1142 | 1329 | 1522 | 1762 | 2010 | 2257 | 2499 | 2723 | 2965 | 3191 | 3415 | 3638 | 1 | 164 | 290 | 440 | 613 | 831 | 1153 | 1490 | 1785 | 2072 | 2361 | 2642 | 2921 | 3195 | 3468 | 3954 | 4205 | 4427 | 4608 | 4759 | 4916 | 5039 | 5141 | 5213 | 5275 | 5388 | 5464 | 5543 | 5617 | 5687 | 1 | 69 | 260 | 455 | 631 | 811 | 1093 | 1344 | 1638 | 1949 | 2300 | 2644 | 3221 | 3774 | 4289 | 4767 | 5374 | 5957 | 6555 | 7042 | 7467 | 8011 | 8479 | 8910 | 10002 | 10036 | 10402 | 10758 | 11111 | 11443
PSS | HOLWAY RD T1 | 1 | 2 | 2 | 2 | 2 | 4 | 6 | 9 | 12 | 16 | 22 | 27 | 34 | 41 | 48 | 62 | 76 | 95 | 114 | 136 | 148 | 163 | 178 | 191 | 204 | 216 | 229 | 244 | 259 | 275 | 1 | 9 | 53 | 94 | 127 | 170 | 244 | 310 | 370 | 426 | 490 | 546 | 667 | 766 | 853 | 932 | 1044 | 1137 | 1271 | 1379 | 1470 | 1577 | 1674 | 1780 | 2015 | 1973 | 1996 | 2011 | 2038 | 2061 | 1 | 8 | 10 | 13 | 16 | 19 | 22 | 26 | 30 | 35 | 43 | 53 | 66 | 81 | 99 | 111 | 163 | 217 | 273 | 330 | 390 | 459 | 531 | 605 | 680 | 750 | 825 | 898 | 971 | 1043 | 1 | 24 | 46 | 72 | 100 | 136 | 191 | 251 | 313 | 375 | 439 | 500 | 561 | 621 | 681 | 777 | 831 | 884 | 930 | 972 | 1017 | 1051 | 1077 | 1094 | 1109 | 1134 | 1152 | 1172 | 1189 | 1206 | 1 | 10 | 44 | 78 | 110 | 143 | 189 | 233 | 284 | 339 | 401 | 470 | 573 | 680 | 783 | 876 | 1004 | 1126 | 1250 | 1355 | 1464 | 1580 | 1674 | 1758 | 1941 | 1982 | 2078 | 2163 | 2249 | 2330
PSS | HOLYHEAD T1 | 2 | 90 | 106 | 122 | 137 | 217 | 283 | 354 | 423 | 495 | 571 | 647 | 723 | 795 | 867 | 1001 | 1138 | 1284 | 1438 | 1611 | 1792 | 1982 | 2182 | 2385 | 2598 | 2785 | 2996 | 3217 | 3450 | 3695 | 2 | 12 | 22 | 30 | 56 | 89 | 140 | 188 | 232 | 273 | 309 | 361 | 404 | 442 | 501 | 563 | 638 | 696 | 757 | 812 | 897 | 983 | 1091 | 1177 | 1118 | 1132 | 1199 | 1245 | 1271 | 1353 | 2 | 90 | 174 | 254 | 334 | 414 | 494 | 574 | 650 | 726 | 802 | 878 | 954 | 1026 | 1098 | 1170 | 1238 | 1306 | 1374 | 1450 | 1515 | 1515 | 1515 | 1526 | 1547 | 1614 | 1648 | 1693 | 1740 | 1791 | 2 | 90 | 151 | 219 | 299 | 379 | 459 | 539 | 615 | 691 | 767 | 843 | 919 | 991 | 1063 | 1140 | 1213 | 1287 | 1362 | 1445 | 1529 | 1613 | 1698 | 1784 | 1820 | 1839 | 1865 | 1902 | 1949 | 2007 | 2 | 154 | 203 | 251 | 308 | 364 | 429 | 492 | 573 | 664 | 758 | 854 | 937 | 1033 | 1138 | 1244 | 1376 | 1518 | 1611 | 1705 | 1789 | 1862 | 1972 | 2059 | 1967 | 1929 | 1986 | 2049 | 2098 | 2182
PSS | HOLYWELL T1 | 3 | 29 | 36 | 43 | 50 | 90 | 122 | 158 | 197 | 236 | 292 | 350 | 406 | 464 | 525 | 637 | 764 | 906 | 1064 | 1243 | 1395 | 1566 | 1743 | 1933 | 2132 | 2299 | 2484 | 2678 | 2877 | 3085 | 3 | 87 | 180 | 288 | 431 | 509 | 633 | 749 | 851 | 945 | 1051 | 1154 | 1333 | 1511 | 1675 | 1817 | 2035 | 2224 | 2583 | 2877 | 3121 | 3370 | 3603 | 3722 | 3850 | 3910 | 4023 | 4109 | 4202 | 4317 | 3 | 44 | 84 | 126 | 170 | 222 | 287 | 359 | 440 | 524 | 617 | 683 | 754 | 835 | 928 | 990 | 1170 | 1354 | 1541 | 1737 | 1918 | 2098 | 2284 | 2480 | 2681 | 2883 | 3074 | 3265 | 3455 | 3646 | 3 | 103 | 212 | 338 | 481 | 653 | 916 | 1241 | 1584 | 1947 | 2330 | 2711 | 3085 | 3456 | 3826 | 4109 | 4475 | 4843 | 5212 | 5586 | 5969 | 6256 | 6508 | 6730 | 6930 | 7166 | 7317 | 7437 | 7562 | 7675 | 3 | 121 | 211 | 281 | 351 | 425 | 518 | 610 | 724 | 848 | 987 | 1150 | 1343 | 1573 | 1813 | 2020 | 2318 | 2613 | 2977 | 3288 | 3611 | 3899 | 4163 | 4317 | 4396 | 4533 | 4791 | 5030 | 5263 | 5505
PSS | HOOTON MAIN T1 | 3 | 7 | 10 | 12 | 14 | 28 | 41 | 55 | 71 | 89 | 116 | 144 | 174 | 205 | 240 | 302 | 374 | 455 | 547 | 649 | 730 | 821 | 921 | 1023 | 1135 | 1225 | 1326 | 1430 | 1537 | 1645 | 3 | 35 | 106 | 212 | 316 | 369 | 452 | 529 | 597 | 662 | 735 | 803 | 930 | 1059 | 1174 | 1272 | 1423 | 1557 | 1818 | 2031 | 2200 | 2371 | 2526 | 2662 | 3083 | 3109 | 3180 | 3238 | 3309 | 3384 | 3 | 19 | 34 | 51 | 69 | 94 | 128 | 168 | 214 | 266 | 321 | 356 | 398 | 447 | 506 | 542 | 667 | 795 | 926 | 1060 | 1185 | 1322 | 1465 | 1612 | 1761 | 1901 | 2040 | 2177 | 2312 | 2447 | 3 | 64 | 135 | 218 | 311 | 426 | 610 | 841 | 1086 | 1350 | 1627 | 1902 | 2175 | 2445 | 2714 | 2916 | 3181 | 3449 | 3716 | 3985 | 4259 | 4462 | 4636 | 4788 | 4932 | 5108 | 5219 | 5302 | 5388 | 5462 | 3 | 63 | 122 | 166 | 209 | 254 | 312 | 370 | 441 | 519 | 606 | 709 | 843 | 1000 | 1164 | 1303 | 1506 | 1704 | 1965 | 2183 | 2412 | 2616 | 2795 | 2933 | 3209 | 3311 | 3496 | 3670 | 3844 | 4015
PSS | HUNTS CROSS T1 / KENTON RD T1 / WOODEND AVE T1 / WOOLTON T1 | 1 | 16 | 16 | 16 | 16 | 30 | 40 | 51 | 64 | 78 | 113 | 145 | 180 | 216 | 256 | 330 | 416 | 519 | 635 | 770 | 830 | 902 | 971 | 1037 | 1103 | 1161 | 1225 | 1293 | 1364 | 1439 | 1 | 66 | 481 | 867 | 1182 | 1574 | 2273 | 2893 | 3452 | 3960 | 4510 | 4973 | 6059 | 6909 | 7604 | 8331 | 9126 | 9756 | 10800 | 11619 | 12283 | 13126 | 14023 | 15060 | 17251 | 16657 | 16729 | 16814 | 17043 | 17211 | 1 | 71 | 80 | 90 | 101 | 113 | 126 | 141 | 158 | 178 | 211 | 252 | 302 | 362 | 444 | 492 | 712 | 940 | 1167 | 1399 | 1640 | 1971 | 2313 | 2648 | 2975 | 3258 | 3576 | 3869 | 4158 | 4443 | 1 | 216 | 381 | 580 | 808 | 1102 | 1546 | 2009 | 2406 | 2790 | 3176 | 3552 | 3925 | 4291 | 4654 | 5327 | 5658 | 5944 | 6176 | 6358 | 6548 | 6692 | 6806 | 6881 | 6955 | 7111 | 7207 | 7308 | 7397 | 7476 | 1 | 54 | 315 | 583 | 821 | 1064 | 1456 | 1801 | 2201 | 2622 | 3102 | 3565 | 4375 | 5141 | 5846 | 6498 | 7320 | 8103 | 8933 | 9596 | 10165 | 10918 | 11554 | 12147 | 13767 | 13807 | 14302 | 14785 | 15266 | 15708
PSS | HUYTON HEY RD T1 / WILSON RD T1 | 0 | 4 | 4 | 4 | 4 | 9 | 13 | 18 | 24 | 31 | 44 | 56 | 69 | 83 | 98 | 125 | 157 | 195 | 237 | 285 | 309 | 338 | 365 | 393 | 421 | 445 | 472 | 500 | 530 | 560 | 0 | 22 | 140 | 250 | 339 | 452 | 649 | 826 | 987 | 1134 | 1296 | 1436 | 1751 | 2005 | 2217 | 2426 | 2686 | 2896 | 3221 | 3480 | 3693 | 3955 | 4212 | 4503 | 5127 | 4985 | 5023 | 5055 | 5123 | 5178 | 0 | 20 | 24 | 29 | 34 | 40 | 46 | 53 | 61 | 70 | 85 | 104 | 127 | 154 | 190 | 212 | 308 | 408 | 511 | 616 | 725 | 861 | 1002 | 1144 | 1286 | 1416 | 1557 | 1692 | 1824 | 1955 | 0 | 61 | 112 | 174 | 244 | 334 | 470 | 615 | 752 | 887 | 1025 | 1158 | 1290 | 1419 | 1548 | 1767 | 1886 | 1993 | 2087 | 2167 | 2250 | 2314 | 2364 | 2395 | 2426 | 2480 | 2518 | 2557 | 2592 | 2624 | 0 | 20 | 102 | 185 | 261 | 337 | 455 | 561 | 684 | 816 | 967 | 1122 | 1373 | 1621 | 1857 | 2070 | 2352 | 2622 | 2903 | 3131 | 3353 | 3610 | 3822 | 4015 | 4491 | 4550 | 4743 | 4920 | 5099 | 5266
PSS | IFTON T1 / IFTON T2 | 7 | 13 | 16 | 19 | 21 | 38 | 52 | 68 | 86 | 107 | 139 | 171 | 206 | 244 | 284 | 356 | 439 | 536 | 644 | 764 | 855 | 960 | 1072 | 1189 | 1316 | 1419 | 1533 | 1652 | 1773 | 1896 | 7 | 58 | 145 | 286 | 423 | 505 | 643 | 769 | 878 | 980 | 1094 | 1195 | 1404 | 1594 | 1761 | 1912 | 2122 | 2297 | 2643 | 2923 | 3145 | 3381 | 3607 | 3824 | 4428 | 4413 | 4491 | 4559 | 4651 | 4743 | 7 | 30 | 47 | 65 | 85 | 113 | 152 | 197 | 248 | 307 | 369 | 409 | 457 | 513 | 580 | 620 | 761 | 907 | 1054 | 1204 | 1344 | 1503 | 1668 | 1837 | 2007 | 2165 | 2323 | 2477 | 2629 | 2780 | 7 | 88 | 176 | 279 | 396 | 542 | 773 | 1057 | 1349 | 1660 | 1984 | 2307 | 2627 | 2945 | 3260 | 3517 | 3827 | 4136 | 4442 | 4743 | 5054 | 5281 | 5479 | 5650 | 5814 | 6018 | 6144 | 6241 | 6340 | 6425 | 7 | 73 | 151 | 216 | 276 | 339 | 426 | 510 | 609 | 719 | 842 | 978 | 1170 | 1384 | 1599 | 1786 | 2047 | 2300 | 2626 | 2898 | 3169 | 3427 | 3656 | 3838 | 4241 | 4341 | 4562 | 4771 | 4983 | 5185
PSS | ILFORDS T1 / KNUTSFORD T1 / MOBBERLEY T1 / RADBROKE HALL T1 | 8 | 111 | 132 | 153 | 173 | 279 | 366 | 460 | 555 | 656 | 774 | 894 | 1012 | 1133 | 1252 | 1478 | 1721 | 1986 | 2269 | 2590 | 2886 | 3209 | 3547 | 3898 | 4266 | 4585 | 4939 | 5311 | 5695 | 6098 | 8 | 84 | 211 | 393 | 581 | 728 | 967 | 1186 | 1381 | 1562 | 1749 | 1935 | 2259 | 2548 | 2818 | 3086 | 3422 | 3700 | 4182 | 4445 | 4705 | 4946 | 5216 | 5426 | 5385 | 5409 | 5568 | 5690 | 5808 | 5992 | 8 | 132 | 242 | 354 | 463 | 580 | 710 | 845 | 984 | 1130 | 1281 | 1407 | 1537 | 1676 | 1823 | 1946 | 2175 | 2406 | 2635 | 2879 | 3101 | 3273 | 3453 | 3647 | 3854 | 4095 | 4302 | 4516 | 4731 | 4949 | 8 | 203 | 371 | 568 | 791 | 1049 | 1404 | 1815 | 2224 | 2651 | 3093 | 3532 | 3964 | 4393 | 4817 | 5204 | 5625 | 6043 | 6452 | 6867 | 7290 | 7628 | 7933 | 8212 | 8427 | 8670 | 8835 | 8983 | 9139 | 9294 | 8 | 249 | 400 | 535 | 673 | 812 | 995 | 1167 | 1384 | 1620 | 1875 | 2146 | 2474 | 2838 | 3205 | 3547 | 4001 | 4455 | 4934 | 5260 | 5589 | 5882 | 6187 | 6404 | 6337 | 6428 | 6732 | 7024 | 7296 | 7606
PSS | IVY ST (SOUTHPORT) T1 / KENSINGTON ROAD / MARKET ST T1 / SOUTHPORT T1 | 1 | 77 | 91 | 105 | 118 | 186 | 242 | 302 | 360 | 421 | 485 | 549 | 613 | 677 | 737 | 849 | 969 | 1096 | 1225 | 1371 | 1523 | 1684 | 1853 | 2026 | 2207 | 2364 | 2543 | 2729 | 2926 | 3132 | 1 | 10 | 18 | 25 | 48 | 77 | 119 | 160 | 197 | 232 | 262 | 305 | 342 | 376 | 425 | 477 | 542 | 594 | 644 | 690 | 762 | 834 | 925 | 998 | 947 | 958 | 1015 | 1054 | 1076 | 1145 | 1 | 77 | 149 | 221 | 289 | 357 | 425 | 493 | 557 | 621 | 685 | 749 | 813 | 877 | 937 | 997 | 1057 | 1117 | 1173 | 1237 | 1292 | 1292 | 1292 | 1301 | 1318 | 1375 | 1404 | 1442 | 1481 | 1524 | 1 | 77 | 130 | 191 | 259 | 327 | 395 | 463 | 527 | 591 | 655 | 719 | 783 | 847 | 907 | 971 | 1036 | 1101 | 1162 | 1233 | 1303 | 1374 | 1446 | 1518 | 1548 | 1564 | 1587 | 1618 | 1657 | 1706 | 1 | 130 | 172 | 216 | 264 | 312 | 367 | 420 | 489 | 566 | 646 | 727 | 797 | 881 | 969 | 1058 | 1173 | 1296 | 1373 | 1452 | 1522 | 1584 | 1676 | 1750 | 1671 | 1638 | 1686 | 1740 | 1781 | 1852
PSS | IVY ST T1 / LLYSFAEN RD T1 / OLD MILL T1 | 6 | 15 | 15 | 15 | 15 | 27 | 37 | 48 | 61 | 75 | 104 | 129 | 156 | 186 | 218 | 277 | 346 | 426 | 517 | 620 | 672 | 733 | 794 | 853 | 911 | 962 | 1019 | 1080 | 1143 | 1211 | 6 | 44 | 291 | 523 | 713 | 950 | 1369 | 1741 | 2080 | 2390 | 2732 | 3028 | 3694 | 4230 | 4678 | 5120 | 5672 | 6120 | 6810 | 7359 | 7811 | 8367 | 8907 | 9519 | 10838 | 10540 | 10623 | 10691 | 10832 | 10951 | 6 | 47 | 56 | 66 | 77 | 89 | 102 | 117 | 134 | 154 | 187 | 227 | 277 | 336 | 412 | 459 | 667 | 885 | 1106 | 1333 | 1569 | 1860 | 2165 | 2472 | 2776 | 3056 | 3358 | 3646 | 3932 | 4215 | 6 | 137 | 246 | 376 | 524 | 714 | 1002 | 1310 | 1601 | 1889 | 2182 | 2465 | 2746 | 3023 | 3298 | 3767 | 4020 | 4249 | 4447 | 4617 | 4799 | 4936 | 5043 | 5110 | 5177 | 5291 | 5373 | 5455 | 5531 | 5602 | 6 | 42 | 214 | 390 | 550 | 714 | 962 | 1187 | 1450 | 1731 | 2049 | 2378 | 2911 | 3435 | 3936 | 4388 | 4990 | 5566 | 6164 | 6649 | 7124 | 7672 | 8124 | 8535 | 9538 | 9666 | 10077 | 10457 | 10839 | 11196
PSS | JOHNSTOWN T1 | 14 | 113 | 131 | 149 | 166 | 257 | 331 | 412 | 491 | 575 | 667 | 758 | 846 | 934 | 1019 | 1184 | 1357 | 1544 | 1737 | 1957 | 2170 | 2397 | 2635 | 2875 | 3127 | 3349 | 3595 | 3857 | 4132 | 4418 | 14 | 33 | 134 | 225 | 319 | 440 | 644 | 827 | 995 | 1148 | 1307 | 1464 | 1743 | 1967 | 2181 | 2403 | 2663 | 2871 | 3164 | 3284 | 3437 | 3585 | 3769 | 3925 | 3654 | 3611 | 3707 | 3775 | 3834 | 3954 | 14 | 125 | 219 | 314 | 405 | 496 | 587 | 679 | 767 | 856 | 948 | 1042 | 1135 | 1230 | 1327 | 1419 | 1550 | 1683 | 1813 | 1956 | 2089 | 2170 | 2253 | 2347 | 2452 | 2598 | 2716 | 2841 | 2966 | 3094 | 14 | 156 | 259 | 381 | 518 | 670 | 855 | 1044 | 1217 | 1388 | 1561 | 1731 | 1896 | 2060 | 2219 | 2455 | 2613 | 2762 | 2898 | 3034 | 3175 | 3305 | 3428 | 3541 | 3599 | 3655 | 3707 | 3771 | 3844 | 3928 | 14 | 182 | 294 | 408 | 523 | 638 | 794 | 937 | 1115 | 1307 | 1516 | 1727 | 1992 | 2267 | 2538 | 2798 | 3131 | 3467 | 3752 | 3925 | 4094 | 4264 | 4452 | 4590 | 4404 | 4417 | 4594 | 4762 | 4910 | 5098
PSS | KELCO T1 / NEWS INTERNATIONAL T1 / NEWS INTERNATIONAL T2 / PALCO T1 / SOUTHDENE T1 | 0 | 0 | 0 | 0 | 0 | 0 | 0 | 0 | 0 | 0 | 0 | 0 | 0 | 0 | 0 | 0 | 0 | 0 | 0 | 0 | 0 | 0 | 0 | 0 | 0 | 0 | 0 | 0 | 0 | 0 | 0 | 0 | 0 | 0 | 0 | 0 | 0 | 0 | 0 | 0 | 0 | 0 | 0 | 0 | 0 | 0 | 0 | 0 | 0 | 0 | 0 | 0 | 0 | 0 | 0 | 0 | 0 | 0 | 0 | 0 | 0 | 0 | 0 | 0 | 0 | 0 | 0 | 0 | 0 | 0 | 0 | 0 | 0 | 0 | 0 | 0 | 0 | 0 | 0 | 0 | 0 | 0 | 0 | 0 | 0 | 0 | 0 | 0 | 0 | 0 | 0 | 0 | 0 | 0 | 0 | 0 | 0 | 0 | 0 | 0 | 0 | 0 | 0 | 0 | 0 | 0 | 0 | 0 | 0 | 0 | 0 | 0 | 0 | 0 | 0 | 0 | 0 | 0 | 0 | 0 | 0 | 0 | 0 | 0 | 0 | 0 | 0 | 0 | 0 | 0 | 0 | 0 | 0 | 0 | 0 | 0 | 0 | 0 | 0 | 0 | 0 | 0 | 0 | 0 | 0 | 0 | 0 | 0 | 0 | 0
PSS | KINGSLAND 33 T1 / SAFEWAY T1 / WOOLSTON T1 / WOOLSTON T2 | 2 | 7 | 7 | 7 | 7 | 13 | 18 | 23 | 29 | 36 | 51 | 65 | 79 | 214 | 350 | 522 | 710 | 917 | 1138 | 1235 | 1304 | 1378 | 1450 | 1522 | 1594 | 1662 | 1732 | 1805 | 1879 | 1955 | 2 | 43 | 183 | 314 | 420 | 555 | 792 | 1003 | 1196 | 1370 | 1561 | 1725 | 2099 | 2457 | 2807 | 3147 | 3563 | 3897 | 4365 | 4669 | 4919 | 5229 | 5549 | 5688 | 5222 | 5080 | 5120 | 5153 | 5221 | 5278 | 2 | 25 | 29 | 34 | 39 | 45 | 51 | 58 | 66 | 76 | 92 | 112 | 136 | 285 | 443 | 586 | 804 | 1027 | 1249 | 1360 | 1476 | 1624 | 1778 | 1932 | 2082 | 2220 | 2369 | 2510 | 2650 | 2789 | 2 | 76 | 136 | 208 | 290 | 395 | 553 | 721 | 875 | 1027 | 1181 | 1330 | 1478 | 1743 | 2008 | 2381 | 2632 | 2870 | 3087 | 3173 | 3267 | 3337 | 3392 | 3428 | 3465 | 3528 | 3572 | 3617 | 3657 | 3696 | 2 | 61 | 157 | 253 | 340 | 430 | 567 | 691 | 838 | 993 | 1169 | 1347 | 1640 | 2038 | 2451 | 2835 | 3323 | 3797 | 4256 | 4519 | 4751 | 5028 | 5274 | 5355 | 5105 | 5160 | 5369 | 5565 | 5762 | 5945
PSS | KINNERTON T1 | 6 | 101 | 120 | 139 | 157 | 251 | 328 | 413 | 496 | 586 | 686 | 787 | 888 | 987 | 1087 | 1273 | 1470 | 1682 | 1909 | 2165 | 2411 | 2676 | 2955 | 3243 | 3547 | 3808 | 4101 | 4409 | 4731 | 5064 | 6 | 51 | 102 | 181 | 283 | 354 | 462 | 564 | 657 | 744 | 830 | 930 | 1062 | 1146 | 1252 | 1345 | 1499 | 1632 | 1833 | 2005 | 2186 | 2356 | 2534 | 2665 | 2726 | 2791 | 2914 | 3002 | 3070 | 3205 | 6 | 109 | 208 | 308 | 405 | 506 | 614 | 727 | 840 | 958 | 1078 | 1184 | 1294 | 1405 | 1523 | 1624 | 1784 | 1948 | 2113 | 2288 | 2445 | 2542 | 2644 | 2759 | 2888 | 3058 | 3194 | 3340 | 3487 | 3637 | 6 | 141 | 255 | 389 | 538 | 704 | 917 | 1165 | 1419 | 1687 | 1964 | 2239 | 2513 | 2781 | 3049 | 3271 | 3539 | 3808 | 4078 | 4358 | 4643 | 4877 | 5091 | 5290 | 5433 | 5577 | 5684 | 5782 | 5892 | 6005 | 6 | 206 | 298 | 381 | 471 | 562 | 669 | 773 | 908 | 1059 | 1217 | 1392 | 1570 | 1751 | 1953 | 2137 | 2396 | 2667 | 2919 | 3147 | 3383 | 3571 | 3785 | 3947 | 3929 | 3967 | 4148 | 4328 | 4493 | 4693
PSS | KIRKBY CENTRAL T1 / NORTHWOOD T1 / TOWER HILL (BANK LA) T1 / WESTVALE T1 | 1 | 16 | 16 | 16 | 16 | 29 | 37 | 47 | 58 | 70 | 102 | 132 | 165 | 199 | 237 | 307 | 391 | 490 | 602 | 733 | 786 | 852 | 917 | 977 | 1037 | 1092 | 1150 | 1211 | 1276 | 1343 | 1 | 67 | 506 | 913 | 1245 | 1657 | 2396 | 3050 | 3639 | 4172 | 4746 | 5226 | 6364 | 7249 | 7967 | 8731 | 9532 | 10162 | 11232 | 12066 | 12739 | 13606 | 14550 | 15649 | 17960 | 17303 | 17358 | 17441 | 17679 | 17847 | 1 | 76 | 84 | 93 | 103 | 114 | 125 | 138 | 153 | 170 | 198 | 233 | 276 | 327 | 400 | 441 | 634 | 833 | 1030 | 1231 | 1438 | 1738 | 2049 | 2350 | 2639 | 2882 | 3160 | 3412 | 3659 | 3905 | 1 | 227 | 396 | 600 | 835 | 1138 | 1596 | 2070 | 2463 | 2840 | 3216 | 3584 | 3949 | 4306 | 4660 | 5338 | 5659 | 5933 | 6147 | 6307 | 6473 | 6601 | 6703 | 6769 | 6836 | 6990 | 7081 | 7176 | 7258 | 7331 | 1 | 52 | 320 | 596 | 842 | 1087 | 1493 | 1849 | 2261 | 2691 | 3182 | 3646 | 4477 | 5252 | 5954 | 6613 | 7425 | 8196 | 9020 | 9676 | 10207 | 10953 | 11589 | 12187 | 13881 | 13872 | 14336 | 14800 | 15260 | 15680
PSS | KNOWSLEY T1 / MARLED HEY T1 | 0 | 0 | 0 | 0 | 0 | 0 | 0 | 0 | 0 | 0 | 0 | 0 | 0 | 0 | 0 | 0 | 0 | 0 | 0 | 0 | 0 | 0 | 0 | 0 | 0 | 0 | 0 | 0 | 0 | 0 | 0 | 0 | 0 | 0 | 0 | 0 | 0 | 0 | 0 | 0 | 0 | 0 | 0 | 0 | 0 | 0 | 0 | 0 | 0 | 0 | 0 | 0 | 0 | 0 | 0 | 0 | 0 | 0 | 0 | 0 | 0 | 0 | 0 | 0 | 0 | 0 | 0 | 0 | 0 | 0 | 0 | 0 | 0 | 0 | 0 | 0 | 0 | 0 | 0 | 0 | 0 | 0 | 0 | 0 | 0 | 0 | 0 | 0 | 0 | 0 | 0 | 0 | 0 | 0 | 0 | 0 | 0 | 0 | 0 | 0 | 0 | 0 | 0 | 0 | 0 | 0 | 0 | 0 | 0 | 0 | 0 | 0 | 0 | 0 | 0 | 0 | 0 | 0 | 0 | 0 | 0 | 0 | 0 | 0 | 0 | 0 | 0 | 0 | 0 | 0 | 0 | 0 | 0 | 0 | 0 | 0 | 0 | 0 | 0 | 0 | 0 | 0 | 0 | 0 | 0 | 0 | 0 | 0 | 0 | 0
PSS | LCWW HUNTINGTON T1 / LCWW HUNTINGTON T2 | 2 | 5 | 6 | 7 | 8 | 15 | 21 | 29 | 37 | 46 | 61 | 76 | 92 | 109 | 127 | 160 | 197 | 239 | 289 | 343 | 383 | 431 | 481 | 537 | 593 | 639 | 691 | 743 | 801 | 858 | 2 | 25 | 65 | 126 | 185 | 218 | 272 | 321 | 365 | 406 | 451 | 491 | 574 | 652 | 720 | 782 | 870 | 944 | 1093 | 1215 | 1309 | 1408 | 1501 | 1587 | 1839 | 1841 | 1877 | 1908 | 1948 | 1987 | 2 | 11 | 19 | 28 | 38 | 51 | 69 | 90 | 113 | 140 | 169 | 187 | 208 | 234 | 265 | 284 | 347 | 414 | 482 | 551 | 615 | 688 | 762 | 839 | 916 | 990 | 1063 | 1134 | 1204 | 1274 | 2 | 37 | 75 | 120 | 171 | 236 | 338 | 463 | 594 | 734 | 881 | 1027 | 1172 | 1315 | 1458 | 1570 | 1710 | 1850 | 1990 | 2127 | 2271 | 2376 | 2466 | 2546 | 2621 | 2714 | 2771 | 2815 | 2860 | 2898 | 2 | 34 | 68 | 96 | 120 | 147 | 182 | 217 | 259 | 305 | 356 | 414 | 494 | 583 | 676 | 755 | 868 | 977 | 1119 | 1238 | 1361 | 1473 | 1573 | 1651 | 1818 | 1868 | 1967 | 2060 | 2155 | 2245
PSS | LEGACY LOCAL T1 | 4 | 25 | 29 | 32 | 36 | 59 | 79 | 101 | 123 | 146 | 174 | 201 | 230 | 260 | 289 | 343 | 401 | 467 | 538 | 617 | 681 | 753 | 825 | 898 | 974 | 1040 | 1114 | 1190 | 1274 | 1359 | 4 | 15 | 64 | 110 | 153 | 207 | 298 | 381 | 458 | 531 | 618 | 701 | 852 | 984 | 1110 | 1214 | 1402 | 1562 | 1761 | 1929 | 2082 | 2250 | 2325 | 2384 | 2292 | 2309 | 2375 | 2410 | 2440 | 2494 | 4 | 31 | 55 | 79 | 103 | 127 | 152 | 178 | 204 | 232 | 266 | 304 | 347 | 395 | 448 | 489 | 610 | 737 | 867 | 1002 | 1141 | 1277 | 1422 | 1572 | 1728 | 1890 | 2052 | 2214 | 2377 | 2538 | 4 | 50 | 93 | 143 | 199 | 265 | 356 | 459 | 576 | 697 | 823 | 943 | 1063 | 1182 | 1301 | 1462 | 1574 | 1685 | 1791 | 1894 | 2006 | 2094 | 2166 | 2217 | 2257 | 2302 | 2342 | 2384 | 2427 | 2472 | 4 | 51 | 108 | 166 | 224 | 283 | 357 | 430 | 519 | 616 | 725 | 853 | 1013 | 1193 | 1379 | 1541 | 1780 | 2015 | 2237 | 2425 | 2650 | 2854 | 2990 | 3094 | 3078 | 3194 | 3384 | 3542 | 3701 | 3863
PSS | LEIGHTON HOSPITAL T1 | 5 | 11 | 15 | 19 | 22 | 43 | 62 | 83 | 107 | 134 | 174 | 216 | 260 | 352 | 448 | 592 | 755 | 936 | 1136 | 1299 | 1436 | 1589 | 1750 | 1920 | 2103 | 2254 | 2419 | 2591 | 2767 | 2948 | 5 | 88 | 196 | 303 | 303 | 328 | 374 | 438 | 492 | 546 | 613 | 681 | 789 | 936 | 1096 | 1218 | 1446 | 1648 | 2004 | 2245 | 2438 | 2608 | 2743 | 2825 | 3089 | 3195 | 3306 | 3391 | 3477 | 3577 | 5 | 24 | 46 | 71 | 98 | 135 | 187 | 248 | 317 | 395 | 479 | 532 | 596 | 715 | 847 | 945 | 1175 | 1412 | 1650 | 1850 | 2036 | 2234 | 2440 | 2654 | 2874 | 3084 | 3291 | 3497 | 3701 | 3905 | 5 | 79 | 175 | 285 | 410 | 563 | 809 | 1126 | 1474 | 1852 | 2251 | 2646 | 3039 | 3474 | 3907 | 4214 | 4644 | 5080 | 5521 | 5924 | 6338 | 6643 | 6906 | 7134 | 7353 | 7612 | 7775 | 7899 | 8028 | 8139 | 5 | 108 | 176 | 225 | 273 | 325 | 382 | 444 | 523 | 611 | 709 | 838 | 983 | 1212 | 1471 | 1692 | 2018 | 2337 | 2734 | 3008 | 3317 | 3555 | 3770 | 3920 | 4071 | 4239 | 4502 | 4745 | 4991 | 5231
PSS | LIVERPOOL RD 33 T1 | 6 | 36 | 41 | 47 | 52 | 83 | 108 | 135 | 163 | 189 | 223 | 253 | 283 | 313 | 343 | 400 | 462 | 531 | 605 | 688 | 764 | 846 | 931 | 1016 | 1105 | 1182 | 1270 | 1364 | 1461 | 1562 | 6 | 17 | 79 | 136 | 188 | 254 | 370 | 473 | 569 | 655 | 746 | 832 | 1001 | 1136 | 1259 | 1383 | 1533 | 1653 | 1832 | 1976 | 2108 | 2267 | 2355 | 2434 | 2258 | 2221 | 2264 | 2294 | 2326 | 2378 | 6 | 44 | 74 | 104 | 134 | 165 | 196 | 227 | 259 | 287 | 322 | 354 | 388 | 424 | 464 | 498 | 565 | 633 | 703 | 778 | 851 | 913 | 977 | 1046 | 1117 | 1199 | 1275 | 1352 | 1428 | 1506 | 6 | 64 | 108 | 162 | 224 | 295 | 389 | 487 | 579 | 667 | 759 | 846 | 932 | 1017 | 1101 | 1233 | 1314 | 1389 | 1458 | 1524 | 1593 | 1653 | 1706 | 1752 | 1780 | 1812 | 1839 | 1869 | 1903 | 1938 | 6 | 61 | 118 | 174 | 230 | 287 | 366 | 440 | 529 | 623 | 729 | 835 | 983 | 1132 | 1279 | 1417 | 1596 | 1771 | 1937 | 2079 | 2212 | 2362 | 2454 | 2520 | 2425 | 2452 | 2560 | 2658 | 2750 | 2853
PSS | LLAINGOCH T1 | 2 | 5 | 5 | 28 | 50 | 170 | 272 | 378 | 483 | 594 | 715 | 835 | 952 | 1070 | 1184 | 1379 | 1590 | 1813 | 2051 | 2321 | 2585 | 2867 | 3162 | 3462 | 3778 | 4053 | 4362 | 4691 | 5033 | 5394 | 2 | 141 | 228 | 328 | 438 | 573 | 802 | 1007 | 1197 | 1370 | 1548 | 1729 | 2034 | 2283 | 2527 | 2777 | 3078 | 3314 | 3484 | 3629 | 3815 | 3997 | 4218 | 4403 | 4126 | 4097 | 4221 | 4305 | 4374 | 4523 | 2 | 17 | 20 | 143 | 262 | 381 | 505 | 625 | 742 | 860 | 981 | 1104 | 1226 | 1351 | 1477 | 1594 | 1759 | 1921 | 2084 | 2261 | 2424 | 2510 | 2600 | 2706 | 2825 | 3003 | 3141 | 3291 | 3441 | 3595 | 2 | 50 | 88 | 236 | 404 | 587 | 808 | 1032 | 1240 | 1445 | 1652 | 1856 | 2055 | 2253 | 2446 | 2714 | 2905 | 3085 | 3253 | 3424 | 3599 | 3760 | 3916 | 4061 | 4133 | 4196 | 4259 | 4335 | 4427 | 4531 | 2 | 159 | 219 | 352 | 492 | 629 | 815 | 984 | 1191 | 1415 | 1657 | 1905 | 2208 | 2523 | 2841 | 3143 | 3534 | 3924 | 4149 | 4360 | 4572 | 4781 | 5013 | 5187 | 4994 | 5010 | 5216 | 5410 | 5578 | 5801
PSS | LLANARMON T1 | 1 | 3 | 4 | 5 | 6 | 13 | 19 | 26 | 34 | 43 | 56 | 69 | 83 | 99 | 115 | 146 | 180 | 219 | 263 | 313 | 351 | 395 | 441 | 494 | 548 | 592 | 642 | 692 | 743 | 798 | 1 | 3 | 40 | 82 | 125 | 142 | 166 | 190 | 209 | 227 | 251 | 274 | 310 | 353 | 394 | 425 | 484 | 539 | 648 | 736 | 806 | 873 | 926 | 968 | 1120 | 1152 | 1188 | 1216 | 1244 | 1279 | 1 | 7 | 14 | 22 | 31 | 43 | 60 | 79 | 102 | 128 | 156 | 173 | 194 | 219 | 247 | 265 | 327 | 390 | 453 | 519 | 581 | 646 | 715 | 786 | 858 | 927 | 995 | 1063 | 1130 | 1196 | 1 | 27 | 59 | 96 | 138 | 189 | 270 | 374 | 489 | 613 | 744 | 874 | 1003 | 1131 | 1259 | 1346 | 1473 | 1601 | 1732 | 1864 | 1999 | 2098 | 2185 | 2260 | 2331 | 2414 | 2468 | 2507 | 2549 | 2586 | 1 | 29 | 54 | 69 | 86 | 103 | 123 | 144 | 170 | 200 | 234 | 275 | 324 | 387 | 456 | 512 | 599 | 684 | 799 | 894 | 1004 | 1092 | 1170 | 1226 | 1324 | 1380 | 1466 | 1546 | 1627 | 1706
PSS | LLANBEDROG T1 | 3 | 28 | 34 | 39 | 44 | 70 | 95 | 119 | 144 | 171 | 203 | 235 | 269 | 303 | 338 | 401 | 470 | 547 | 630 | 721 | 804 | 894 | 990 | 1091 | 1198 | 1285 | 1386 | 1491 | 1600 | 1712 | 3 | 30 | 63 | 98 | 148 | 180 | 229 | 273 | 312 | 350 | 387 | 428 | 492 | 553 | 616 | 673 | 759 | 819 | 923 | 1007 | 1087 | 1159 | 1229 | 1279 | 1330 | 1361 | 1410 | 1447 | 1480 | 1532 | 3 | 34 | 65 | 96 | 124 | 155 | 195 | 233 | 274 | 317 | 362 | 397 | 435 | 476 | 521 | 557 | 632 | 709 | 786 | 865 | 937 | 997 | 1061 | 1127 | 1198 | 1278 | 1347 | 1420 | 1491 | 1565 | 3 | 53 | 102 | 158 | 219 | 289 | 392 | 512 | 639 | 774 | 916 | 1056 | 1195 | 1333 | 1470 | 1578 | 1716 | 1853 | 1992 | 2133 | 2277 | 2388 | 2488 | 2577 | 2650 | 2733 | 2789 | 2836 | 2886 | 2934 | 3 | 69 | 108 | 140 | 172 | 206 | 249 | 289 | 340 | 398 | 458 | 527 | 604 | 697 | 795 | 883 | 1008 | 1125 | 1247 | 1352 | 1464 | 1557 | 1649 | 1714 | 1732 | 1766 | 1857 | 1943 | 2027 | 2118
PSS | LLANBERIS T1 | 1 | 15 | 18 | 22 | 25 | 41 | 56 | 71 | 87 | 105 | 127 | 149 | 172 | 191 | 212 | 252 | 297 | 346 | 398 | 464 | 519 | 580 | 644 | 709 | 780 | 841 | 908 | 977 | 1047 | 1122 | 1 | 22 | 65 | 124 | 183 | 229 | 306 | 377 | 438 | 495 | 556 | 611 | 723 | 817 | 898 | 979 | 1075 | 1152 | 1299 | 1417 | 1518 | 1633 | 1753 | 1812 | 1760 | 1746 | 1778 | 1807 | 1842 | 1884 | 1 | 22 | 39 | 57 | 75 | 95 | 119 | 144 | 172 | 201 | 231 | 254 | 280 | 304 | 332 | 352 | 403 | 455 | 507 | 563 | 615 | 666 | 719 | 774 | 828 | 886 | 940 | 992 | 1045 | 1098 | 1 | 47 | 88 | 135 | 190 | 256 | 352 | 464 | 574 | 688 | 806 | 923 | 1039 | 1151 | 1262 | 1369 | 1477 | 1584 | 1687 | 1792 | 1899 | 1982 | 2054 | 2119 | 2174 | 2242 | 2285 | 2322 | 2360 | 2395 | 1 | 44 | 83 | 118 | 153 | 189 | 238 | 285 | 341 | 403 | 470 | 539 | 638 | 737 | 833 | 922 | 1039 | 1153 | 1284 | 1398 | 1501 | 1610 | 1714 | 1762 | 1733 | 1760 | 1843 | 1920 | 1995 | 2073
PSS | LLANDDEUSANT T1 | 4 | 84 | 100 | 116 | 131 | 211 | 277 | 348 | 419 | 495 | 582 | 670 | 759 | 850 | 939 | 1101 | 1282 | 1478 | 1683 | 1917 | 2137 | 2374 | 2625 | 2885 | 3159 | 3393 | 3657 | 3931 | 4217 | 4516 | 4 | 60 | 119 | 205 | 316 | 391 | 506 | 616 | 712 | 803 | 897 | 997 | 1146 | 1291 | 1436 | 1527 | 1683 | 1818 | 2031 | 2212 | 2392 | 2558 | 2731 | 2856 | 2932 | 2994 | 3112 | 3199 | 3272 | 3399 | 4 | 95 | 180 | 266 | 349 | 438 | 535 | 637 | 740 | 848 | 959 | 1053 | 1152 | 1258 | 1367 | 1457 | 1622 | 1790 | 1958 | 2133 | 2293 | 2409 | 2530 | 2663 | 2805 | 2980 | 3127 | 3280 | 3434 | 3591 | 4 | 132 | 246 | 378 | 526 | 692 | 916 | 1180 | 1451 | 1737 | 2035 | 2331 | 2625 | 2918 | 3206 | 3443 | 3730 | 4019 | 4307 | 4604 | 4907 | 5147 | 5365 | 5566 | 5718 | 5882 | 5999 | 6101 | 6211 | 6324 | 4 | 184 | 276 | 357 | 442 | 529 | 634 | 737 | 867 | 1013 | 1166 | 1336 | 1521 | 1738 | 1966 | 2143 | 2403 | 2671 | 2929 | 3160 | 3401 | 3590 | 3801 | 3959 | 3962 | 4015 | 4207 | 4395 | 4575 | 4776
PSS | LLANDDU QUARRY T1 | 3 | 6 | 7 | 8 | 9 | 16 | 22 | 30 | 38 | 47 | 62 | 76 | 92 | 109 | 127 | 158 | 194 | 236 | 283 | 337 | 377 | 424 | 474 | 529 | 585 | 630 | 682 | 734 | 792 | 847 | 3 | 19 | 56 | 102 | 151 | 174 | 209 | 242 | 271 | 297 | 330 | 359 | 413 | 469 | 521 | 563 | 635 | 698 | 822 | 925 | 1006 | 1086 | 1156 | 1213 | 1405 | 1427 | 1464 | 1493 | 1527 | 1564 | 3 | 10 | 18 | 27 | 37 | 50 | 68 | 89 | 113 | 140 | 169 | 187 | 209 | 235 | 265 | 284 | 348 | 416 | 484 | 553 | 617 | 687 | 762 | 837 | 913 | 987 | 1059 | 1130 | 1200 | 1270 | 3 | 32 | 68 | 109 | 156 | 214 | 305 | 420 | 544 | 678 | 820 | 960 | 1099 | 1237 | 1374 | 1471 | 1608 | 1745 | 1883 | 2019 | 2163 | 2268 | 2357 | 2437 | 2512 | 2603 | 2659 | 2702 | 2747 | 2784 | 3 | 33 | 61 | 82 | 101 | 123 | 148 | 175 | 208 | 244 | 284 | 334 | 396 | 469 | 548 | 614 | 713 | 809 | 937 | 1045 | 1162 | 1261 | 1348 | 1415 | 1539 | 1595 | 1688 | 1774 | 1863 | 1948
PSS | LLANDEGFAN T1 | 2 | 6 | 8 | 10 | 12 | 23 | 33 | 44 | 57 | 71 | 94 | 117 | 141 | 167 | 196 | 247 | 307 | 373 | 448 | 534 | 600 | 673 | 752 | 837 | 928 | 1001 | 1084 | 1166 | 1255 | 1344 | 2 | 37 | 94 | 181 | 268 | 317 | 394 | 466 | 528 | 587 | 653 | 713 | 832 | 946 | 1048 | 1137 | 1270 | 1382 | 1606 | 1788 | 1931 | 2080 | 2216 | 2340 | 2712 | 2723 | 2781 | 2828 | 2888 | 2950 | 2 | 16 | 28 | 42 | 56 | 76 | 104 | 137 | 175 | 218 | 264 | 293 | 327 | 367 | 414 | 443 | 544 | 650 | 756 | 863 | 965 | 1076 | 1192 | 1312 | 1433 | 1546 | 1659 | 1769 | 1879 | 1988 | 2 | 54 | 114 | 183 | 262 | 360 | 515 | 708 | 910 | 1126 | 1353 | 1579 | 1803 | 2025 | 2246 | 2417 | 2634 | 2852 | 3069 | 3287 | 3510 | 3672 | 3815 | 3937 | 4057 | 4201 | 4291 | 4360 | 4429 | 4490 | 2 | 50 | 100 | 140 | 177 | 216 | 268 | 319 | 382 | 450 | 526 | 615 | 733 | 869 | 1009 | 1129 | 1302 | 1469 | 1686 | 1869 | 2059 | 2231 | 2380 | 2498 | 2742 | 2822 | 2976 | 3120 | 3264 | 3403
PSS | LLANDRINIO T1 | 5 | 17 | 21 | 24 | 28 | 49 | 66 | 86 | 108 | 131 | 163 | 195 | 229 | 265 | 303 | 371 | 445 | 532 | 627 | 734 | 823 | 921 | 1025 | 1136 | 1254 | 1352 | 1459 | 1572 | 1690 | 1809 | 5 | 58 | 119 | 181 | 248 | 276 | 330 | 380 | 423 | 465 | 515 | 563 | 643 | 732 | 816 | 884 | 1003 | 1108 | 1311 | 1479 | 1615 | 1748 | 1839 | 1899 | 2037 | 2097 | 2167 | 2220 | 2274 | 2340 | 5 | 25 | 46 | 68 | 92 | 121 | 159 | 201 | 249 | 302 | 358 | 397 | 441 | 491 | 549 | 587 | 702 | 821 | 941 | 1064 | 1178 | 1292 | 1413 | 1539 | 1667 | 1795 | 1918 | 2041 | 2164 | 2286 | 5 | 59 | 123 | 196 | 278 | 378 | 532 | 727 | 938 | 1166 | 1405 | 1642 | 1878 | 2113 | 2346 | 2511 | 2742 | 2978 | 3216 | 3455 | 3702 | 3884 | 4045 | 4184 | 4313 | 4463 | 4559 | 4635 | 4712 | 4782 | 5 | 70 | 118 | 153 | 189 | 227 | 271 | 317 | 377 | 439 | 511 | 600 | 700 | 826 | 962 | 1077 | 1249 | 1419 | 1635 | 1819 | 2019 | 2185 | 2320 | 2415 | 2497 | 2592 | 2752 | 2900 | 3044 | 3192
PSS | LLANDUDNO T1 / LLANDUDNO T2 | 3 | 79 | 93 | 107 | 120 | 188 | 244 | 304 | 362 | 423 | 487 | 551 | 615 | 679 | 739 | 852 | 971 | 1098 | 1227 | 1374 | 1526 | 1688 | 1857 | 2029 | 2210 | 2368 | 2547 | 2733 | 2931 | 3137 | 3 | 9 | 17 | 24 | 46 | 75 | 118 | 158 | 196 | 231 | 261 | 304 | 341 | 375 | 424 | 476 | 541 | 593 | 643 | 689 | 761 | 833 | 924 | 997 | 946 | 957 | 1014 | 1053 | 1074 | 1144 | 3 | 79 | 151 | 223 | 291 | 359 | 427 | 495 | 559 | 623 | 687 | 751 | 815 | 879 | 939 | 999 | 1059 | 1119 | 1175 | 1239 | 1294 | 1294 | 1294 | 1303 | 1320 | 1377 | 1406 | 1444 | 1483 | 1526 | 3 | 79 | 132 | 193 | 261 | 329 | 397 | 465 | 529 | 593 | 657 | 721 | 785 | 849 | 909 | 973 | 1038 | 1103 | 1165 | 1235 | 1305 | 1377 | 1448 | 1520 | 1551 | 1566 | 1589 | 1620 | 1659 | 1708 | 3 | 130 | 172 | 216 | 264 | 312 | 367 | 420 | 489 | 566 | 646 | 727 | 797 | 881 | 969 | 1058 | 1173 | 1296 | 1373 | 1452 | 1522 | 1584 | 1676 | 1750 | 1671 | 1638 | 1686 | 1740 | 1781 | 1852
PSS | LLANDYFRYDOG T1 | 2 | 6 | 8 | 10 | 12 | 23 | 32 | 43 | 55 | 69 | 90 | 111 | 134 | 158 | 184 | 230 | 282 | 342 | 410 | 487 | 548 | 617 | 691 | 769 | 853 | 923 | 999 | 1077 | 1156 | 1240 | 2 | 35 | 88 | 143 | 207 | 237 | 282 | 325 | 361 | 396 | 437 | 478 | 546 | 622 | 691 | 746 | 845 | 933 | 1107 | 1251 | 1364 | 1474 | 1567 | 1639 | 1899 | 1940 | 1995 | 2038 | 2085 | 2139 | 2 | 13 | 24 | 37 | 51 | 69 | 96 | 126 | 161 | 200 | 242 | 268 | 300 | 337 | 382 | 409 | 503 | 600 | 699 | 799 | 892 | 994 | 1098 | 1208 | 1320 | 1425 | 1530 | 1632 | 1736 | 1838 | 2 | 42 | 92 | 150 | 216 | 297 | 426 | 591 | 769 | 962 | 1166 | 1368 | 1568 | 1767 | 1965 | 2103 | 2300 | 2498 | 2698 | 2901 | 3107 | 3260 | 3393 | 3507 | 3616 | 3747 | 3828 | 3891 | 3956 | 4012 | 2 | 47 | 84 | 113 | 140 | 168 | 203 | 239 | 283 | 334 | 388 | 457 | 539 | 642 | 752 | 845 | 984 | 1120 | 1301 | 1456 | 1624 | 1763 | 1885 | 1978 | 2144 | 2228 | 2363 | 2487 | 2614 | 2736
PSS | LLANDYRNOG T1 | 1 | 4 | 6 | 7 | 8 | 17 | 25 | 34 | 44 | 55 | 73 | 91 | 111 | 132 | 153 | 192 | 237 | 287 | 346 | 410 | 461 | 520 | 580 | 647 | 715 | 774 | 837 | 901 | 968 | 1038 | 1 | 28 | 73 | 119 | 179 | 205 | 247 | 285 | 320 | 353 | 390 | 426 | 488 | 557 | 619 | 668 | 756 | 832 | 982 | 1107 | 1204 | 1300 | 1384 | 1451 | 1681 | 1709 | 1755 | 1791 | 1832 | 1875 | 1 | 10 | 20 | 31 | 42 | 58 | 80 | 105 | 134 | 167 | 202 | 224 | 251 | 282 | 320 | 342 | 421 | 503 | 585 | 668 | 746 | 831 | 920 | 1011 | 1104 | 1192 | 1280 | 1366 | 1453 | 1537 | 1 | 36 | 78 | 128 | 184 | 253 | 362 | 502 | 653 | 815 | 987 | 1157 | 1326 | 1493 | 1659 | 1778 | 1942 | 2109 | 2276 | 2444 | 2618 | 2744 | 2854 | 2951 | 3042 | 3151 | 3219 | 3272 | 3326 | 3373 | 1 | 41 | 73 | 99 | 122 | 147 | 179 | 210 | 249 | 293 | 342 | 402 | 475 | 565 | 659 | 739 | 859 | 977 | 1133 | 1263 | 1403 | 1524 | 1630 | 1710 | 1857 | 1925 | 2038 | 2144 | 2251 | 2354
PSS | LLANFAELOG T1 | 2 | 17 | 21 | 26 | 29 | 50 | 68 | 87 | 108 | 131 | 161 | 191 | 223 | 252 | 283 | 340 | 406 | 477 | 559 | 653 | 732 | 821 | 914 | 1010 | 1115 | 1202 | 1300 | 1400 | 1505 | 1615 | 2 | 43 | 90 | 151 | 226 | 270 | 338 | 403 | 459 | 513 | 572 | 627 | 728 | 823 | 911 | 988 | 1102 | 1200 | 1387 | 1541 | 1669 | 1801 | 1926 | 1990 | 2041 | 2067 | 2124 | 2169 | 2217 | 2278 | 2 | 26 | 48 | 71 | 94 | 122 | 157 | 195 | 237 | 283 | 331 | 366 | 405 | 445 | 491 | 523 | 612 | 703 | 796 | 895 | 986 | 1076 | 1169 | 1266 | 1367 | 1468 | 1564 | 1660 | 1757 | 1853 | 2 | 56 | 112 | 178 | 252 | 341 | 477 | 644 | 819 | 1006 | 1200 | 1393 | 1585 | 1772 | 1958 | 2103 | 2285 | 2471 | 2654 | 2843 | 3036 | 3180 | 3308 | 3420 | 3521 | 3638 | 3714 | 3776 | 3840 | 3896 | 2 | 63 | 110 | 148 | 186 | 227 | 277 | 328 | 390 | 459 | 533 | 620 | 726 | 846 | 970 | 1079 | 1232 | 1385 | 1571 | 1732 | 1897 | 2045 | 2183 | 2264 | 2295 | 2361 | 2492 | 2615 | 2733 | 2858
PSS | LLANFAIR CAEREINION T1 | 14 | 76 | 91 | 104 | 117 | 189 | 249 | 314 | 379 | 450 | 535 | 621 | 710 | 802 | 897 | 1069 | 1256 | 1461 | 1686 | 1934 | 2161 | 2407 | 2669 | 2941 | 3228 | 3472 | 3745 | 4030 | 4327 | 4633 | 14 | 99 | 198 | 296 | 427 | 505 | 623 | 733 | 831 | 923 | 1025 | 1130 | 1289 | 1457 | 1628 | 1771 | 1964 | 2137 | 2440 | 2693 | 2922 | 3131 | 3324 | 3456 | 3663 | 3770 | 3915 | 4022 | 4117 | 4262 | 14 | 90 | 167 | 243 | 320 | 406 | 506 | 614 | 725 | 845 | 970 | 1067 | 1173 | 1289 | 1417 | 1514 | 1730 | 1951 | 2176 | 2409 | 2624 | 2809 | 3004 | 3211 | 3428 | 3665 | 3879 | 4097 | 4314 | 4533 | 14 | 146 | 280 | 431 | 604 | 805 | 1096 | 1451 | 1827 | 2229 | 2650 | 3069 | 3485 | 3900 | 4312 | 4620 | 5027 | 5439 | 5854 | 6278 | 6713 | 7045 | 7341 | 7604 | 7827 | 8078 | 8247 | 8385 | 8531 | 8671 | 14 | 183 | 288 | 370 | 458 | 548 | 654 | 763 | 897 | 1047 | 1208 | 1399 | 1605 | 1859 | 2135 | 2373 | 2691 | 3012 | 3367 | 3677 | 4016 | 4277 | 4540 | 4732 | 4829 | 4956 | 5227 | 5485 | 5737 | 6004
PSS | LLANFAIR PG T1 | 2 | 80 | 95 | 109 | 123 | 199 | 262 | 330 | 396 | 467 | 545 | 622 | 699 | 773 | 848 | 985 | 1129 | 1284 | 1449 | 1636 | 1815 | 2008 | 2207 | 2409 | 2623 | 2807 | 3016 | 3236 | 3467 | 3708 | 2 | 26 | 84 | 136 | 198 | 276 | 404 | 520 | 629 | 729 | 838 | 950 | 1129 | 1281 | 1437 | 1583 | 1743 | 1880 | 2024 | 2147 | 2293 | 2436 | 2572 | 2681 | 2565 | 2588 | 2687 | 2747 | 2790 | 2890 | 2 | 86 | 166 | 242 | 318 | 395 | 472 | 550 | 625 | 701 | 782 | 866 | 954 | 1042 | 1134 | 1217 | 1357 | 1502 | 1651 | 1808 | 1960 | 2067 | 2179 | 2304 | 2438 | 2610 | 2760 | 2916 | 3073 | 3232 | 2 | 105 | 186 | 280 | 387 | 503 | 642 | 790 | 942 | 1096 | 1254 | 1407 | 1559 | 1708 | 1856 | 2050 | 2193 | 2333 | 2468 | 2609 | 2755 | 2883 | 2998 | 3100 | 3157 | 3206 | 3257 | 3317 | 3385 | 3463 | 2 | 150 | 237 | 322 | 414 | 506 | 621 | 731 | 867 | 1019 | 1182 | 1360 | 1562 | 1784 | 2018 | 2231 | 2488 | 2753 | 2952 | 3134 | 3343 | 3505 | 3684 | 3826 | 3746 | 3791 | 3963 | 4125 | 4279 | 4457
PSS | LLANFAIRFECHAN T1 | 1 | 4 | 5 | 6 | 7 | 13 | 18 | 23 | 29 | 36 | 49 | 61 | 74 | 89 | 104 | 131 | 162 | 198 | 238 | 286 | 319 | 358 | 398 | 439 | 484 | 522 | 564 | 607 | 652 | 696 | 1 | 22 | 75 | 142 | 203 | 250 | 329 | 401 | 464 | 522 | 584 | 638 | 757 | 860 | 945 | 1030 | 1131 | 1213 | 1375 | 1504 | 1606 | 1721 | 1841 | 1964 | 2275 | 2237 | 2264 | 2288 | 2331 | 2368 | 1 | 12 | 18 | 25 | 32 | 41 | 55 | 71 | 89 | 110 | 132 | 146 | 162 | 181 | 205 | 219 | 271 | 324 | 377 | 430 | 481 | 541 | 604 | 668 | 730 | 787 | 844 | 899 | 953 | 1007 | 1 | 39 | 77 | 121 | 171 | 234 | 333 | 451 | 566 | 687 | 812 | 937 | 1061 | 1183 | 1305 | 1419 | 1536 | 1653 | 1763 | 1873 | 1983 | 2066 | 2137 | 2199 | 2257 | 2334 | 2381 | 2418 | 2455 | 2486 | 1 | 27 | 66 | 99 | 128 | 160 | 206 | 249 | 299 | 353 | 415 | 476 | 575 | 677 | 776 | 863 | 980 | 1093 | 1234 | 1348 | 1455 | 1570 | 1671 | 1757 | 1967 | 1993 | 2079 | 2164 | 2250 | 2331
PSS | LLANFROTHEN T1 | 3 | 22 | 26 | 30 | 34 | 56 | 74 | 95 | 116 | 139 | 168 | 198 | 228 | 259 | 291 | 349 | 413 | 486 | 559 | 644 | 720 | 801 | 888 | 978 | 1074 | 1154 | 1246 | 1338 | 1435 | 1536 | 3 | 31 | 70 | 129 | 190 | 235 | 305 | 369 | 425 | 479 | 534 | 589 | 689 | 777 | 861 | 940 | 1043 | 1131 | 1289 | 1418 | 1529 | 1647 | 1726 | 1786 | 1784 | 1792 | 1839 | 1875 | 1914 | 1965 | 3 | 29 | 52 | 75 | 99 | 126 | 158 | 192 | 229 | 268 | 309 | 341 | 376 | 415 | 458 | 490 | 562 | 637 | 709 | 785 | 855 | 918 | 985 | 1056 | 1128 | 1205 | 1277 | 1347 | 1418 | 1490 | 3 | 53 | 102 | 157 | 221 | 297 | 408 | 539 | 674 | 816 | 963 | 1110 | 1256 | 1400 | 1544 | 1669 | 1810 | 1952 | 2088 | 2228 | 2369 | 2477 | 2576 | 2662 | 2735 | 2823 | 2879 | 2926 | 2975 | 3022 | 3 | 60 | 103 | 139 | 176 | 215 | 266 | 314 | 374 | 438 | 509 | 586 | 685 | 795 | 907 | 1008 | 1145 | 1284 | 1436 | 1567 | 1694 | 1817 | 1909 | 1973 | 1967 | 2007 | 2108 | 2204 | 2296 | 2394
PSS | LLANFWROG T1 / RUTHIN T1 | 5 | 15 | 20 | 25 | 29 | 57 | 81 | 108 | 139 | 289 | 343 | 519 | 698 | 878 | 1058 | 1337 | 1644 | 1986 | 2357 | 2620 | 2839 | 3080 | 3335 | 3601 | 3879 | 4119 | 4378 | 4642 | 4915 | 5192 | 5 | 125 | 265 | 438 | 646 | 754 | 928 | 1089 | 1229 | 1420 | 1570 | 1789 | 2125 | 2444 | 2770 | 3058 | 3480 | 3837 | 4450 | 4773 | 5035 | 5266 | 5487 | 5645 | 5801 | 5864 | 6003 | 6116 | 6251 | 6394 | 5 | 38 | 67 | 100 | 135 | 182 | 250 | 328 | 418 | 641 | 750 | 939 | 1141 | 1354 | 1581 | 1767 | 2123 | 2485 | 2849 | 3110 | 3353 | 3621 | 3901 | 4188 | 4480 | 4754 | 5025 | 5293 | 5559 | 5823 | 5 | 128 | 270 | 435 | 620 | 850 | 1216 | 1674 | 2157 | 2796 | 3341 | 4001 | 4658 | 5307 | 5949 | 6470 | 7107 | 7747 | 8387 | 8913 | 9458 | 9858 | 10204 | 10506 | 10796 | 11146 | 11365 | 11536 | 11707 | 11859 | 5 | 162 | 278 | 369 | 456 | 546 | 664 | 782 | 926 | 1185 | 1367 | 1698 | 2087 | 2521 | 2990 | 3411 | 3991 | 4562 | 5217 | 5583 | 5965 | 6272 | 6564 | 6760 | 6812 | 6992 | 7358 | 7707 | 8061 | 8400
PSS | LLANFYLLIN T1 / LLANFYLLIN T2 | 6 | 11 | 14 | 17 | 20 | 37 | 51 | 67 | 86 | 107 | 139 | 172 | 206 | 244 | 285 | 359 | 443 | 538 | 647 | 768 | 863 | 972 | 1086 | 1209 | 1339 | 1446 | 1564 | 1684 | 1811 | 1940 | 6 | 39 | 123 | 234 | 352 | 410 | 498 | 582 | 654 | 722 | 801 | 874 | 1011 | 1150 | 1277 | 1383 | 1554 | 1703 | 1998 | 2239 | 2430 | 2620 | 2792 | 2934 | 3401 | 3440 | 3523 | 3592 | 3671 | 3757 | 6 | 25 | 43 | 63 | 84 | 113 | 153 | 200 | 253 | 314 | 379 | 420 | 470 | 528 | 596 | 639 | 785 | 936 | 1089 | 1244 | 1390 | 1549 | 1716 | 1888 | 2062 | 2226 | 2389 | 2549 | 2709 | 2868 | 6 | 76 | 158 | 253 | 360 | 492 | 703 | 969 | 1253 | 1559 | 1880 | 2199 | 2516 | 2832 | 3145 | 3374 | 3682 | 3995 | 4308 | 4622 | 4945 | 5181 | 5387 | 5566 | 5735 | 5940 | 6068 | 6166 | 6267 | 6354 | 6 | 74 | 139 | 190 | 236 | 288 | 350 | 414 | 492 | 579 | 677 | 792 | 941 | 1118 | 1302 | 1459 | 1692 | 1916 | 2213 | 2462 | 2729 | 2961 | 3166 | 3323 | 3625 | 3746 | 3960 | 4162 | 4362 | 4558
PSS | LLANGAFFO T1 | 2 | 7 | 9 | 11 | 13 | 24 | 34 | 45 | 58 | 72 | 96 | 120 | 145 | 172 | 201 | 252 | 313 | 381 | 457 | 544 | 611 | 686 | 766 | 852 | 943 | 1018 | 1101 | 1184 | 1272 | 1363 | 2 | 43 | 101 | 199 | 294 | 349 | 440 | 522 | 594 | 662 | 738 | 806 | 944 | 1074 | 1186 | 1288 | 1431 | 1552 | 1793 | 1989 | 2142 | 2307 | 2459 | 2603 | 3014 | 3011 | 3069 | 3118 | 3182 | 3245 | 2 | 18 | 30 | 44 | 58 | 78 | 106 | 139 | 177 | 220 | 266 | 295 | 329 | 369 | 416 | 445 | 546 | 652 | 759 | 867 | 968 | 1081 | 1200 | 1320 | 1442 | 1556 | 1670 | 1780 | 1890 | 2000 | 2 | 59 | 121 | 194 | 276 | 379 | 541 | 742 | 950 | 1172 | 1404 | 1635 | 1863 | 2090 | 2316 | 2497 | 2719 | 2941 | 3161 | 3380 | 3604 | 3769 | 3910 | 4034 | 4152 | 4298 | 4389 | 4460 | 4530 | 4592 | 2 | 52 | 107 | 152 | 192 | 234 | 292 | 350 | 419 | 493 | 577 | 672 | 803 | 950 | 1099 | 1228 | 1410 | 1587 | 1816 | 2009 | 2203 | 2384 | 2544 | 2670 | 2942 | 3016 | 3174 | 3323 | 3472 | 3616
PSS | LLANGEFNI IND EST T1 / LLANGEFNI IND EST T2 | 1 | 6 | 8 | 10 | 11 | 18 | 25 | 31 | 38 | 47 | 57 | 68 | 79 | 90 | 102 | 124 | 147 | 174 | 205 | 239 | 268 | 301 | 334 | 369 | 406 | 440 | 475 | 512 | 551 | 593 | 1 | 18 | 36 | 53 | 73 | 83 | 101 | 116 | 130 | 145 | 160 | 178 | 203 | 230 | 256 | 277 | 315 | 346 | 406 | 458 | 491 | 524 | 553 | 571 | 608 | 625 | 647 | 663 | 679 | 700 | 1 | 8 | 16 | 24 | 32 | 42 | 55 | 69 | 84 | 100 | 118 | 131 | 145 | 161 | 179 | 192 | 225 | 261 | 297 | 333 | 366 | 398 | 431 | 467 | 505 | 544 | 579 | 616 | 651 | 687 | 1 | 18 | 38 | 60 | 85 | 115 | 161 | 219 | 280 | 346 | 416 | 485 | 554 | 623 | 691 | 741 | 808 | 876 | 945 | 1014 | 1086 | 1139 | 1186 | 1228 | 1265 | 1307 | 1335 | 1358 | 1380 | 1401 | 1 | 23 | 37 | 49 | 60 | 71 | 87 | 102 | 120 | 141 | 164 | 191 | 223 | 261 | 303 | 338 | 390 | 442 | 507 | 562 | 616 | 660 | 701 | 730 | 751 | 778 | 825 | 868 | 910 | 954
PSS | LLANGEFNI T1 | 1 | 19 | 22 | 25 | 28 | 43 | 55 | 69 | 83 | 98 | 117 | 136 | 155 | 175 | 195 | 231 | 272 | 317 | 365 | 419 | 461 | 508 | 555 | 603 | 654 | 698 | 747 | 799 | 854 | 909 | 1 | 12 | 64 | 112 | 156 | 211 | 303 | 387 | 463 | 534 | 612 | 685 | 830 | 950 | 1056 | 1158 | 1298 | 1414 | 1577 | 1707 | 1823 | 1959 | 2088 | 2226 | 2075 | 2047 | 2083 | 2106 | 2133 | 2171 | 1 | 25 | 43 | 62 | 77 | 92 | 108 | 124 | 141 | 159 | 180 | 203 | 229 | 257 | 290 | 315 | 384 | 456 | 528 | 603 | 678 | 755 | 835 | 919 | 1004 | 1092 | 1179 | 1265 | 1352 | 1438 | 1 | 44 | 80 | 121 | 165 | 218 | 293 | 373 | 454 | 535 | 619 | 699 | 778 | 857 | 936 | 1056 | 1130 | 1201 | 1266 | 1326 | 1389 | 1439 | 1480 | 1512 | 1536 | 1566 | 1590 | 1618 | 1644 | 1673 | 1 | 37 | 84 | 132 | 177 | 222 | 285 | 344 | 415 | 492 | 578 | 670 | 800 | 936 | 1070 | 1189 | 1356 | 1517 | 1675 | 1805 | 1939 | 2080 | 2203 | 2311 | 2246 | 2295 | 2408 | 2507 | 2605 | 2705
PSS | LLANGOLLEN T1 | 6 | 11 | 14 | 16 | 18 | 33 | 45 | 59 | 75 | 93 | 120 | 149 | 180 | 212 | 248 | 310 | 384 | 468 | 563 | 666 | 747 | 840 | 936 | 1039 | 1149 | 1240 | 1339 | 1444 | 1551 | 1660 | 6 | 57 | 127 | 252 | 370 | 444 | 564 | 674 | 770 | 860 | 960 | 1049 | 1231 | 1399 | 1543 | 1677 | 1859 | 2014 | 2319 | 2563 | 2757 | 2964 | 3164 | 3353 | 3885 | 3869 | 3938 | 3997 | 4078 | 4157 | 6 | 26 | 41 | 58 | 75 | 99 | 133 | 172 | 217 | 268 | 323 | 358 | 399 | 448 | 506 | 541 | 664 | 792 | 920 | 1051 | 1174 | 1313 | 1459 | 1605 | 1755 | 1893 | 2030 | 2165 | 2297 | 2429 | 6 | 77 | 154 | 245 | 348 | 475 | 677 | 925 | 1180 | 1452 | 1736 | 2018 | 2299 | 2577 | 2853 | 3079 | 3350 | 3621 | 3887 | 4152 | 4425 | 4622 | 4796 | 4946 | 5089 | 5268 | 5377 | 5463 | 5549 | 5624 | 6 | 63 | 132 | 189 | 242 | 296 | 372 | 445 | 532 | 628 | 736 | 856 | 1024 | 1211 | 1399 | 1562 | 1790 | 2012 | 2299 | 2537 | 2773 | 3001 | 3201 | 3362 | 3715 | 3803 | 3996 | 4181 | 4364 | 4541
PSS | LLANIDLOES T1 / LLANIDLOES T2 | 11 | 56 | 67 | 77 | 86 | 137 | 183 | 233 | 281 | 334 | 399 | 464 | 531 | 601 | 668 | 798 | 938 | 1093 | 1261 | 1450 | 1617 | 1803 | 1997 | 2199 | 2415 | 2595 | 2798 | 3010 | 3229 | 3459 | 11 | 73 | 145 | 265 | 393 | 475 | 609 | 732 | 841 | 943 | 1052 | 1157 | 1344 | 1519 | 1681 | 1834 | 2045 | 2222 | 2544 | 2808 | 2985 | 3146 | 3310 | 3431 | 3492 | 3533 | 3639 | 3720 | 3800 | 3914 | 11 | 70 | 125 | 182 | 240 | 301 | 376 | 456 | 538 | 627 | 720 | 791 | 870 | 957 | 1049 | 1121 | 1281 | 1445 | 1610 | 1782 | 1940 | 2082 | 2230 | 2385 | 2550 | 2724 | 2882 | 3042 | 3202 | 3365 | 11 | 121 | 228 | 352 | 494 | 657 | 897 | 1185 | 1479 | 1791 | 2116 | 2439 | 2759 | 3079 | 3392 | 3652 | 3963 | 4275 | 4586 | 4897 | 5217 | 5462 | 5681 | 5876 | 6043 | 6234 | 6360 | 6464 | 6574 | 6679 | 11 | 137 | 228 | 304 | 383 | 460 | 562 | 663 | 785 | 920 | 1067 | 1228 | 1425 | 1652 | 1883 | 2093 | 2381 | 2667 | 2993 | 3273 | 3519 | 3727 | 3931 | 4075 | 4097 | 4193 | 4413 | 4620 | 4820 | 5035
PSS | LLANILAR T1 | 7 | 50 | 59 | 67 | 75 | 119 | 155 | 195 | 237 | 278 | 326 | 375 | 425 | 475 | 527 | 621 | 725 | 840 | 959 | 1097 | 1226 | 1366 | 1517 | 1670 | 1834 | 1972 | 2130 | 2294 | 2463 | 2640 | 7 | 42 | 83 | 128 | 198 | 240 | 305 | 367 | 421 | 471 | 526 | 582 | 666 | 749 | 835 | 888 | 984 | 1067 | 1204 | 1321 | 1435 | 1540 | 1644 | 1717 | 1789 | 1833 | 1908 | 1962 | 2008 | 2087 | 7 | 56 | 100 | 146 | 192 | 242 | 298 | 357 | 420 | 482 | 546 | 598 | 655 | 715 | 781 | 834 | 938 | 1044 | 1147 | 1260 | 1363 | 1441 | 1522 | 1611 | 1706 | 1819 | 1915 | 2015 | 2116 | 2219 | 7 | 81 | 147 | 224 | 312 | 413 | 552 | 718 | 893 | 1075 | 1264 | 1453 | 1640 | 1826 | 2011 | 2157 | 2343 | 2532 | 2716 | 2910 | 3108 | 3265 | 3406 | 3534 | 3634 | 3744 | 3818 | 3884 | 3955 | 4026 | 7 | 103 | 156 | 201 | 250 | 299 | 359 | 417 | 493 | 574 | 662 | 760 | 868 | 995 | 1131 | 1238 | 1396 | 1558 | 1722 | 1871 | 2029 | 2154 | 2287 | 2386 | 2408 | 2453 | 2577 | 2697 | 2813 | 2942
PSS | LLANRWST T1 | 1 | 5 | 6 | 7 | 8 | 16 | 21 | 27 | 35 | 43 | 57 | 72 | 87 | 103 | 120 | 151 | 188 | 229 | 275 | 328 | 367 | 412 | 458 | 508 | 560 | 603 | 651 | 700 | 749 | 801 | 1 | 26 | 82 | 156 | 225 | 276 | 363 | 441 | 510 | 573 | 641 | 700 | 830 | 941 | 1037 | 1128 | 1239 | 1330 | 1508 | 1650 | 1763 | 1891 | 2021 | 2155 | 2497 | 2457 | 2488 | 2518 | 2566 | 2608 | 1 | 14 | 21 | 28 | 36 | 47 | 63 | 81 | 102 | 125 | 150 | 166 | 185 | 208 | 235 | 251 | 311 | 371 | 431 | 492 | 549 | 618 | 689 | 760 | 832 | 895 | 960 | 1023 | 1085 | 1146 | 1 | 44 | 86 | 136 | 192 | 262 | 373 | 505 | 635 | 771 | 913 | 1054 | 1194 | 1332 | 1469 | 1596 | 1730 | 1861 | 1989 | 2111 | 2239 | 2332 | 2413 | 2484 | 2551 | 2639 | 2691 | 2732 | 2773 | 2810 | 1 | 30 | 73 | 109 | 143 | 178 | 229 | 276 | 332 | 391 | 458 | 528 | 636 | 748 | 857 | 954 | 1083 | 1207 | 1366 | 1494 | 1612 | 1739 | 1852 | 1945 | 2178 | 2208 | 2307 | 2405 | 2501 | 2593
PSS | LLANSANNAN T1 | 3 | 47 | 57 | 67 | 76 | 123 | 166 | 213 | 258 | 307 | 364 | 422 | 481 | 541 | 600 | 712 | 831 | 960 | 1102 | 1261 | 1406 | 1567 | 1736 | 1911 | 2097 | 2254 | 2433 | 2616 | 2807 | 3007 | 3 | 53 | 107 | 163 | 239 | 285 | 354 | 420 | 476 | 532 | 590 | 652 | 742 | 836 | 908 | 969 | 1084 | 1185 | 1360 | 1506 | 1642 | 1768 | 1885 | 1966 | 2082 | 2147 | 2235 | 2298 | 2354 | 2444 | 3 | 54 | 105 | 158 | 212 | 266 | 333 | 403 | 474 | 550 | 629 | 692 | 760 | 834 | 911 | 974 | 1102 | 1232 | 1363 | 1501 | 1627 | 1728 | 1835 | 1951 | 2075 | 2215 | 2337 | 2463 | 2589 | 2717 | 3 | 84 | 163 | 255 | 360 | 478 | 649 | 856 | 1073 | 1304 | 1546 | 1787 | 2026 | 2263 | 2495 | 2674 | 2906 | 3142 | 3380 | 3624 | 3875 | 4069 | 4242 | 4398 | 4528 | 4668 | 4765 | 4845 | 4932 | 5016 | 3 | 120 | 182 | 234 | 289 | 343 | 409 | 477 | 560 | 652 | 753 | 868 | 989 | 1140 | 1283 | 1411 | 1600 | 1792 | 1998 | 2181 | 2379 | 2533 | 2691 | 2809 | 2856 | 2923 | 3080 | 3230 | 3374 | 3532
PSS | LLANSILIN T1 | 11 | 63 | 75 | 85 | 96 | 154 | 203 | 256 | 312 | 368 | 434 | 502 | 572 | 643 | 717 | 849 | 996 | 1153 | 1325 | 1519 | 1700 | 1898 | 2105 | 2321 | 2550 | 2744 | 2962 | 3190 | 3427 | 3672 | 11 | 72 | 142 | 212 | 297 | 352 | 431 | 508 | 576 | 640 | 709 | 784 | 889 | 1000 | 1093 | 1166 | 1311 | 1435 | 1655 | 1840 | 2012 | 2170 | 2315 | 2414 | 2574 | 2660 | 2772 | 2852 | 2920 | 3032 | 11 | 72 | 131 | 192 | 253 | 321 | 399 | 482 | 571 | 662 | 757 | 832 | 913 | 1002 | 1099 | 1174 | 1335 | 1497 | 1660 | 1834 | 1994 | 2125 | 2263 | 2409 | 2566 | 2743 | 2897 | 3058 | 3219 | 3380 | 11 | 110 | 206 | 317 | 445 | 591 | 800 | 1055 | 1328 | 1617 | 1919 | 2219 | 2518 | 2815 | 3110 | 3328 | 3624 | 3920 | 4219 | 4529 | 4848 | 5094 | 5314 | 5512 | 5675 | 5854 | 5975 | 6076 | 6186 | 6292 | 11 | 144 | 217 | 278 | 343 | 410 | 487 | 566 | 666 | 777 | 896 | 1035 | 1180 | 1363 | 1542 | 1698 | 1934 | 2170 | 2428 | 2660 | 2911 | 3110 | 3310 | 3457 | 3529 | 3621 | 3820 | 4008 | 4190 | 4389
PSS | LLYNCLYS T1 | 16 | 112 | 131 | 150 | 168 | 265 | 345 | 432 | 517 | 610 | 713 | 817 | 923 | 1026 | 1132 | 1325 | 1531 | 1755 | 1996 | 2264 | 2521 | 2801 | 3093 | 3396 | 3716 | 3991 | 4298 | 4622 | 4958 | 5308 | 16 | 64 | 125 | 203 | 313 | 384 | 492 | 593 | 684 | 769 | 856 | 957 | 1033 | 1126 | 1241 | 1339 | 1506 | 1651 | 1878 | 2070 | 2267 | 2451 | 2639 | 2772 | 2878 | 2960 | 3094 | 3189 | 3264 | 3407 | 16 | 121 | 222 | 324 | 424 | 529 | 642 | 760 | 879 | 1004 | 1132 | 1242 | 1358 | 1476 | 1602 | 1708 | 1887 | 2069 | 2253 | 2446 | 2621 | 2735 | 2855 | 2991 | 3139 | 3330 | 3484 | 3649 | 3813 | 3984 | 16 | 155 | 276 | 418 | 578 | 755 | 987 | 1260 | 1544 | 1845 | 2157 | 2466 | 2775 | 3078 | 3380 | 3622 | 3922 | 4227 | 4532 | 4849 | 5172 | 5435 | 5675 | 5894 | 6058 | 6225 | 6347 | 6457 | 6578 | 6702 | 16 | 215 | 312 | 397 | 489 | 582 | 690 | 797 | 936 | 1089 | 1252 | 1433 | 1586 | 1781 | 2000 | 2196 | 2475 | 2763 | 3045 | 3299 | 3565 | 3775 | 4011 | 4188 | 4195 | 4252 | 4457 | 4656 | 4843 | 5062
PSS | LORD ST T1 / MARSHSIDE T1 / MULLARDS BALMORAL DV T1 / SOUTHPORT T2 | 1 | 22 | 23 | 24 | 25 | 49 | 67 | 88 | 112 | 139 | 198 | 251 | 309 | 371 | 438 | 561 | 706 | 877 | 1069 | 1290 | 1394 | 1519 | 1640 | 1758 | 1876 | 1978 | 2092 | 2213 | 2340 | 2473 | 1 | 103 | 709 | 1274 | 1735 | 2311 | 3332 | 4240 | 5063 | 5811 | 6630 | 7328 | 8931 | 10201 | 11253 | 12322 | 13568 | 14568 | 16163 | 17423 | 18453 | 19742 | 21057 | 22563 | 25770 | 24965 | 25114 | 25257 | 25595 | 25860 | 1 | 103 | 120 | 140 | 161 | 184 | 209 | 237 | 269 | 307 | 369 | 446 | 541 | 654 | 804 | 894 | 1299 | 1721 | 2146 | 2581 | 3033 | 3618 | 4227 | 4832 | 5428 | 5962 | 6550 | 7102 | 7647 | 8187 | 1 | 316 | 568 | 872 | 1218 | 1662 | 2335 | 3045 | 3683 | 4308 | 4941 | 5554 | 6162 | 6760 | 7354 | 8410 | 8953 | 9437 | 9841 | 10173 | 10526 | 10791 | 11000 | 11132 | 11266 | 11516 | 11683 | 11854 | 12007 | 12149 | 1 | 89 | 488 | 898 | 1267 | 1641 | 2229 | 2753 | 3365 | 4010 | 4746 | 5479 | 6715 | 7908 | 9023 | 10044 | 11366 | 12627 | 13948 | 15015 | 15992 | 17199 | 18207 | 19135 | 21539 | 21711 | 22559 | 23363 | 24169 | 24915
PSS | LOSTOCK T1 | 3 | 24 | 29 | 34 | 39 | 69 | 93 | 121 | 149 | 180 | 222 | 265 | 309 | 356 | 405 | 492 | 590 | 701 | 817 | 950 | 1063 | 1187 | 1319 | 1456 | 1603 | 1725 | 1860 | 2002 | 2148 | 2300 | 3 | 62 | 127 | 247 | 365 | 440 | 565 | 681 | 784 | 878 | 981 | 1076 | 1262 | 1430 | 1582 | 1723 | 1913 | 2073 | 2373 | 2616 | 2818 | 3032 | 3246 | 3446 | 3445 | 3453 | 3531 | 3594 | 3670 | 3759 | 3 | 38 | 68 | 99 | 132 | 170 | 218 | 270 | 327 | 391 | 458 | 506 | 560 | 621 | 691 | 740 | 871 | 1005 | 1135 | 1273 | 1400 | 1529 | 1664 | 1803 | 1944 | 2085 | 2221 | 2354 | 2487 | 2621 | 3 | 87 | 172 | 270 | 383 | 519 | 725 | 973 | 1227 | 1495 | 1776 | 2054 | 2331 | 2607 | 2880 | 3109 | 3377 | 3645 | 3907 | 4170 | 4438 | 4641 | 4819 | 4975 | 5116 | 5286 | 5394 | 5481 | 5572 | 5653 | 3 | 90 | 164 | 227 | 289 | 352 | 437 | 520 | 619 | 729 | 850 | 983 | 1161 | 1358 | 1558 | 1736 | 1981 | 2223 | 2507 | 2751 | 2990 | 3218 | 3430 | 3598 | 3602 | 3687 | 3878 | 4058 | 4235 | 4414
PSS | LOSTOCK TRIANGLE T1 | 5 | 93 | 109 | 126 | 141 | 221 | 290 | 361 | 433 | 506 | 586 | 662 | 738 | 814 | 886 | 1020 | 1164 | 1315 | 1471 | 1650 | 1836 | 2034 | 2242 | 2453 | 2677 | 2870 | 3090 | 3320 | 3562 | 3816 | 5 | 21 | 31 | 39 | 65 | 99 | 152 | 200 | 246 | 287 | 326 | 376 | 420 | 461 | 520 | 581 | 659 | 722 | 784 | 840 | 930 | 1020 | 1133 | 1223 | 1163 | 1178 | 1250 | 1298 | 1325 | 1412 | 5 | 93 | 177 | 261 | 341 | 421 | 505 | 585 | 665 | 741 | 821 | 897 | 973 | 1049 | 1121 | 1193 | 1265 | 1337 | 1405 | 1485 | 1553 | 1553 | 1553 | 1565 | 1587 | 1657 | 1693 | 1741 | 1790 | 1844 | 5 | 93 | 154 | 226 | 306 | 386 | 470 | 550 | 630 | 706 | 786 | 862 | 938 | 1014 | 1086 | 1163 | 1241 | 1319 | 1393 | 1481 | 1569 | 1657 | 1747 | 1837 | 1874 | 1893 | 1922 | 1959 | 2008 | 2069 | 5 | 158 | 207 | 257 | 314 | 371 | 438 | 501 | 586 | 678 | 776 | 873 | 956 | 1056 | 1162 | 1268 | 1405 | 1554 | 1648 | 1746 | 1835 | 1913 | 2028 | 2120 | 2027 | 1988 | 2048 | 2115 | 2165 | 2253
PSS | LOWER BEBINGTON T1 / NEW FERRY T1 / SPITAL T1 / UNILEVER RESEARCH T1 | 1 | 40 | 45 | 51 | 56 | 95 | 126 | 160 | 195 | 229 | 283 | 331 | 382 | 434 | 489 | 590 | 704 | 833 | 977 | 1141 | 1252 | 1376 | 1499 | 1622 | 1750 | 1862 | 1987 | 2120 | 2256 | 2401 | 1 | 60 | 388 | 692 | 947 | 1264 | 1827 | 2328 | 2782 | 3193 | 3634 | 4011 | 4872 | 5547 | 6107 | 6696 | 7340 | 7851 | 8685 | 9342 | 9889 | 10578 | 11315 | 12156 | 13847 | 13388 | 13467 | 13552 | 13737 | 13899 | 1 | 84 | 119 | 155 | 192 | 229 | 267 | 306 | 347 | 387 | 440 | 495 | 558 | 628 | 715 | 776 | 968 | 1167 | 1367 | 1573 | 1781 | 2036 | 2300 | 2562 | 2822 | 3063 | 3320 | 3563 | 3802 | 4040 | 1 | 196 | 345 | 524 | 729 | 986 | 1360 | 1749 | 2085 | 2407 | 2734 | 3051 | 3364 | 3672 | 3977 | 4526 | 4809 | 5056 | 5263 | 5432 | 5609 | 5752 | 5871 | 5960 | 6031 | 6158 | 6242 | 6334 | 6419 | 6502 | 1 | 95 | 314 | 541 | 746 | 955 | 1283 | 1574 | 1915 | 2274 | 2680 | 3072 | 3730 | 4356 | 4938 | 5482 | 6165 | 6822 | 7499 | 8049 | 8519 | 9131 | 9665 | 10159 | 11393 | 11408 | 11811 | 12207 | 12596 | 12969
PSS | LUGSDALE T1 / PILK SULLIVAN T1 / PILK SULLIVAN T2 / USAC T1 | 0 | 0 | 0 | 0 | 0 | 0 | 0 | 0 | 0 | 0 | 0 | 0 | 0 | 0 | 0 | 0 | 0 | 0 | 0 | 0 | 0 | 0 | 0 | 0 | 0 | 0 | 0 | 0 | 0 | 0 | 0 | 0 | 0 | 0 | 0 | 0 | 0 | 0 | 0 | 0 | 0 | 0 | 0 | 0 | 0 | 0 | 0 | 0 | 0 | 0 | 0 | 0 | 0 | 0 | 0 | 0 | 0 | 0 | 0 | 0 | 0 | 0 | 0 | 0 | 0 | 0 | 0 | 0 | 0 | 0 | 0 | 0 | 0 | 0 | 0 | 0 | 0 | 0 | 0 | 0 | 0 | 0 | 0 | 0 | 0 | 0 | 0 | 0 | 0 | 0 | 0 | 0 | 0 | 0 | 0 | 0 | 0 | 0 | 0 | 0 | 0 | 0 | 0 | 0 | 0 | 0 | 0 | 0 | 0 | 0 | 0 | 0 | 0 | 0 | 0 | 0 | 0 | 0 | 0 | 0 | 0 | 0 | 0 | 0 | 0 | 0 | 0 | 0 | 0 | 0 | 0 | 0 | 0 | 0 | 0 | 0 | 0 | 0 | 0 | 0 | 0 | 0 | 0 | 0 | 0 | 0 | 0 | 0 | 0 | 0
PSS | LYMM T1 / WHITELEGGS LA T1 | 7 | 128 | 150 | 172 | 192 | 303 | 398 | 499 | 602 | 707 | 825 | 941 | 1059 | 1174 | 1291 | 1506 | 1734 | 1980 | 2239 | 2537 | 2814 | 3112 | 3422 | 3736 | 4064 | 4350 | 4673 | 5014 | 5369 | 5746 | 7 | 47 | 197 | 336 | 473 | 650 | 947 | 1214 | 1461 | 1688 | 1929 | 2166 | 2594 | 2950 | 3286 | 3613 | 4044 | 4394 | 4874 | 5270 | 5520 | 5764 | 6025 | 6245 | 5862 | 5822 | 5978 | 6077 | 6168 | 6339 | 7 | 145 | 263 | 382 | 494 | 606 | 723 | 837 | 953 | 1067 | 1189 | 1316 | 1450 | 1586 | 1733 | 1862 | 2095 | 2335 | 2574 | 2833 | 3082 | 3275 | 3477 | 3695 | 3928 | 4212 | 4464 | 4723 | 4981 | 5245 | 7 | 195 | 341 | 511 | 700 | 912 | 1186 | 1470 | 1751 | 2029 | 2311 | 2585 | 2859 | 3127 | 3393 | 3774 | 4033 | 4277 | 4503 | 4731 | 4967 | 5176 | 5363 | 5524 | 5618 | 5713 | 5802 | 5904 | 6016 | 6142 | 7 | 229 | 394 | 564 | 733 | 902 | 1130 | 1341 | 1604 | 1888 | 2198 | 2523 | 2941 | 3380 | 3824 | 4233 | 4780 | 5322 | 5807 | 6232 | 6564 | 6875 | 7182 | 7412 | 7192 | 7295 | 7634 | 7938 | 8222 | 8553
PSS | MACHYNLLETH T1 | 9 | 69 | 82 | 93 | 104 | 166 | 217 | 272 | 325 | 382 | 449 | 516 | 585 | 655 | 726 | 857 | 995 | 1145 | 1308 | 1489 | 1656 | 1839 | 2029 | 2227 | 2433 | 2613 | 2811 | 3018 | 3235 | 3462 | 9 | 45 | 114 | 212 | 317 | 397 | 531 | 653 | 761 | 861 | 966 | 1068 | 1248 | 1407 | 1562 | 1711 | 1896 | 2050 | 2313 | 2455 | 2597 | 2729 | 2880 | 2996 | 2963 | 2975 | 3062 | 3130 | 3193 | 3295 | 9 | 80 | 146 | 209 | 272 | 340 | 414 | 491 | 568 | 649 | 732 | 802 | 877 | 956 | 1043 | 1113 | 1238 | 1365 | 1492 | 1624 | 1744 | 1837 | 1934 | 2037 | 2147 | 2277 | 2390 | 2505 | 2621 | 2737 | 9 | 119 | 214 | 322 | 446 | 589 | 785 | 1009 | 1230 | 1460 | 1699 | 1936 | 2172 | 2406 | 2638 | 2852 | 3080 | 3305 | 3528 | 3752 | 3980 | 4161 | 4327 | 4479 | 4594 | 4724 | 4813 | 4892 | 4979 | 5065 | 9 | 140 | 225 | 300 | 378 | 457 | 560 | 656 | 776 | 907 | 1050 | 1199 | 1383 | 1585 | 1792 | 1984 | 2235 | 2488 | 2751 | 2929 | 3106 | 3264 | 3433 | 3552 | 3505 | 3551 | 3714 | 3873 | 4021 | 4190
PSS | MAELOR CREAMERY T1 | 2 | 7 | 9 | 10 | 10 | 17 | 24 | 30 | 37 | 44 | 53 | 63 | 73 | 83 | 94 | 114 | 136 | 160 | 185 | 214 | 240 | 267 | 299 | 330 | 364 | 393 | 423 | 456 | 488 | 524 | 2 | 15 | 30 | 45 | 60 | 69 | 83 | 95 | 107 | 120 | 132 | 146 | 165 | 187 | 210 | 228 | 258 | 285 | 334 | 371 | 402 | 429 | 454 | 468 | 501 | 515 | 536 | 549 | 561 | 579 | 2 | 9 | 16 | 23 | 31 | 40 | 51 | 63 | 77 | 92 | 107 | 118 | 131 | 145 | 161 | 172 | 201 | 232 | 261 | 293 | 321 | 349 | 378 | 410 | 440 | 473 | 502 | 533 | 563 | 594 | 2 | 17 | 33 | 52 | 74 | 100 | 139 | 188 | 241 | 297 | 356 | 414 | 472 | 530 | 587 | 629 | 688 | 745 | 803 | 862 | 923 | 969 | 1009 | 1044 | 1076 | 1112 | 1136 | 1155 | 1174 | 1192 | 2 | 19 | 31 | 42 | 53 | 64 | 75 | 88 | 103 | 123 | 143 | 165 | 192 | 224 | 261 | 290 | 335 | 379 | 433 | 475 | 523 | 560 | 595 | 619 | 638 | 660 | 700 | 736 | 771 | 809
PSS | MAENTWROG T1 | 2 | 16 | 19 | 23 | 26 | 42 | 55 | 68 | 84 | 101 | 121 | 141 | 161 | 179 | 197 | 230 | 268 | 310 | 354 | 409 | 457 | 509 | 566 | 623 | 684 | 736 | 796 | 858 | 921 | 988 | 2 | 20 | 40 | 73 | 110 | 134 | 173 | 210 | 241 | 271 | 303 | 335 | 389 | 438 | 484 | 525 | 583 | 631 | 719 | 792 | 841 | 886 | 934 | 969 | 980 | 989 | 1019 | 1041 | 1064 | 1096 | 2 | 20 | 36 | 52 | 68 | 87 | 109 | 132 | 156 | 182 | 209 | 230 | 253 | 274 | 298 | 316 | 358 | 401 | 444 | 492 | 535 | 572 | 611 | 652 | 695 | 743 | 786 | 829 | 874 | 918 | 2 | 33 | 63 | 97 | 137 | 182 | 248 | 326 | 407 | 492 | 580 | 667 | 754 | 837 | 920 | 989 | 1071 | 1152 | 1233 | 1317 | 1403 | 1470 | 1530 | 1584 | 1628 | 1679 | 1712 | 1741 | 1773 | 1802 | 2 | 40 | 65 | 88 | 110 | 132 | 162 | 192 | 225 | 266 | 309 | 355 | 413 | 473 | 537 | 592 | 671 | 749 | 834 | 913 | 980 | 1038 | 1094 | 1135 | 1138 | 1161 | 1222 | 1280 | 1334 | 1393
PSS | MAES-Y-CLAWDD T1 | 18 | 18 | 18 | 18 | 18 | 18 | 18 | 18 | 126 | 241 | 361 | 481 | 597 | 713 | 825 | 992 | 1168 | 1357 | 1555 | 1785 | 2026 | 2285 | 2558 | 2837 | 3132 | 3385 | 3675 | 3983 | 4308 | 4651 | 18 | 153 | 147 | 141 | 136 | 140 | 144 | 147 | 212 | 274 | 331 | 412 | 480 | 541 | 634 | 725 | 840 | 931 | 1020 | 1103 | 1235 | 1367 | 1529 | 1655 | 1600 | 1637 | 1745 | 1816 | 1851 | 1980 | 18 | 18 | 18 | 18 | 18 | 18 | 18 | 18 | 138 | 258 | 378 | 498 | 614 | 730 | 842 | 954 | 1062 | 1170 | 1274 | 1394 | 1497 | 1497 | 1497 | 1514 | 1547 | 1652 | 1707 | 1778 | 1852 | 1932 | 18 | 18 | 18 | 18 | 18 | 18 | 18 | 18 | 138 | 258 | 378 | 498 | 614 | 730 | 842 | 958 | 1070 | 1184 | 1294 | 1422 | 1550 | 1679 | 1810 | 1941 | 1995 | 2019 | 2057 | 2110 | 2181 | 2267 | 18 | 157 | 157 | 157 | 157 | 157 | 157 | 157 | 260 | 372 | 491 | 624 | 743 | 874 | 1023 | 1171 | 1353 | 1543 | 1680 | 1823 | 1966 | 2096 | 2266 | 2403 | 2334 | 2306 | 2393 | 2480 | 2541 | 2665
PSS | MANOD T1 | 2 | 24 | 29 | 34 | 38 | 61 | 80 | 101 | 122 | 142 | 169 | 196 | 220 | 244 | 268 | 315 | 366 | 419 | 479 | 548 | 613 | 682 | 755 | 832 | 912 | 979 | 1055 | 1138 | 1221 | 1309 | 2 | 16 | 47 | 84 | 126 | 158 | 213 | 263 | 307 | 347 | 391 | 434 | 508 | 572 | 630 | 691 | 762 | 821 | 924 | 1008 | 1063 | 1113 | 1174 | 1221 | 1197 | 1198 | 1231 | 1257 | 1282 | 1322 | 2 | 28 | 51 | 75 | 99 | 124 | 151 | 180 | 211 | 239 | 271 | 299 | 324 | 351 | 381 | 405 | 451 | 495 | 541 | 591 | 635 | 669 | 704 | 743 | 784 | 834 | 877 | 920 | 962 | 1007 | 2 | 42 | 77 | 119 | 166 | 221 | 296 | 381 | 465 | 548 | 638 | 727 | 812 | 897 | 981 | 1059 | 1144 | 1226 | 1305 | 1388 | 1473 | 1542 | 1603 | 1661 | 1704 | 1751 | 1783 | 1813 | 1848 | 1879 | 2 | 53 | 85 | 116 | 146 | 176 | 218 | 257 | 305 | 355 | 412 | 471 | 543 | 621 | 697 | 770 | 865 | 961 | 1061 | 1149 | 1215 | 1276 | 1339 | 1385 | 1361 | 1377 | 1440 | 1500 | 1555 | 1620
PSS | MANOR PK T1 / NORTON CHAINS T1 | 0 | 0 | 0 | 0 | 0 | 3 | 6 | 10 | 14 | 19 | 26 | 32 | 39 | 46 | 54 | 67 | 82 | 100 | 121 | 146 | 160 | 177 | 193 | 211 | 229 | 242 | 260 | 277 | 297 | 318 | 0 | 5 | 15 | 25 | 34 | 47 | 64 | 80 | 97 | 115 | 140 | 168 | 208 | 253 | 297 | 322 | 406 | 481 | 561 | 631 | 693 | 757 | 783 | 802 | 863 | 896 | 932 | 947 | 957 | 977 | 0 | 1 | 4 | 8 | 12 | 16 | 21 | 26 | 32 | 39 | 51 | 65 | 83 | 104 | 128 | 145 | 214 | 288 | 365 | 445 | 528 | 615 | 707 | 803 | 903 | 1003 | 1104 | 1207 | 1308 | 1407 | 0 | 7 | 20 | 34 | 50 | 68 | 97 | 134 | 188 | 245 | 307 | 364 | 421 | 479 | 537 | 608 | 662 | 719 | 774 | 829 | 890 | 937 | 972 | 992 | 1012 | 1035 | 1055 | 1075 | 1095 | 1116 | 0 | 5 | 28 | 49 | 69 | 90 | 111 | 136 | 165 | 199 | 238 | 292 | 352 | 428 | 512 | 580 | 693 | 802 | 908 | 999 | 1126 | 1227 | 1304 | 1366 | 1434 | 1522 | 1631 | 1718 | 1809 | 1897
PSS | MERE T1 | 4 | 38 | 46 | 53 | 60 | 101 | 134 | 170 | 209 | 251 | 305 | 360 | 419 | 479 | 538 | 646 | 767 | 903 | 1052 | 1221 | 1365 | 1526 | 1694 | 1871 | 2060 | 2215 | 2392 | 2574 | 2764 | 2959 | 4 | 72 | 148 | 285 | 423 | 511 | 657 | 789 | 909 | 1018 | 1136 | 1249 | 1460 | 1654 | 1827 | 1990 | 2210 | 2397 | 2747 | 3032 | 3270 | 3522 | 3774 | 3900 | 3925 | 3947 | 4045 | 4123 | 4210 | 4319 | 4 | 54 | 95 | 137 | 181 | 231 | 293 | 361 | 435 | 515 | 600 | 662 | 732 | 809 | 893 | 952 | 1107 | 1268 | 1429 | 1598 | 1754 | 1906 | 2065 | 2231 | 2401 | 2574 | 2737 | 2899 | 3061 | 3223 | 4 | 111 | 214 | 333 | 470 | 634 | 879 | 1175 | 1480 | 1803 | 2139 | 2474 | 2806 | 3136 | 3460 | 3728 | 4049 | 4367 | 4683 | 5000 | 5327 | 5573 | 5790 | 5983 | 6152 | 6353 | 6484 | 6589 | 6698 | 6798 | 4 | 118 | 208 | 284 | 358 | 435 | 537 | 635 | 757 | 890 | 1034 | 1197 | 1406 | 1639 | 1873 | 2081 | 2371 | 2658 | 2999 | 3288 | 3574 | 3846 | 4098 | 4236 | 4252 | 4355 | 4584 | 4798 | 5006 | 5224
PSS | MIDDLEWICH T1 | 1 | 5 | 7 | 9 | 11 | 22 | 30 | 40 | 51 | 64 | 85 | 107 | 129 | 153 | 178 | 225 | 280 | 342 | 412 | 491 | 549 | 616 | 686 | 761 | 843 | 909 | 982 | 1058 | 1136 | 1214 | 1 | 40 | 105 | 206 | 302 | 364 | 470 | 566 | 652 | 730 | 815 | 890 | 1051 | 1194 | 1316 | 1430 | 1578 | 1703 | 1947 | 2144 | 2299 | 2469 | 2636 | 2803 | 3245 | 3216 | 3264 | 3309 | 3373 | 3434 | 1 | 17 | 28 | 40 | 53 | 70 | 95 | 124 | 157 | 195 | 235 | 261 | 291 | 326 | 369 | 395 | 485 | 578 | 672 | 768 | 858 | 961 | 1069 | 1178 | 1287 | 1388 | 1490 | 1587 | 1685 | 1782 | 1 | 59 | 119 | 190 | 270 | 370 | 528 | 719 | 912 | 1116 | 1329 | 1540 | 1750 | 1959 | 2166 | 2343 | 2546 | 2748 | 2946 | 3139 | 3336 | 3483 | 3610 | 3720 | 3825 | 3957 | 4039 | 4102 | 4166 | 4221 | 1 | 47 | 103 | 150 | 194 | 239 | 304 | 365 | 437 | 517 | 605 | 701 | 842 | 993 | 1144 | 1275 | 1456 | 1631 | 1855 | 2040 | 2218 | 2397 | 2554 | 2683 | 2980 | 3038 | 3185 | 3325 | 3465 | 3602
PSS | MIDPOINT POCHIN WAY T1 | 0 | 4 | 5 | 6 | 6 | 10 | 14 | 17 | 21 | 25 | 29 | 33 | 37 | 41 | 45 | 52 | 60 | 68 | 77 | 86 | 95 | 105 | 116 | 125 | 137 | 147 | 158 | 170 | 182 | 196 | 0 | 2 | 1 | 2 | 4 | 5 | 8 | 10 | 12 | 14 | 16 | 19 | 22 | 24 | 26 | 30 | 34 | 37 | 41 | 44 | 49 | 53 | 59 | 63 | 60 | 61 | 64 | 67 | 68 | 73 | 0 | 4 | 8 | 12 | 16 | 20 | 24 | 28 | 32 | 36 | 40 | 44 | 48 | 52 | 56 | 60 | 64 | 68 | 72 | 76 | 79 | 79 | 79 | 80 | 81 | 85 | 86 | 89 | 91 | 94 | 0 | 4 | 7 | 10 | 14 | 18 | 22 | 26 | 30 | 34 | 38 | 42 | 46 | 50 | 54 | 58 | 63 | 67 | 71 | 76 | 80 | 84 | 89 | 93 | 96 | 96 | 98 | 100 | 103 | 105 | 0 | 8 | 10 | 12 | 16 | 18 | 22 | 24 | 29 | 33 | 38 | 43 | 48 | 53 | 59 | 64 | 72 | 80 | 85 | 90 | 95 | 99 | 104 | 109 | 104 | 102 | 104 | 108 | 111 | 115
PSS | MILFORD T1 | 11 | 63 | 73 | 83 | 92 | 140 | 180 | 223 | 266 | 312 | 360 | 408 | 456 | 500 | 544 | 626 | 714 | 807 | 900 | 1009 | 1122 | 1242 | 1367 | 1494 | 1630 | 1746 | 1880 | 2018 | 2165 | 2317 | 11 | 10 | 16 | 21 | 37 | 57 | 88 | 117 | 144 | 170 | 192 | 225 | 253 | 276 | 312 | 350 | 398 | 436 | 472 | 506 | 560 | 614 | 682 | 736 | 699 | 709 | 752 | 781 | 796 | 849 | 11 | 63 | 115 | 167 | 215 | 263 | 311 | 359 | 407 | 455 | 503 | 551 | 599 | 643 | 687 | 731 | 775 | 819 | 859 | 907 | 948 | 948 | 948 | 955 | 968 | 1010 | 1032 | 1061 | 1090 | 1122 | 11 | 63 | 101 | 145 | 193 | 241 | 289 | 337 | 385 | 433 | 481 | 529 | 577 | 621 | 665 | 712 | 759 | 807 | 851 | 904 | 957 | 1010 | 1064 | 1118 | 1141 | 1152 | 1169 | 1191 | 1222 | 1258 | 11 | 94 | 125 | 156 | 190 | 224 | 263 | 300 | 351 | 409 | 467 | 528 | 580 | 639 | 704 | 768 | 852 | 943 | 998 | 1057 | 1110 | 1157 | 1226 | 1281 | 1225 | 1201 | 1237 | 1277 | 1307 | 1360
PSS | MINFFORDD T1 / PARC BRYN CEGIN T1 / PARC BRYN CEGIN T2 | 2 | 6 | 7 | 8 | 9 | 14 | 19 | 24 | 29 | 35 | 47 | 59 | 72 | 85 | 99 | 125 | 156 | 193 | 232 | 278 | 308 | 343 | 380 | 419 | 459 | 495 | 532 | 570 | 608 | 649 | 2 | 22 | 109 | 205 | 288 | 366 | 504 | 625 | 733 | 831 | 935 | 1023 | 1229 | 1393 | 1527 | 1669 | 1813 | 1929 | 2152 | 2328 | 2466 | 2636 | 2825 | 3035 | 3515 | 3408 | 3429 | 3455 | 3512 | 3556 | 2 | 18 | 23 | 29 | 35 | 43 | 55 | 68 | 84 | 101 | 120 | 131 | 145 | 162 | 184 | 196 | 241 | 287 | 333 | 380 | 424 | 482 | 543 | 603 | 661 | 708 | 759 | 807 | 852 | 898 | 2 | 56 | 102 | 157 | 219 | 299 | 422 | 560 | 684 | 810 | 939 | 1068 | 1196 | 1321 | 1446 | 1593 | 1712 | 1826 | 1928 | 2021 | 2117 | 2188 | 2250 | 2303 | 2356 | 2431 | 2474 | 2510 | 2543 | 2572 | 2 | 26 | 78 | 130 | 176 | 221 | 295 | 361 | 437 | 518 | 610 | 696 | 847 | 993 | 1125 | 1249 | 1402 | 1547 | 1722 | 1865 | 1978 | 2124 | 2255 | 2371 | 2703 | 2703 | 2797 | 2895 | 2991 | 3080
PSS | MOCHDRE T1 | 1 | 6 | 7 | 8 | 8 | 15 | 21 | 26 | 33 | 40 | 48 | 56 | 64 | 72 | 82 | 99 | 116 | 136 | 158 | 182 | 203 | 227 | 251 | 276 | 303 | 328 | 354 | 382 | 410 | 442 | 1 | 11 | 22 | 33 | 44 | 49 | 60 | 70 | 77 | 86 | 94 | 104 | 119 | 135 | 149 | 164 | 184 | 203 | 236 | 263 | 286 | 307 | 326 | 337 | 363 | 376 | 390 | 402 | 412 | 427 | 1 | 7 | 14 | 21 | 28 | 36 | 45 | 55 | 66 | 78 | 90 | 99 | 110 | 121 | 134 | 144 | 166 | 189 | 214 | 238 | 260 | 281 | 303 | 325 | 348 | 374 | 395 | 419 | 441 | 465 | 1 | 13 | 26 | 40 | 57 | 77 | 106 | 143 | 183 | 225 | 269 | 313 | 357 | 400 | 443 | 475 | 517 | 563 | 607 | 652 | 699 | 733 | 763 | 791 | 814 | 841 | 859 | 874 | 888 | 904 | 1 | 16 | 27 | 34 | 42 | 50 | 60 | 71 | 82 | 96 | 110 | 130 | 149 | 174 | 200 | 224 | 256 | 289 | 327 | 359 | 395 | 423 | 451 | 470 | 483 | 498 | 527 | 555 | 582 | 610
PSS | MONA T1 | 1 | 8 | 10 | 12 | 13 | 24 | 33 | 42 | 54 | 66 | 83 | 101 | 119 | 138 | 158 | 194 | 234 | 279 | 329 | 387 | 434 | 486 | 541 | 599 | 660 | 713 | 771 | 830 | 889 | 954 | 1 | 28 | 60 | 96 | 145 | 170 | 209 | 245 | 276 | 307 | 342 | 373 | 431 | 489 | 542 | 587 | 659 | 721 | 840 | 938 | 1017 | 1098 | 1172 | 1234 | 1282 | 1302 | 1339 | 1368 | 1400 | 1437 | 1 | 13 | 24 | 35 | 47 | 62 | 82 | 104 | 129 | 156 | 185 | 205 | 228 | 255 | 286 | 306 | 368 | 431 | 494 | 558 | 617 | 680 | 745 | 812 | 882 | 949 | 1013 | 1079 | 1143 | 1207 | 1 | 33 | 68 | 108 | 154 | 210 | 297 | 405 | 520 | 643 | 772 | 901 | 1028 | 1154 | 1280 | 1374 | 1498 | 1624 | 1750 | 1875 | 2005 | 2101 | 2184 | 2258 | 2326 | 2405 | 2457 | 2498 | 2539 | 2575 | 1 | 36 | 65 | 88 | 110 | 133 | 162 | 191 | 227 | 265 | 310 | 361 | 424 | 499 | 578 | 644 | 743 | 839 | 962 | 1063 | 1171 | 1266 | 1352 | 1417 | 1449 | 1497 | 1584 | 1665 | 1746 | 1826
PSS | MONSANTO T1 | 3 | 9 | 11 | 13 | 14 | 22 | 31 | 39 | 48 | 58 | 72 | 86 | 101 | 116 | 132 | 161 | 195 | 233 | 275 | 322 | 359 | 400 | 445 | 489 | 539 | 582 | 628 | 675 | 722 | 772 | 3 | 21 | 54 | 104 | 154 | 188 | 246 | 298 | 346 | 388 | 434 | 474 | 563 | 637 | 703 | 767 | 845 | 909 | 1035 | 1135 | 1216 | 1306 | 1396 | 1488 | 1708 | 1689 | 1715 | 1740 | 1772 | 1805 | 3 | 15 | 24 | 34 | 44 | 56 | 71 | 88 | 108 | 129 | 151 | 166 | 184 | 204 | 228 | 244 | 291 | 338 | 386 | 434 | 477 | 526 | 577 | 630 | 681 | 732 | 779 | 827 | 874 | 922 | 3 | 35 | 68 | 105 | 149 | 202 | 283 | 378 | 473 | 573 | 678 | 782 | 885 | 987 | 1089 | 1181 | 1280 | 1378 | 1474 | 1568 | 1664 | 1737 | 1799 | 1855 | 1906 | 1969 | 2009 | 2042 | 2074 | 2103 | 3 | 30 | 59 | 85 | 110 | 135 | 171 | 206 | 247 | 292 | 341 | 394 | 470 | 550 | 630 | 702 | 798 | 892 | 1005 | 1100 | 1190 | 1281 | 1363 | 1432 | 1579 | 1602 | 1673 | 1745 | 1814 | 1883
PSS | MORDA T1 | 15 | 121 | 141 | 160 | 178 | 278 | 360 | 450 | 537 | 626 | 726 | 826 | 922 | 1018 | 1111 | 1284 | 1471 | 1670 | 1879 | 2115 | 2347 | 2596 | 2854 | 3116 | 3393 | 3632 | 3903 | 4188 | 4490 | 4804 | 15 | 38 | 102 | 160 | 231 | 322 | 470 | 606 | 732 | 846 | 965 | 1095 | 1290 | 1457 | 1628 | 1727 | 1896 | 2039 | 2185 | 2314 | 2475 | 2634 | 2802 | 2936 | 2792 | 2810 | 2924 | 2995 | 3044 | 3167 | 15 | 127 | 230 | 333 | 433 | 533 | 633 | 734 | 831 | 925 | 1028 | 1133 | 1237 | 1344 | 1452 | 1551 | 1701 | 1854 | 2005 | 2170 | 2324 | 2413 | 2506 | 2614 | 2734 | 2905 | 3044 | 3191 | 3339 | 3494 | 15 | 147 | 246 | 362 | 493 | 633 | 795 | 964 | 1132 | 1297 | 1468 | 1635 | 1799 | 1962 | 2120 | 2326 | 2486 | 2642 | 2788 | 2942 | 3101 | 3247 | 3383 | 3508 | 3573 | 3623 | 3680 | 3747 | 3827 | 3918 | 15 | 195 | 295 | 396 | 503 | 609 | 743 | 870 | 1030 | 1203 | 1392 | 1594 | 1815 | 2062 | 2313 | 2504 | 2783 | 3074 | 3277 | 3470 | 3677 | 3843 | 4040 | 4197 | 4076 | 4091 | 4259 | 4421 | 4572 | 4757
PSS | MORGANITE CERAMICS T1 / PLYMYARD T2 | 1 | 29 | 34 | 38 | 42 | 65 | 87 | 107 | 127 | 148 | 175 | 202 | 230 | 258 | 287 | 341 | 399 | 463 | 534 | 611 | 669 | 736 | 804 | 871 | 943 | 1003 | 1074 | 1146 | 1222 | 1302 | 1 | 20 | 138 | 248 | 343 | 459 | 670 | 855 | 1022 | 1174 | 1332 | 1470 | 1779 | 2021 | 2222 | 2441 | 2662 | 2837 | 3129 | 3356 | 3549 | 3793 | 4070 | 4386 | 3989 | 3857 | 3885 | 3914 | 3970 | 4026 | 1 | 45 | 71 | 97 | 119 | 141 | 167 | 190 | 213 | 236 | 262 | 289 | 318 | 348 | 384 | 412 | 472 | 534 | 594 | 655 | 714 | 780 | 848 | 917 | 983 | 1050 | 1116 | 1179 | 1242 | 1304 | 1 | 84 | 145 | 218 | 298 | 397 | 539 | 680 | 797 | 909 | 1020 | 1130 | 1239 | 1346 | 1452 | 1644 | 1743 | 1828 | 1899 | 1953 | 2010 | 2060 | 2104 | 2141 | 2165 | 2208 | 2236 | 2268 | 2299 | 2330 | 1 | 53 | 136 | 221 | 297 | 374 | 499 | 607 | 734 | 868 | 1019 | 1159 | 1395 | 1617 | 1820 | 2015 | 2251 | 2482 | 2714 | 2900 | 3043 | 3246 | 3433 | 3607 | 3394 | 3395 | 3513 | 3630 | 3739 | 3852
PSS | MORRISONS T1 | 1 | 14 | 17 | 21 | 24 | 40 | 53 | 67 | 83 | 100 | 120 | 139 | 159 | 176 | 194 | 228 | 267 | 309 | 356 | 411 | 460 | 515 | 573 | 632 | 695 | 749 | 810 | 872 | 937 | 1007 | 1 | 20 | 40 | 60 | 90 | 107 | 132 | 157 | 178 | 199 | 222 | 247 | 283 | 319 | 353 | 382 | 431 | 464 | 527 | 580 | 630 | 675 | 717 | 747 | 787 | 810 | 842 | 865 | 885 | 917 | 1 | 17 | 33 | 49 | 67 | 86 | 108 | 131 | 156 | 183 | 210 | 232 | 256 | 278 | 302 | 320 | 362 | 407 | 452 | 502 | 547 | 586 | 627 | 671 | 716 | 767 | 812 | 858 | 905 | 952 | 1 | 30 | 58 | 91 | 128 | 172 | 234 | 309 | 389 | 474 | 563 | 652 | 740 | 824 | 907 | 971 | 1053 | 1136 | 1220 | 1309 | 1401 | 1472 | 1536 | 1591 | 1637 | 1690 | 1725 | 1754 | 1784 | 1814 | 1 | 40 | 62 | 80 | 99 | 119 | 141 | 166 | 196 | 229 | 265 | 307 | 352 | 406 | 461 | 508 | 580 | 646 | 716 | 782 | 855 | 914 | 969 | 1011 | 1031 | 1055 | 1113 | 1167 | 1219 | 1278
PSS | NANT-Y-GAMAR T1 | 2 | 5 | 5 | 5 | 5 | 9 | 13 | 17 | 22 | 27 | 38 | 48 | 58 | 69 | 80 | 101 | 126 | 154 | 186 | 224 | 243 | 266 | 287 | 309 | 331 | 351 | 372 | 393 | 417 | 443 | 2 | 15 | 91 | 163 | 222 | 296 | 425 | 540 | 645 | 741 | 851 | 946 | 1156 | 1326 | 1472 | 1610 | 1797 | 1950 | 2176 | 2357 | 2508 | 2690 | 2858 | 3045 | 3452 | 3373 | 3407 | 3430 | 3475 | 3516 | 2 | 15 | 19 | 23 | 27 | 32 | 37 | 43 | 50 | 58 | 71 | 87 | 106 | 129 | 158 | 176 | 256 | 340 | 427 | 516 | 607 | 716 | 830 | 946 | 1063 | 1173 | 1289 | 1401 | 1511 | 1622 | 2 | 43 | 79 | 121 | 169 | 231 | 325 | 426 | 526 | 627 | 730 | 829 | 928 | 1025 | 1122 | 1280 | 1371 | 1453 | 1526 | 1590 | 1659 | 1711 | 1752 | 1777 | 1803 | 1843 | 1872 | 1901 | 1929 | 1955 | 2 | 15 | 72 | 130 | 182 | 237 | 316 | 390 | 476 | 568 | 673 | 785 | 959 | 1136 | 1307 | 1458 | 1668 | 1867 | 2073 | 2241 | 2415 | 2604 | 2758 | 2896 | 3212 | 3274 | 3424 | 3559 | 3696 | 3826
PSS | NANTWICH T1 | 5 | 69 | 82 | 94 | 105 | 165 | 215 | 268 | 319 | 372 | 428 | 484 | 540 | 596 | 648 | 746 | 850 | 960 | 1076 | 1204 | 1337 | 1479 | 1627 | 1777 | 1935 | 2073 | 2229 | 2393 | 2566 | 2746 | 5 | 12 | 19 | 25 | 46 | 70 | 109 | 144 | 176 | 207 | 233 | 272 | 304 | 333 | 376 | 420 | 477 | 522 | 569 | 609 | 672 | 735 | 815 | 879 | 834 | 844 | 894 | 927 | 946 | 1007 | 5 | 69 | 133 | 197 | 257 | 317 | 377 | 437 | 493 | 549 | 605 | 661 | 717 | 773 | 825 | 877 | 929 | 981 | 1033 | 1089 | 1137 | 1137 | 1137 | 1145 | 1160 | 1210 | 1235 | 1268 | 1303 | 1340 | 5 | 69 | 116 | 170 | 230 | 290 | 350 | 410 | 466 | 522 | 578 | 634 | 690 | 746 | 798 | 854 | 910 | 966 | 1023 | 1084 | 1146 | 1209 | 1271 | 1335 | 1362 | 1375 | 1395 | 1421 | 1457 | 1498 | 5 | 112 | 150 | 188 | 232 | 274 | 322 | 368 | 429 | 496 | 566 | 637 | 699 | 772 | 849 | 925 | 1025 | 1133 | 1204 | 1274 | 1335 | 1389 | 1470 | 1534 | 1465 | 1435 | 1478 | 1525 | 1561 | 1623
PSS | NEVILL ST T1 / OCEAN PLAZA T1 / YORK RD T1 | 0 | 0 | 0 | 0 | 0 | 0 | 0 | 0 | 0 | 0 | 0 | 0 | 0 | 0 | 0 | 0 | 0 | 0 | 0 | 0 | 0 | 0 | 0 | 0 | 0 | 0 | 0 | 0 | 0 | 0 | 0 | 0 | 0 | 0 | 0 | 0 | 0 | 0 | 0 | 0 | 0 | 0 | 0 | 0 | 0 | 0 | 0 | 0 | 0 | 0 | 0 | 0 | 0 | 0 | 0 | 0 | 0 | 0 | 0 | 0 | 0 | 0 | 0 | 0 | 0 | 0 | 0 | 0 | 0 | 0 | 0 | 0 | 0 | 0 | 0 | 0 | 0 | 0 | 0 | 0 | 0 | 0 | 0 | 0 | 0 | 0 | 0 | 0 | 0 | 0 | 0 | 0 | 0 | 0 | 0 | 0 | 0 | 0 | 0 | 0 | 0 | 0 | 0 | 0 | 0 | 0 | 0 | 0 | 0 | 0 | 0 | 0 | 0 | 0 | 0 | 0 | 0 | 0 | 0 | 0 | 0 | 0 | 0 | 0 | 0 | 0 | 0 | 0 | 0 | 0 | 0 | 0 | 0 | 0 | 0 | 0 | 0 | 0 | 0 | 0 | 0 | 0 | 0 | 0 | 0 | 0 | 0 | 0 | 0 | 0
PSS | NEW BRIGHTON T1 / SEAVIEW RD T2 / WALLASEY T1 / WALLASEY VILLAGE T1 | 2 | 2 | 2 | 2 | 2 | 2 | 2 | 2 | 2 | 2 | 2 | 2 | 2 | 2 | 2 | 2 | 2 | 2 | 2 | 2 | 2 | 2 | 2 | 3 | 3 | 3 | 3 | 3 | 3 | 3 | 2 | 2 | 2 | 2 | 2 | 2 | 2 | 2 | 2 | 2 | 2 | 2 | 2 | 2 | 2 | 2 | 2 | 2 | 2 | 2 | 2 | 2 | 2 | 2 | 2 | 2 | 2 | 2 | 2 | 2 | 2 | 2 | 2 | 2 | 2 | 2 | 2 | 2 | 2 | 2 | 2 | 2 | 2 | 2 | 2 | 2 | 2 | 2 | 2 | 2 | 2 | 2 | 2 | 2 | 2 | 2 | 2 | 2 | 2 | 2 | 2 | 2 | 2 | 2 | 2 | 2 | 2 | 2 | 2 | 2 | 2 | 2 | 2 | 2 | 2 | 2 | 2 | 2 | 2 | 2 | 2 | 2 | 2 | 2 | 2 | 2 | 2 | 2 | 2 | 2 | 2 | 0 | 0 | 0 | 0 | 0 | 0 | 0 | 0 | 0 | 0 | 0 | 0 | 0 | 0 | 0 | 0 | 0 | 0 | 0 | 0 | 0 | 0 | 0 | 0 | 0 | 0 | 0 | 0 | 0
PSS | NEWHALL T1 / NEWHALL T2 | 1 | 6 | 8 | 10 | 11 | 18 | 25 | 31 | 38 | 47 | 57 | 68 | 79 | 90 | 103 | 126 | 151 | 181 | 212 | 248 | 276 | 309 | 344 | 377 | 417 | 449 | 486 | 524 | 562 | 604 | 1 | 18 | 37 | 54 | 80 | 94 | 117 | 139 | 157 | 175 | 195 | 214 | 247 | 280 | 309 | 338 | 378 | 414 | 479 | 535 | 582 | 628 | 659 | 679 | 707 | 721 | 742 | 759 | 776 | 797 | 1 | 9 | 17 | 25 | 33 | 43 | 56 | 70 | 85 | 102 | 120 | 133 | 148 | 164 | 182 | 195 | 228 | 264 | 300 | 337 | 371 | 405 | 441 | 477 | 515 | 553 | 590 | 627 | 662 | 699 | 1 | 19 | 40 | 63 | 90 | 122 | 171 | 232 | 296 | 365 | 438 | 510 | 582 | 652 | 722 | 775 | 845 | 915 | 985 | 1056 | 1128 | 1182 | 1230 | 1273 | 1312 | 1355 | 1384 | 1408 | 1431 | 1452 | 1 | 24 | 39 | 53 | 66 | 80 | 96 | 114 | 136 | 159 | 184 | 216 | 251 | 295 | 340 | 380 | 436 | 492 | 561 | 621 | 683 | 735 | 778 | 807 | 823 | 849 | 897 | 941 | 985 | 1032
PSS | NORTH WALES PAPER T1 / NORTH WALES PAPER T2 / WOODFIELD AVE T1 | 3 | 7 | 7 | 7 | 7 | 12 | 16 | 20 | 25 | 31 | 43 | 54 | 65 | 77 | 90 | 114 | 142 | 176 | 214 | 256 | 277 | 302 | 327 | 351 | 375 | 395 | 418 | 443 | 470 | 496 | 3 | 20 | 130 | 233 | 318 | 423 | 610 | 775 | 926 | 1064 | 1215 | 1344 | 1639 | 1875 | 2069 | 2265 | 2503 | 2694 | 2993 | 3231 | 3426 | 3667 | 3907 | 4182 | 4767 | 4628 | 4660 | 4688 | 4751 | 4801 | 3 | 21 | 25 | 29 | 33 | 38 | 43 | 49 | 56 | 64 | 77 | 93 | 113 | 136 | 166 | 185 | 269 | 356 | 444 | 534 | 628 | 746 | 869 | 993 | 1116 | 1228 | 1348 | 1463 | 1575 | 1687 | 3 | 61 | 108 | 164 | 229 | 312 | 437 | 570 | 693 | 814 | 937 | 1056 | 1174 | 1290 | 1405 | 1606 | 1711 | 1807 | 1888 | 1955 | 2028 | 2083 | 2125 | 2152 | 2179 | 2227 | 2261 | 2294 | 2325 | 2353 | 3 | 19 | 94 | 170 | 239 | 309 | 418 | 516 | 631 | 753 | 890 | 1031 | 1263 | 1488 | 1702 | 1896 | 2151 | 2395 | 2649 | 2854 | 3050 | 3282 | 3475 | 3651 | 4094 | 4139 | 4308 | 4465 | 4623 | 4771
PSS | NORTH WEST WATER CAMPUS T1 / NORTH WEST WATER CAMPUS T2 / OMEGA T1 / OMEGA T2 / ORION BOULEVARD T1 | 2 | 35 | 41 | 48 | 53 | 85 | 115 | 145 | 175 | 208 | 245 | 281 | 318 | 356 | 394 | 463 | 538 | 614 | 698 | 793 | 877 | 968 | 1063 | 1160 | 1261 | 1348 | 1447 | 1553 | 1661 | 1776 | 2 | 17 | 53 | 88 | 124 | 168 | 243 | 310 | 375 | 436 | 506 | 577 | 694 | 797 | 905 | 993 | 1154 | 1287 | 1449 | 1547 | 1651 | 1752 | 1826 | 1883 | 1824 | 1853 | 1920 | 1955 | 1982 | 2038 | 2 | 39 | 75 | 111 | 144 | 177 | 215 | 249 | 284 | 321 | 363 | 408 | 457 | 510 | 568 | 616 | 730 | 843 | 960 | 1084 | 1207 | 1316 | 1431 | 1554 | 1683 | 1826 | 1964 | 2104 | 2242 | 2382 | 2 | 53 | 98 | 150 | 207 | 270 | 356 | 448 | 554 | 663 | 777 | 885 | 993 | 1101 | 1209 | 1349 | 1454 | 1553 | 1651 | 1749 | 1854 | 1941 | 2014 | 2071 | 2111 | 2148 | 2185 | 2226 | 2269 | 2317 | 2 | 71 | 124 | 179 | 232 | 287 | 356 | 420 | 503 | 596 | 696 | 814 | 949 | 1104 | 1271 | 1416 | 1632 | 1840 | 2027 | 2165 | 2341 | 2488 | 2616 | 2716 | 2700 | 2791 | 2952 | 3087 | 3220 | 3364
PSS | NWF T1 | 1 | 3 | 4 | 5 | 6 | 10 | 13 | 18 | 23 | 28 | 37 | 47 | 57 | 68 | 79 | 99 | 120 | 145 | 176 | 208 | 234 | 262 | 292 | 324 | 357 | 385 | 416 | 448 | 480 | 513 | 1 | 21 | 43 | 73 | 108 | 129 | 162 | 193 | 220 | 246 | 276 | 301 | 355 | 403 | 446 | 484 | 538 | 584 | 674 | 747 | 804 | 865 | 923 | 978 | 1131 | 1131 | 1151 | 1170 | 1193 | 1217 | 1 | 7 | 11 | 16 | 22 | 30 | 41 | 53 | 66 | 82 | 99 | 110 | 123 | 138 | 156 | 167 | 205 | 245 | 284 | 324 | 361 | 403 | 447 | 494 | 539 | 581 | 624 | 665 | 707 | 749 | 1 | 22 | 45 | 73 | 104 | 142 | 203 | 278 | 355 | 437 | 524 | 610 | 696 | 780 | 864 | 931 | 1014 | 1095 | 1176 | 1258 | 1342 | 1404 | 1458 | 1503 | 1547 | 1602 | 1635 | 1661 | 1688 | 1710 | 1 | 20 | 40 | 56 | 71 | 87 | 109 | 130 | 156 | 185 | 216 | 253 | 302 | 357 | 414 | 462 | 530 | 597 | 681 | 753 | 825 | 894 | 954 | 1001 | 1102 | 1130 | 1190 | 1245 | 1301 | 1355
PSS | OPTICAL FIBRES T1 / SHOTWICK T1 / WALBRO T1 | 0 | 0 | 0 | 0 | 0 | 0 | 0 | 0 | 0 | 0 | 0 | 0 | 0 | 0 | 0 | 0 | 0 | 0 | 0 | 0 | 0 | 0 | 0 | 0 | 0 | 0 | 0 | 0 | 0 | 0 | 0 | 0 | 0 | 0 | 0 | 0 | 0 | 0 | 0 | 0 | 0 | 0 | 0 | 0 | 0 | 0 | 0 | 0 | 0 | 0 | 0 | 0 | 0 | 0 | 0 | 0 | 0 | 0 | 0 | 0 | 0 | 0 | 0 | 0 | 0 | 0 | 0 | 0 | 0 | 0 | 0 | 0 | 0 | 0 | 0 | 0 | 0 | 0 | 0 | 0 | 0 | 0 | 0 | 0 | 0 | 0 | 0 | 0 | 0 | 0 | 0 | 0 | 0 | 0 | 0 | 0 | 0 | 0 | 0 | 0 | 0 | 0 | 0 | 0 | 0 | 0 | 0 | 0 | 0 | 0 | 0 | 0 | 0 | 0 | 0 | 0 | 0 | 0 | 0 | 0 | 0 | 0 | 0 | 0 | 0 | 0 | 0 | 0 | 0 | 0 | 0 | 0 | 0 | 0 | 0 | 0 | 0 | 0 | 0 | 0 | 0 | 0 | 0 | 0 | 0 | 0 | 0 | 0 | 0 | 0
PSS | ORB CL T1 / STONEBRIDGE LA T1 / STONEBRIDGE LA T2 | 0 | 0 | 0 | 0 | 0 | 0 | 0 | 0 | 0 | 0 | 0 | 0 | 0 | 0 | 0 | 0 | 0 | 0 | 0 | 0 | 0 | 0 | 0 | 0 | 0 | 0 | 0 | 0 | 0 | 0 | 0 | 0 | 0 | 0 | 0 | 0 | 0 | 0 | 0 | 0 | 0 | 0 | 0 | 0 | 0 | 0 | 0 | 0 | 0 | 0 | 0 | 0 | 0 | 0 | 0 | 0 | 0 | 0 | 0 | 0 | 0 | 0 | 0 | 0 | 0 | 0 | 0 | 0 | 0 | 0 | 0 | 0 | 0 | 0 | 0 | 0 | 0 | 0 | 0 | 0 | 0 | 0 | 0 | 0 | 0 | 0 | 0 | 0 | 0 | 0 | 0 | 0 | 0 | 0 | 0 | 0 | 0 | 0 | 0 | 0 | 0 | 0 | 0 | 0 | 0 | 0 | 0 | 0 | 0 | 0 | 0 | 0 | 0 | 0 | 0 | 0 | 0 | 0 | 0 | 0 | 0 | 0 | 0 | 0 | 0 | 0 | 0 | 0 | 0 | 0 | 0 | 0 | 0 | 0 | 0 | 0 | 0 | 0 | 0 | 0 | 0 | 0 | 0 | 0 | 0 | 0 | 0 | 0 | 0 | 0
PSS | ORFORD T1 / PADGATE T1 | 7 | 49 | 54 | 58 | 63 | 101 | 131 | 164 | 199 | 237 | 296 | 352 | 411 | 472 | 533 | 647 | 776 | 925 | 1088 | 1278 | 1393 | 1527 | 1661 | 1793 | 1928 | 2045 | 2178 | 2317 | 2464 | 2616 | 7 | 69 | 481 | 865 | 1185 | 1581 | 2286 | 2912 | 3481 | 3995 | 4551 | 5027 | 6113 | 6970 | 7676 | 8411 | 9230 | 9880 | 10939 | 11773 | 12463 | 13330 | 14248 | 15297 | 17444 | 16870 | 16968 | 17070 | 17303 | 17497 | 7 | 104 | 138 | 173 | 209 | 246 | 284 | 324 | 366 | 411 | 469 | 535 | 611 | 697 | 802 | 872 | 1120 | 1375 | 1631 | 1896 | 2169 | 2507 | 2859 | 3208 | 3552 | 3868 | 4210 | 4529 | 4845 | 5160 | 7 | 247 | 429 | 647 | 898 | 1214 | 1680 | 2166 | 2590 | 3002 | 3416 | 3820 | 4221 | 4614 | 5001 | 5696 | 6052 | 6366 | 6625 | 6839 | 7063 | 7239 | 7384 | 7488 | 7575 | 7737 | 7845 | 7960 | 8065 | 8165 | 7 | 103 | 377 | 659 | 916 | 1173 | 1582 | 1944 | 2368 | 2817 | 3324 | 3818 | 4651 | 5447 | 6182 | 6866 | 7734 | 8564 | 9424 | 10123 | 10729 | 11508 | 12181 | 12802 | 14379 | 14422 | 14945 | 15454 | 15957 | 16433
PSS | OTIS ELEVATOR T1 / ST IVEL FOODS T1 | 0 | 0 | 0 | 0 | 0 | 0 | 0 | 0 | 0 | 0 | 0 | 0 | 0 | 0 | 0 | 0 | 0 | 0 | 0 | 0 | 0 | 0 | 0 | 0 | 0 | 0 | 0 | 0 | 0 | 0 | 0 | 0 | 0 | 0 | 0 | 0 | 0 | 0 | 0 | 0 | 0 | 0 | 0 | 0 | 0 | 0 | 0 | 0 | 0 | 0 | 0 | 0 | 0 | 0 | 0 | 0 | 0 | 0 | 0 | 0 | 0 | 0 | 0 | 0 | 0 | 0 | 0 | 0 | 0 | 0 | 0 | 0 | 0 | 0 | 0 | 0 | 0 | 0 | 0 | 0 | 0 | 0 | 0 | 0 | 0 | 0 | 0 | 0 | 0 | 0 | 0 | 0 | 0 | 0 | 0 | 0 | 0 | 0 | 0 | 0 | 0 | 0 | 0 | 0 | 0 | 0 | 0 | 0 | 0 | 0 | 0 | 0 | 0 | 0 | 0 | 0 | 0 | 0 | 0 | 0 | 0 | 0 | 0 | 0 | 0 | 0 | 0 | 0 | 0 | 0 | 0 | 0 | 0 | 0 | 0 | 0 | 0 | 0 | 0 | 0 | 0 | 0 | 0 | 0 | 0 | 0 | 0 | 0 | 0 | 0
PSS | OVERTON T1 | 4 | 15 | 19 | 22 | 25 | 43 | 57 | 73 | 92 | 110 | 136 | 162 | 190 | 219 | 250 | 303 | 366 | 437 | 514 | 600 | 671 | 752 | 838 | 926 | 1019 | 1099 | 1186 | 1279 | 1374 | 1471 | 4 | 44 | 90 | 138 | 203 | 236 | 289 | 339 | 383 | 424 | 470 | 514 | 593 | 674 | 749 | 812 | 915 | 1004 | 1174 | 1313 | 1427 | 1542 | 1619 | 1671 | 1756 | 1792 | 1846 | 1889 | 1933 | 1987 | 4 | 22 | 40 | 59 | 79 | 103 | 134 | 169 | 207 | 249 | 294 | 326 | 362 | 403 | 449 | 481 | 572 | 665 | 760 | 855 | 944 | 1033 | 1125 | 1222 | 1321 | 1422 | 1518 | 1612 | 1707 | 1802 | 4 | 51 | 104 | 164 | 232 | 314 | 439 | 596 | 763 | 942 | 1131 | 1318 | 1504 | 1688 | 1871 | 2008 | 2188 | 2372 | 2556 | 2742 | 2931 | 3074 | 3199 | 3308 | 3408 | 3525 | 3599 | 3658 | 3718 | 3774 | 4 | 56 | 96 | 129 | 163 | 196 | 236 | 277 | 329 | 386 | 449 | 523 | 613 | 721 | 835 | 933 | 1076 | 1218 | 1393 | 1542 | 1699 | 1836 | 1943 | 2019 | 2069 | 2141 | 2266 | 2383 | 2498 | 2615
PSS | PANDY T1 / PANDY T2 | 11 | 27 | 30 | 33 | 36 | 52 | 65 | 80 | 94 | 109 | 125 | 141 | 157 | 173 | 189 | 218 | 249 | 283 | 313 | 349 | 388 | 428 | 471 | 514 | 560 | 600 | 644 | 691 | 740 | 792 | 11 | 4 | 6 | 7 | 13 | 20 | 29 | 39 | 48 | 57 | 64 | 76 | 85 | 93 | 106 | 120 | 137 | 151 | 162 | 174 | 192 | 210 | 233 | 251 | 238 | 241 | 255 | 264 | 270 | 288 | 11 | 27 | 43 | 59 | 75 | 91 | 107 | 123 | 139 | 155 | 171 | 187 | 203 | 219 | 235 | 251 | 267 | 283 | 295 | 311 | 325 | 325 | 325 | 327 | 331 | 345 | 353 | 362 | 372 | 383 | 11 | 27 | 39 | 52 | 68 | 84 | 100 | 116 | 132 | 148 | 164 | 180 | 196 | 212 | 228 | 245 | 262 | 280 | 293 | 310 | 328 | 346 | 364 | 382 | 390 | 393 | 399 | 407 | 417 | 429 | 11 | 31 | 40 | 50 | 62 | 73 | 86 | 98 | 115 | 134 | 153 | 174 | 191 | 212 | 235 | 258 | 288 | 320 | 337 | 357 | 374 | 390 | 413 | 431 | 412 | 404 | 416 | 429 | 440 | 457
PSS | PARC CYBI T1 / PARC CYBI T2 | 2 | 27 | 33 | 38 | 43 | 69 | 94 | 118 | 142 | 169 | 200 | 231 | 263 | 296 | 329 | 389 | 457 | 530 | 611 | 698 | 778 | 867 | 959 | 1056 | 1158 | 1245 | 1344 | 1446 | 1552 | 1662 | 2 | 28 | 57 | 86 | 120 | 143 | 177 | 209 | 236 | 263 | 290 | 324 | 367 | 402 | 443 | 477 | 540 | 597 | 691 | 770 | 843 | 911 | 976 | 1019 | 1085 | 1122 | 1170 | 1205 | 1235 | 1283 | 2 | 31 | 61 | 92 | 119 | 149 | 188 | 225 | 264 | 306 | 349 | 384 | 422 | 463 | 506 | 540 | 611 | 684 | 758 | 833 | 901 | 954 | 1011 | 1072 | 1137 | 1213 | 1278 | 1346 | 1414 | 1482 | 2 | 46 | 90 | 141 | 195 | 257 | 349 | 457 | 573 | 697 | 826 | 955 | 1082 | 1209 | 1335 | 1429 | 1556 | 1685 | 1815 | 1946 | 2080 | 2186 | 2280 | 2365 | 2434 | 2508 | 2560 | 2603 | 2650 | 2694 | 2 | 65 | 100 | 127 | 154 | 183 | 219 | 252 | 295 | 344 | 395 | 456 | 519 | 591 | 670 | 739 | 844 | 950 | 1063 | 1162 | 1269 | 1353 | 1440 | 1503 | 1530 | 1567 | 1651 | 1731 | 1808 | 1892
PSS | PARC MENAI T1 | 2 | 42 | 50 | 58 | 65 | 102 | 136 | 173 | 206 | 242 | 279 | 316 | 353 | 390 | 423 | 492 | 562 | 635 | 712 | 799 | 887 | 980 | 1078 | 1177 | 1282 | 1373 | 1477 | 1586 | 1699 | 1818 | 2 | 12 | 29 | 44 | 65 | 91 | 137 | 179 | 216 | 251 | 286 | 324 | 378 | 403 | 435 | 471 | 522 | 564 | 610 | 648 | 701 | 752 | 811 | 858 | 816 | 824 | 862 | 887 | 903 | 947 | 2 | 44 | 85 | 126 | 167 | 204 | 245 | 286 | 323 | 360 | 398 | 437 | 476 | 516 | 553 | 593 | 639 | 685 | 732 | 783 | 829 | 848 | 867 | 893 | 923 | 974 | 1011 | 1051 | 1092 | 1136 | 2 | 49 | 84 | 125 | 172 | 218 | 273 | 329 | 382 | 434 | 487 | 539 | 591 | 643 | 691 | 755 | 805 | 853 | 901 | 951 | 1003 | 1051 | 1098 | 1143 | 1165 | 1180 | 1197 | 1220 | 1247 | 1278 | 2 | 74 | 107 | 140 | 177 | 212 | 256 | 299 | 351 | 410 | 472 | 535 | 602 | 665 | 730 | 796 | 882 | 973 | 1037 | 1098 | 1160 | 1211 | 1277 | 1328 | 1284 | 1279 | 1327 | 1374 | 1416 | 1473
PSS | PEBLIC MILLS T1 | 7 | 9 | 10 | 11 | 11 | 134 | 137 | 140 | 251 | 367 | 490 | 613 | 737 | 857 | 973 | 1158 | 1358 | 1568 | 1794 | 2057 | 2324 | 2609 | 2911 | 3218 | 3547 | 3824 | 4144 | 4482 | 4839 | 5213 | 7 | 141 | 179 | 214 | 248 | 324 | 378 | 429 | 535 | 632 | 728 | 841 | 985 | 1059 | 1161 | 1263 | 1405 | 1517 | 1655 | 1775 | 1939 | 2099 | 2290 | 2438 | 2387 | 2427 | 2549 | 2634 | 2686 | 2832 | 7 | 14 | 17 | 21 | 25 | 150 | 157 | 166 | 297 | 425 | 554 | 678 | 803 | 926 | 1048 | 1164 | 1303 | 1435 | 1570 | 1720 | 1852 | 1887 | 1923 | 1976 | 2045 | 2182 | 2271 | 2373 | 2478 | 2588 | 7 | 31 | 53 | 80 | 110 | 269 | 328 | 398 | 585 | 772 | 962 | 1151 | 1340 | 1524 | 1703 | 1885 | 2067 | 2243 | 2419 | 2608 | 2800 | 2977 | 3149 | 3316 | 3405 | 3474 | 3538 | 3614 | 3706 | 3811 | 7 | 169 | 193 | 214 | 233 | 336 | 365 | 393 | 531 | 679 | 836 | 1006 | 1188 | 1348 | 1527 | 1700 | 1928 | 2163 | 2351 | 2537 | 2722 | 2883 | 3086 | 3245 | 3177 | 3162 | 3290 | 3416 | 3518 | 3680
PSS | PEN-Y-GROES T1 | 1 | 5 | 7 | 9 | 10 | 19 | 27 | 36 | 46 | 57 | 76 | 94 | 115 | 137 | 160 | 201 | 249 | 304 | 514 | 591 | 650 | 719 | 788 | 863 | 939 | 1007 | 1078 | 1152 | 1227 | 1305 | 1 | 32 | 85 | 169 | 249 | 299 | 384 | 460 | 528 | 591 | 660 | 721 | 847 | 964 | 1063 | 1156 | 1280 | 1384 | 1676 | 1843 | 1973 | 2113 | 2252 | 2388 | 2740 | 2720 | 2763 | 2804 | 2858 | 2910 | 1 | 14 | 24 | 35 | 46 | 62 | 84 | 109 | 138 | 171 | 206 | 228 | 255 | 286 | 324 | 346 | 426 | 509 | 712 | 795 | 874 | 965 | 1060 | 1155 | 1251 | 1339 | 1429 | 1515 | 1602 | 1686 | 1 | 50 | 101 | 161 | 229 | 314 | 449 | 612 | 779 | 956 | 1142 | 1326 | 1508 | 1689 | 1868 | 2019 | 2193 | 2368 | 2663 | 2834 | 3009 | 3137 | 3250 | 3347 | 3439 | 3555 | 3628 | 3684 | 3739 | 3789 | 1 | 42 | 88 | 127 | 162 | 200 | 253 | 302 | 363 | 428 | 501 | 581 | 696 | 821 | 947 | 1058 | 1212 | 1360 | 1694 | 1853 | 2005 | 2152 | 2288 | 2395 | 2623 | 2672 | 2798 | 2922 | 3046 | 3163
PSS | PENMAENMAWR T1 | 2 | 33 | 39 | 44 | 50 | 81 | 106 | 132 | 160 | 190 | 226 | 262 | 298 | 336 | 371 | 437 | 509 | 589 | 675 | 775 | 862 | 957 | 1058 | 1162 | 1272 | 1366 | 1472 | 1582 | 1697 | 1817 | 2 | 27 | 94 | 173 | 252 | 318 | 435 | 538 | 632 | 718 | 807 | 888 | 1052 | 1190 | 1307 | 1430 | 1567 | 1678 | 1880 | 2041 | 2181 | 2343 | 2445 | 2534 | 2430 | 2401 | 2448 | 2486 | 2533 | 2594 | 2 | 43 | 73 | 103 | 134 | 167 | 204 | 243 | 284 | 328 | 373 | 410 | 450 | 493 | 536 | 569 | 638 | 708 | 778 | 853 | 921 | 981 | 1042 | 1107 | 1175 | 1248 | 1315 | 1379 | 1445 | 1512 | 2 | 73 | 131 | 198 | 277 | 370 | 501 | 649 | 790 | 935 | 1085 | 1234 | 1381 | 1527 | 1668 | 1815 | 1954 | 2090 | 2219 | 2348 | 2479 | 2583 | 2677 | 2762 | 2830 | 2912 | 2965 | 3012 | 3061 | 3109 | 2 | 74 | 133 | 186 | 240 | 293 | 368 | 438 | 523 | 616 | 717 | 818 | 962 | 1110 | 1250 | 1379 | 1548 | 1714 | 1894 | 2046 | 2181 | 2329 | 2427 | 2493 | 2429 | 2450 | 2556 | 2659 | 2753 | 2859
PSS | PENTRAETH T1 | 1 | 2 | 2 | 2 | 2 | 8 | 15 | 23 | 32 | 42 | 57 | 70 | 84 | 99 | 115 | 144 | 176 | 215 | 259 | 308 | 339 | 372 | 408 | 443 | 479 | 508 | 542 | 580 | 617 | 658 | 1 | 14 | 54 | 92 | 124 | 167 | 234 | 298 | 358 | 416 | 491 | 566 | 696 | 820 | 938 | 1020 | 1216 | 1387 | 1586 | 1757 | 1906 | 2065 | 2160 | 2248 | 2470 | 2502 | 2571 | 2602 | 2633 | 2677 | 1 | 6 | 12 | 19 | 27 | 36 | 45 | 55 | 67 | 81 | 104 | 132 | 167 | 209 | 258 | 291 | 431 | 578 | 731 | 890 | 1055 | 1232 | 1419 | 1614 | 1814 | 2012 | 2216 | 2418 | 2620 | 2821 | 1 | 24 | 56 | 93 | 134 | 183 | 260 | 352 | 471 | 597 | 731 | 856 | 981 | 1106 | 1231 | 1395 | 1514 | 1632 | 1746 | 1858 | 1981 | 2072 | 2142 | 2183 | 2226 | 2273 | 2317 | 2361 | 2404 | 2445 | 1 | 22 | 70 | 120 | 169 | 222 | 283 | 344 | 419 | 502 | 598 | 722 | 874 | 1053 | 1244 | 1401 | 1652 | 1893 | 2130 | 2331 | 2594 | 2818 | 2989 | 3133 | 3342 | 3505 | 3730 | 3915 | 4107 | 4292
PSS | PILKINGTONS HO T1 / SOMERFIELD DISTRIBUTION T1 / RAVENHEAD RETAIL PARK T1 | 1 | 1 | 1 | 1 | 1 | 1 | 1 | 1 | 1 | 1 | 1 | 1 | 1 | 1 | 1 | 1 | 1 | 1 | 1 | 1 | 1 | 1 | 1 | 1 | 1 | 1 | 1 | 2 | 2 | 2 | 1 | 1 | 1 | 1 | 1 | 1 | 1 | 1 | 1 | 1 | 1 | 1 | 1 | 1 | 1 | 1 | 1 | 1 | 1 | 1 | 1 | 1 | 1 | 1 | 1 | 1 | 1 | 1 | 1 | 1 | 1 | 1 | 1 | 1 | 1 | 1 | 1 | 1 | 1 | 1 | 1 | 1 | 1 | 1 | 1 | 1 | 1 | 1 | 1 | 1 | 1 | 1 | 1 | 1 | 1 | 1 | 1 | 1 | 1 | 1 | 1 | 1 | 1 | 1 | 1 | 1 | 1 | 1 | 1 | 1 | 1 | 1 | 1 | 1 | 1 | 1 | 1 | 1 | 1 | 1 | 1 | 1 | 1 | 1 | 1 | 1 | 1 | 1 | 1 | 1 | 1 | 0 | 0 | 0 | 0 | 0 | 0 | 0 | 0 | 0 | 0 | 0 | 0 | 0 | 0 | 0 | 0 | 0 | 0 | 0 | 0 | 0 | 0 | 0 | 0 | 0 | 0 | 0 | 0 | 0
PSS | PILKINGTONS T1 / PILKINGTONS T2 | 1 | 4 | 5 | 6 | 7 | 14 | 20 | 27 | 35 | 43 | 57 | 71 | 86 | 102 | 119 | 150 | 185 | 225 | 270 | 321 | 361 | 405 | 452 | 504 | 558 | 600 | 650 | 700 | 753 | 806 | 1 | 22 | 57 | 102 | 152 | 178 | 218 | 257 | 288 | 318 | 353 | 385 | 446 | 508 | 563 | 610 | 683 | 748 | 874 | 978 | 1060 | 1144 | 1219 | 1284 | 1486 | 1499 | 1535 | 1564 | 1598 | 1634 | 1 | 9 | 16 | 24 | 33 | 45 | 62 | 81 | 103 | 129 | 157 | 174 | 195 | 219 | 248 | 265 | 327 | 390 | 453 | 519 | 579 | 646 | 717 | 788 | 861 | 929 | 997 | 1063 | 1130 | 1196 | 1 | 31 | 66 | 106 | 152 | 208 | 298 | 411 | 531 | 660 | 794 | 929 | 1062 | 1194 | 1326 | 1424 | 1553 | 1683 | 1814 | 1945 | 2079 | 2178 | 2264 | 2337 | 2409 | 2495 | 2549 | 2590 | 2631 | 2667 | 1 | 31 | 60 | 80 | 102 | 123 | 152 | 180 | 214 | 251 | 294 | 344 | 410 | 486 | 565 | 633 | 731 | 826 | 952 | 1058 | 1171 | 1269 | 1358 | 1424 | 1556 | 1605 | 1695 | 1780 | 1865 | 1947
PSS | POINT OF AYR COLLIERY T1 | 3 | 45 | 54 | 63 | 71 | 113 | 151 | 192 | 230 | 271 | 317 | 364 | 411 | 459 | 504 | 593 | 685 | 785 | 892 | 1012 | 1126 | 1248 | 1379 | 1513 | 1654 | 1776 | 1912 | 2053 | 2201 | 2356 | 3 | 25 | 62 | 112 | 171 | 214 | 286 | 352 | 411 | 465 | 521 | 578 | 670 | 755 | 836 | 918 | 995 | 1059 | 1158 | 1243 | 1331 | 1414 | 1506 | 1575 | 1576 | 1595 | 1653 | 1695 | 1732 | 1796 | 3 | 51 | 97 | 143 | 190 | 235 | 287 | 342 | 394 | 448 | 504 | 553 | 604 | 658 | 712 | 761 | 838 | 916 | 995 | 1079 | 1154 | 1205 | 1258 | 1318 | 1383 | 1464 | 1531 | 1600 | 1670 | 1743 | 3 | 70 | 128 | 195 | 273 | 356 | 471 | 602 | 731 | 866 | 1006 | 1146 | 1284 | 1422 | 1555 | 1678 | 1811 | 1945 | 2078 | 2211 | 2351 | 2463 | 2566 | 2661 | 2731 | 2803 | 2856 | 2904 | 2957 | 3012 | 3 | 95 | 145 | 190 | 238 | 284 | 345 | 405 | 477 | 557 | 642 | 733 | 838 | 954 | 1072 | 1185 | 1316 | 1450 | 1573 | 1682 | 1794 | 1881 | 1983 | 2060 | 2038 | 2051 | 2139 | 2228 | 2312 | 2409
PSS | PORTHMADOG T1 / PORTHMADOG T2 | 5 | 61 | 71 | 82 | 92 | 144 | 190 | 241 | 289 | 341 | 401 | 461 | 523 | 586 | 647 | 761 | 883 | 1018 | 1166 | 1328 | 1479 | 1642 | 1814 | 1988 | 2173 | 2333 | 2511 | 2699 | 2893 | 3097 | 5 | 39 | 115 | 212 | 314 | 399 | 540 | 670 | 783 | 888 | 998 | 1103 | 1296 | 1464 | 1616 | 1769 | 1953 | 2101 | 2361 | 2571 | 2700 | 2820 | 2965 | 3081 | 3002 | 2992 | 3068 | 3128 | 3191 | 3284 | 5 | 73 | 129 | 186 | 244 | 301 | 367 | 437 | 505 | 577 | 651 | 714 | 781 | 852 | 925 | 984 | 1093 | 1204 | 1316 | 1433 | 1539 | 1621 | 1706 | 1798 | 1895 | 2011 | 2109 | 2208 | 2308 | 2410 | 5 | 110 | 197 | 299 | 416 | 547 | 732 | 942 | 1144 | 1354 | 1570 | 1785 | 1999 | 2211 | 2417 | 2618 | 2823 | 3023 | 3220 | 3416 | 3616 | 3776 | 3923 | 4056 | 4157 | 4272 | 4351 | 4423 | 4499 | 4576 | 5 | 126 | 207 | 282 | 358 | 432 | 535 | 633 | 750 | 877 | 1017 | 1161 | 1346 | 1545 | 1741 | 1921 | 2158 | 2397 | 2645 | 2859 | 3011 | 3153 | 3304 | 3410 | 3344 | 3379 | 3529 | 3674 | 3808 | 3962
PSS | PREES T1 | 12 | 72 | 85 | 97 | 109 | 174 | 228 | 287 | 345 | 407 | 481 | 556 | 632 | 710 | 789 | 933 | 1088 | 1256 | 1440 | 1643 | 1834 | 2038 | 2256 | 2482 | 2719 | 2922 | 3150 | 3385 | 3633 | 3890 | 12 | 68 | 133 | 199 | 300 | 356 | 445 | 531 | 603 | 673 | 748 | 829 | 942 | 1061 | 1156 | 1234 | 1379 | 1507 | 1721 | 1900 | 2071 | 2229 | 2379 | 2482 | 2617 | 2695 | 2805 | 2887 | 2955 | 3069 | 12 | 81 | 151 | 219 | 288 | 362 | 446 | 535 | 625 | 722 | 821 | 902 | 989 | 1083 | 1185 | 1266 | 1426 | 1588 | 1752 | 1923 | 2079 | 2202 | 2331 | 2471 | 2620 | 2792 | 2941 | 3096 | 3251 | 3408 | 12 | 118 | 220 | 335 | 468 | 619 | 829 | 1083 | 1350 | 1635 | 1932 | 2226 | 2520 | 2812 | 3103 | 3324 | 3611 | 3902 | 4195 | 4495 | 4802 | 5042 | 5257 | 5451 | 5610 | 5781 | 5898 | 5996 | 6107 | 6211 | 12 | 155 | 236 | 301 | 372 | 443 | 527 | 613 | 720 | 840 | 968 | 1114 | 1269 | 1458 | 1644 | 1806 | 2043 | 2287 | 2543 | 2769 | 3013 | 3202 | 3402 | 3547 | 3598 | 3676 | 3868 | 4053 | 4231 | 4428
PSS | PRIMROSE HALL T1 | 0 | 4 | 5 | 6 | 6 | 11 | 16 | 21 | 27 | 33 | 40 | 47 | 54 | 61 | 68 | 81 | 95 | 110 | 128 | 147 | 164 | 181 | 198 | 216 | 236 | 254 | 271 | 291 | 311 | 332 | 0 | 4 | 10 | 16 | 25 | 34 | 47 | 61 | 73 | 86 | 102 | 119 | 146 | 171 | 197 | 215 | 260 | 298 | 341 | 379 | 409 | 437 | 453 | 463 | 459 | 473 | 492 | 501 | 508 | 520 | 0 | 5 | 10 | 16 | 22 | 28 | 34 | 40 | 47 | 54 | 63 | 73 | 85 | 98 | 113 | 125 | 159 | 194 | 232 | 271 | 311 | 349 | 389 | 432 | 478 | 526 | 571 | 619 | 665 | 713 | 0 | 8 | 18 | 28 | 40 | 54 | 74 | 97 | 126 | 157 | 190 | 221 | 252 | 283 | 314 | 352 | 381 | 409 | 439 | 467 | 498 | 522 | 542 | 555 | 567 | 578 | 588 | 599 | 611 | 622 | 0 | 12 | 23 | 36 | 48 | 62 | 76 | 91 | 110 | 132 | 155 | 186 | 221 | 262 | 307 | 345 | 405 | 462 | 518 | 567 | 624 | 670 | 706 | 735 | 744 | 781 | 832 | 875 | 916 | 961
PSS | PWLLHELI T1 | 5 | 7 | 7 | 7 | 7 | 10 | 12 | 14 | 16 | 18 | 23 | 28 | 33 | 38 | 45 | 57 | 71 | 87 | 106 | 129 | 139 | 151 | 162 | 172 | 184 | 194 | 205 | 216 | 228 | 241 | 5 | 10 | 72 | 130 | 178 | 236 | 342 | 435 | 520 | 596 | 679 | 749 | 913 | 1043 | 1149 | 1259 | 1384 | 1482 | 1642 | 1768 | 1870 | 2000 | 2135 | 2291 | 2621 | 2534 | 2548 | 2561 | 2595 | 2622 | 5 | 16 | 18 | 20 | 22 | 24 | 26 | 29 | 32 | 35 | 41 | 48 | 57 | 67 | 81 | 89 | 126 | 164 | 203 | 242 | 283 | 338 | 395 | 451 | 506 | 554 | 608 | 659 | 709 | 757 | 5 | 37 | 62 | 93 | 128 | 173 | 241 | 313 | 375 | 435 | 497 | 556 | 615 | 674 | 732 | 836 | 889 | 935 | 974 | 1004 | 1037 | 1060 | 1080 | 1092 | 1105 | 1130 | 1144 | 1161 | 1176 | 1189 | 5 | 8 | 48 | 89 | 126 | 163 | 223 | 277 | 338 | 403 | 476 | 548 | 673 | 791 | 901 | 1003 | 1132 | 1256 | 1385 | 1490 | 1582 | 1701 | 1801 | 1893 | 2139 | 2150 | 2231 | 2308 | 2386 | 2457
PSS | RADWAY GREEN T1 | 2 | 4 | 4 | 4 | 4 | 12 | 20 | 29 | 39 | 51 | 69 | 85 | 103 | 122 | 142 | 178 | 220 | 270 | 326 | 388 | 425 | 466 | 508 | 550 | 593 | 628 | 670 | 714 | 760 | 810 | 2 | 21 | 100 | 172 | 234 | 314 | 445 | 566 | 678 | 785 | 910 | 1027 | 1259 | 1462 | 1646 | 1797 | 2068 | 2301 | 2600 | 2850 | 3062 | 3302 | 3480 | 3662 | 4087 | 4066 | 4143 | 4184 | 4235 | 4296 | 2 | 14 | 21 | 29 | 38 | 48 | 59 | 71 | 85 | 101 | 128 | 161 | 202 | 250 | 308 | 347 | 511 | 683 | 862 | 1047 | 1238 | 1451 | 1675 | 1905 | 2140 | 2369 | 2608 | 2843 | 3077 | 3308 | 2 | 46 | 94 | 150 | 212 | 289 | 408 | 544 | 703 | 867 | 1039 | 1201 | 1363 | 1524 | 1685 | 1915 | 2065 | 2211 | 2350 | 2482 | 2626 | 2732 | 2814 | 2863 | 2913 | 2976 | 3030 | 3084 | 3136 | 3186 | 2 | 26 | 101 | 176 | 247 | 322 | 421 | 515 | 628 | 752 | 893 | 1062 | 1291 | 1543 | 1804 | 2024 | 2358 | 2675 | 2994 | 3259 | 3582 | 3880 | 4114 | 4315 | 4676 | 4847 | 5123 | 5357 | 5597 | 5827
PSS | RAVEN SQUARE T1 | 6 | 32 | 37 | 41 | 45 | 69 | 92 | 113 | 135 | 158 | 186 | 213 | 240 | 268 | 297 | 350 | 408 | 472 | 541 | 616 | 678 | 747 | 817 | 888 | 964 | 1027 | 1101 | 1177 | 1257 | 1342 | 6 | 15 | 81 | 141 | 196 | 264 | 385 | 491 | 588 | 678 | 776 | 866 | 1046 | 1196 | 1328 | 1457 | 1626 | 1765 | 1964 | 2122 | 2265 | 2432 | 2597 | 2674 | 2489 | 2452 | 2496 | 2525 | 2560 | 2610 | 6 | 40 | 67 | 94 | 117 | 141 | 169 | 193 | 218 | 244 | 274 | 306 | 341 | 378 | 420 | 454 | 534 | 619 | 704 | 791 | 876 | 960 | 1048 | 1138 | 1231 | 1331 | 1428 | 1525 | 1621 | 1718 | 6 | 63 | 110 | 164 | 223 | 293 | 392 | 493 | 592 | 691 | 791 | 889 | 986 | 1082 | 1177 | 1324 | 1414 | 1500 | 1578 | 1649 | 1724 | 1787 | 1840 | 1881 | 1910 | 1946 | 1976 | 2009 | 2043 | 2078 | 6 | 54 | 113 | 173 | 230 | 287 | 371 | 446 | 535 | 634 | 743 | 857 | 1018 | 1184 | 1347 | 1497 | 1699 | 1896 | 2085 | 2241 | 2397 | 2565 | 2715 | 2785 | 2695 | 2744 | 2873 | 2989 | 3100 | 3219
PSS | REFORM ST T1 | 2 | 30 | 35 | 39 | 44 | 68 | 88 | 109 | 131 | 154 | 178 | 202 | 226 | 250 | 270 | 309 | 351 | 394 | 441 | 495 | 550 | 610 | 672 | 736 | 802 | 860 | 927 | 996 | 1069 | 1144 | 2 | 4 | 6 | 9 | 17 | 26 | 42 | 56 | 70 | 83 | 95 | 111 | 125 | 138 | 153 | 171 | 193 | 210 | 229 | 245 | 272 | 299 | 333 | 360 | 342 | 347 | 369 | 383 | 391 | 417 | 2 | 30 | 54 | 78 | 102 | 126 | 150 | 174 | 198 | 222 | 246 | 270 | 294 | 318 | 338 | 358 | 378 | 398 | 418 | 442 | 463 | 463 | 463 | 466 | 473 | 494 | 505 | 519 | 534 | 550 | 2 | 30 | 48 | 68 | 92 | 116 | 140 | 164 | 188 | 212 | 236 | 260 | 284 | 308 | 328 | 350 | 371 | 393 | 415 | 441 | 468 | 494 | 521 | 548 | 560 | 565 | 574 | 585 | 599 | 618 | 2 | 49 | 63 | 78 | 95 | 112 | 131 | 150 | 175 | 204 | 233 | 263 | 290 | 321 | 351 | 381 | 420 | 462 | 490 | 519 | 546 | 569 | 604 | 632 | 605 | 593 | 611 | 631 | 646 | 672
PSS | RHM FOODS LTD T1 | 0 | 0 | 0 | 0 | 0 | 0 | 0 | 0 | 0 | 0 | 0 | 0 | 0 | 0 | 0 | 0 | 0 | 0 | 0 | 0 | 0 | 0 | 0 | 0 | 0 | 0 | 0 | 0 | 0 | 0 | 0 | 0 | 0 | 0 | 0 | 0 | 0 | 0 | 0 | 0 | 0 | 0 | 0 | 0 | 0 | 0 | 0 | 0 | 0 | 0 | 0 | 0 | 0 | 0 | 0 | 0 | 0 | 0 | 0 | 0 | 0 | 0 | 0 | 0 | 0 | 0 | 0 | 0 | 0 | 0 | 0 | 0 | 0 | 0 | 0 | 0 | 0 | 0 | 0 | 0 | 0 | 0 | 0 | 0 | 0 | 0 | 0 | 0 | 0 | 0 | 0 | 0 | 0 | 0 | 0 | 0 | 0 | 0 | 0 | 0 | 0 | 0 | 0 | 0 | 0 | 0 | 0 | 0 | 0 | 0 | 0 | 0 | 0 | 0 | 0 | 0 | 0 | 0 | 0 | 0 | 0 | 0 | 0 | 0 | 0 | 0 | 0 | 0 | 0 | 0 | 0 | 0 | 0 | 0 | 0 | 0 | 0 | 0 | 0 | 0 | 0 | 0 | 0 | 0 | 0 | 0 | 0 | 0 | 0 | 0
PSS | RHOSLAN T1 | 8 | 84 | 99 | 115 | 129 | 204 | 269 | 337 | 408 | 480 | 567 | 654 | 738 | 824 | 912 | 1073 | 1245 | 1433 | 1633 | 1862 | 2076 | 2309 | 2556 | 2811 | 3080 | 3309 | 3567 | 3835 | 4116 | 4410 | 8 | 59 | 117 | 206 | 313 | 384 | 498 | 600 | 694 | 780 | 872 | 971 | 1113 | 1252 | 1397 | 1483 | 1633 | 1761 | 1969 | 2147 | 2323 | 2489 | 2656 | 2779 | 2852 | 2913 | 3029 | 3113 | 3185 | 3310 | 8 | 93 | 174 | 256 | 334 | 418 | 514 | 611 | 713 | 816 | 926 | 1019 | 1113 | 1213 | 1320 | 1409 | 1566 | 1727 | 1890 | 2062 | 2219 | 2329 | 2444 | 2571 | 2710 | 2880 | 3022 | 3171 | 3320 | 3473 | 8 | 131 | 239 | 364 | 505 | 664 | 883 | 1137 | 1402 | 1677 | 1967 | 2255 | 2537 | 2818 | 3098 | 3328 | 3605 | 3885 | 4164 | 4452 | 4746 | 4982 | 5195 | 5391 | 5540 | 5699 | 5810 | 5910 | 6020 | 6128 | 8 | 180 | 269 | 347 | 428 | 510 | 613 | 712 | 838 | 976 | 1127 | 1294 | 1471 | 1679 | 1902 | 2075 | 2323 | 2579 | 2831 | 3058 | 3296 | 3482 | 3688 | 3841 | 3845 | 3897 | 4083 | 4266 | 4439 | 4635
PSS | RHUDDLAN T1 | 3 | 49 | 58 | 66 | 74 | 120 | 158 | 199 | 241 | 287 | 339 | 390 | 441 | 489 | 538 | 627 | 728 | 835 | 951 | 1081 | 1199 | 1326 | 1456 | 1589 | 1726 | 1847 | 1982 | 2126 | 2278 | 2435 | 3 | 24 | 83 | 139 | 194 | 265 | 382 | 488 | 590 | 684 | 788 | 895 | 1076 | 1234 | 1387 | 1520 | 1738 | 1922 | 2153 | 2347 | 2483 | 2615 | 2725 | 2812 | 2689 | 2706 | 2792 | 2840 | 2880 | 2958 | 3 | 55 | 104 | 153 | 199 | 245 | 292 | 340 | 389 | 439 | 496 | 557 | 623 | 689 | 762 | 823 | 962 | 1107 | 1255 | 1412 | 1566 | 1701 | 1843 | 1996 | 2155 | 2335 | 2504 | 2675 | 2847 | 3019 | 3 | 77 | 141 | 215 | 297 | 389 | 509 | 640 | 783 | 929 | 1080 | 1225 | 1370 | 1510 | 1650 | 1838 | 1976 | 2108 | 2236 | 2363 | 2498 | 2609 | 2706 | 2782 | 2833 | 2884 | 2933 | 2986 | 3044 | 3107 | 3 | 95 | 171 | 248 | 323 | 402 | 499 | 593 | 713 | 842 | 984 | 1147 | 1342 | 1557 | 1780 | 1978 | 2263 | 2545 | 2802 | 3024 | 3240 | 3425 | 3593 | 3721 | 3672 | 3776 | 3982 | 4158 | 4328 | 4516
PSS | RHYD-Y-FOEL T1 | 4 | 71 | 85 | 98 | 110 | 177 | 233 | 293 | 352 | 413 | 483 | 553 | 624 | 696 | 765 | 893 | 1034 | 1184 | 1345 | 1526 | 1697 | 1882 | 2077 | 2277 | 2489 | 2670 | 2874 | 3087 | 3312 | 3545 | 4 | 34 | 80 | 144 | 220 | 278 | 368 | 453 | 526 | 597 | 666 | 745 | 856 | 962 | 1033 | 1100 | 1211 | 1304 | 1445 | 1563 | 1690 | 1808 | 1936 | 2032 | 2051 | 2086 | 2172 | 2233 | 2281 | 2375 | 4 | 77 | 148 | 220 | 289 | 361 | 438 | 517 | 595 | 677 | 759 | 832 | 908 | 988 | 1069 | 1138 | 1250 | 1365 | 1482 | 1601 | 1709 | 1776 | 1846 | 1925 | 2013 | 2131 | 2224 | 2323 | 2423 | 2526 | 4 | 102 | 186 | 283 | 391 | 512 | 668 | 847 | 1027 | 1214 | 1408 | 1601 | 1793 | 1983 | 2169 | 2332 | 2519 | 2707 | 2896 | 3086 | 3282 | 3443 | 3591 | 3727 | 3825 | 3925 | 3998 | 4068 | 4144 | 4222 | 4 | 143 | 213 | 276 | 345 | 412 | 495 | 575 | 676 | 787 | 905 | 1033 | 1169 | 1329 | 1469 | 1599 | 1783 | 1977 | 2152 | 2308 | 2468 | 2594 | 2742 | 2854 | 2827 | 2847 | 2970 | 3096 | 3212 | 3348
PSS | RHYDLYDAN T2 | 5 | 46 | 54 | 62 | 70 | 110 | 144 | 181 | 219 | 256 | 297 | 338 | 380 | 422 | 465 | 545 | 632 | 727 | 821 | 935 | 1045 | 1161 | 1287 | 1415 | 1552 | 1669 | 1800 | 1935 | 2077 | 2226 | 5 | 24 | 48 | 72 | 116 | 145 | 187 | 228 | 266 | 298 | 332 | 362 | 394 | 430 | 476 | 516 | 585 | 643 | 731 | 808 | 890 | 966 | 1045 | 1100 | 1141 | 1175 | 1232 | 1271 | 1302 | 1362 | 5 | 49 | 90 | 132 | 174 | 218 | 265 | 314 | 365 | 414 | 464 | 507 | 553 | 601 | 652 | 696 | 769 | 843 | 914 | 993 | 1064 | 1109 | 1156 | 1207 | 1266 | 1344 | 1406 | 1471 | 1538 | 1608 | 5 | 63 | 111 | 167 | 231 | 303 | 396 | 504 | 618 | 734 | 855 | 975 | 1094 | 1213 | 1332 | 1428 | 1548 | 1668 | 1786 | 1914 | 2044 | 2150 | 2248 | 2338 | 2403 | 2467 | 2516 | 2559 | 2609 | 2661 | 5 | 87 | 124 | 158 | 195 | 233 | 277 | 321 | 380 | 440 | 505 | 572 | 632 | 710 | 798 | 876 | 991 | 1109 | 1218 | 1321 | 1431 | 1518 | 1616 | 1689 | 1692 | 1714 | 1797 | 1877 | 1951 | 2040
PSS | RINGWAY T1 | 4 | 73 | 86 | 98 | 110 | 178 | 235 | 296 | 355 | 418 | 487 | 555 | 623 | 688 | 753 | 873 | 1004 | 1143 | 1288 | 1452 | 1611 | 1782 | 1960 | 2140 | 2328 | 2493 | 2678 | 2873 | 3079 | 3296 | 4 | 23 | 56 | 85 | 126 | 178 | 261 | 337 | 408 | 477 | 550 | 635 | 748 | 815 | 901 | 970 | 1118 | 1246 | 1373 | 1487 | 1619 | 1749 | 1858 | 1940 | 1894 | 1942 | 2034 | 2089 | 2121 | 2207 | 4 | 75 | 143 | 211 | 279 | 348 | 417 | 487 | 554 | 622 | 695 | 771 | 851 | 930 | 1014 | 1089 | 1224 | 1363 | 1501 | 1650 | 1793 | 1893 | 1998 | 2117 | 2245 | 2409 | 2551 | 2700 | 2850 | 3001 | 4 | 87 | 152 | 227 | 315 | 408 | 517 | 635 | 763 | 895 | 1032 | 1164 | 1296 | 1423 | 1550 | 1706 | 1833 | 1960 | 2082 | 2210 | 2345 | 2463 | 2569 | 2659 | 2712 | 2754 | 2800 | 2853 | 2915 | 2984 | 4 | 133 | 200 | 267 | 341 | 416 | 503 | 590 | 698 | 820 | 949 | 1098 | 1252 | 1407 | 1580 | 1734 | 1966 | 2203 | 2386 | 2556 | 2758 | 2918 | 3083 | 3215 | 3179 | 3242 | 3406 | 3552 | 3693 | 3855
PSS | RIVALS T1 | 5 | 59 | 69 | 80 | 90 | 140 | 184 | 232 | 278 | 326 | 380 | 435 | 490 | 546 | 599 | 697 | 803 | 919 | 1044 | 1182 | 1315 | 1458 | 1610 | 1766 | 1930 | 2071 | 2228 | 2393 | 2569 | 2749 | 5 | 25 | 59 | 106 | 163 | 205 | 273 | 336 | 391 | 444 | 497 | 554 | 637 | 715 | 769 | 820 | 903 | 973 | 1079 | 1168 | 1263 | 1353 | 1452 | 1525 | 1540 | 1568 | 1632 | 1680 | 1716 | 1789 | 5 | 64 | 118 | 172 | 227 | 280 | 340 | 403 | 463 | 525 | 589 | 646 | 705 | 767 | 829 | 882 | 968 | 1054 | 1141 | 1233 | 1316 | 1366 | 1418 | 1477 | 1543 | 1631 | 1701 | 1777 | 1852 | 1929 | 5 | 81 | 143 | 216 | 299 | 387 | 505 | 639 | 773 | 914 | 1060 | 1205 | 1349 | 1492 | 1630 | 1751 | 1891 | 2032 | 2173 | 2317 | 2464 | 2585 | 2698 | 2801 | 2874 | 2949 | 3005 | 3055 | 3113 | 3174 | 5 | 112 | 163 | 210 | 262 | 311 | 374 | 436 | 512 | 598 | 687 | 783 | 888 | 1007 | 1113 | 1210 | 1350 | 1498 | 1630 | 1749 | 1869 | 1966 | 2080 | 2166 | 2145 | 2158 | 2252 | 2347 | 2433 | 2539
PSS | ROLLS ROYCE T1 / ROLLS ROYCE T2 / ROLLS ROYCE T3 | 11 | 11 | 11 | 11 | 11 | 11 | 11 | 11 | 119 | 234 | 354 | 474 | 590 | 706 | 818 | 985 | 1162 | 1351 | 1549 | 1779 | 2020 | 2279 | 2553 | 2832 | 3128 | 3381 | 3671 | 3979 | 4304 | 4648 | 11 | 141 | 136 | 130 | 125 | 129 | 133 | 136 | 200 | 262 | 320 | 401 | 469 | 530 | 622 | 714 | 828 | 919 | 1008 | 1092 | 1224 | 1356 | 1518 | 1644 | 1588 | 1626 | 1733 | 1804 | 1840 | 1969 | 11 | 11 | 11 | 11 | 11 | 11 | 11 | 11 | 131 | 251 | 371 | 491 | 607 | 723 | 835 | 947 | 1055 | 1163 | 1267 | 1387 | 1490 | 1490 | 1490 | 1507 | 1540 | 1645 | 1700 | 1771 | 1845 | 1925 | 11 | 11 | 11 | 11 | 11 | 11 | 11 | 11 | 131 | 251 | 371 | 491 | 607 | 723 | 835 | 951 | 1063 | 1177 | 1287 | 1415 | 1543 | 1672 | 1803 | 1934 | 1988 | 2013 | 2051 | 2104 | 2174 | 2261 | 11 | 157 | 157 | 157 | 157 | 157 | 157 | 157 | 260 | 372 | 491 | 624 | 743 | 874 | 1023 | 1171 | 1353 | 1543 | 1680 | 1823 | 1966 | 2096 | 2266 | 2403 | 2334 | 2306 | 2393 | 2480 | 2541 | 2665
PSS | ROSSETT T1 | 18 | 118 | 139 | 159 | 178 | 279 | 362 | 453 | 544 | 641 | 751 | 862 | 970 | 1080 | 1189 | 1394 | 1614 | 1851 | 2104 | 2390 | 2663 | 2961 | 3273 | 3595 | 3934 | 4226 | 4552 | 4894 | 5253 | 5623 | 18 | 71 | 138 | 226 | 345 | 423 | 539 | 652 | 750 | 844 | 942 | 1052 | 1132 | 1232 | 1351 | 1456 | 1638 | 1794 | 2039 | 2248 | 2462 | 2661 | 2862 | 3005 | 3124 | 3213 | 3358 | 3461 | 3543 | 3697 | 18 | 128 | 234 | 342 | 447 | 558 | 679 | 805 | 933 | 1067 | 1204 | 1321 | 1440 | 1567 | 1698 | 1812 | 2005 | 2203 | 2399 | 2608 | 2798 | 2926 | 3059 | 3209 | 3373 | 3581 | 3751 | 3930 | 4111 | 4296 | 18 | 167 | 299 | 451 | 623 | 814 | 1068 | 1366 | 1676 | 2004 | 2345 | 2684 | 3017 | 3350 | 3676 | 3940 | 4269 | 4601 | 4932 | 5276 | 5630 | 5914 | 6174 | 6413 | 6590 | 6776 | 6908 | 7029 | 7160 | 7295 | 18 | 228 | 333 | 424 | 523 | 623 | 740 | 857 | 1005 | 1172 | 1349 | 1546 | 1705 | 1915 | 2147 | 2358 | 2659 | 2971 | 3273 | 3547 | 3837 | 4068 | 4321 | 4512 | 4527 | 4592 | 4815 | 5033 | 5237 | 5476
PSS | ROYAL INSURANCE (NEW QUAY) T1 / ROYAL INSURANCE (NEW QUAY) T2 | 0 | 0 | 24 | 47 | 69 | 181 | 276 | 379 | 480 | 584 | 692 | 800 | 908 | 1012 | 1112 | 1289 | 1474 | 1671 | 1875 | 2111 | 2357 | 2620 | 2896 | 3179 | 3475 | 3732 | 4025 | 4333 | 4657 | 4997 | 0 | 122 | 138 | 152 | 191 | 237 | 309 | 378 | 442 | 500 | 552 | 624 | 687 | 742 | 824 | 913 | 1021 | 1107 | 1194 | 1274 | 1399 | 1524 | 1682 | 1806 | 1726 | 1749 | 1849 | 1917 | 1953 | 2075 | 0 | 0 | 120 | 240 | 356 | 468 | 584 | 700 | 812 | 920 | 1028 | 1136 | 1244 | 1348 | 1448 | 1552 | 1652 | 1752 | 1848 | 1960 | 2056 | 2056 | 2056 | 2072 | 2102 | 2201 | 2252 | 2319 | 2388 | 2462 | 0 | 0 | 88 | 189 | 305 | 417 | 533 | 649 | 761 | 869 | 977 | 1085 | 1193 | 1297 | 1397 | 1507 | 1614 | 1721 | 1826 | 1947 | 2070 | 2193 | 2317 | 2442 | 2495 | 2520 | 2559 | 2611 | 2678 | 2762 | 0 | 71 | 213 | 284 | 368 | 446 | 540 | 630 | 747 | 873 | 1003 | 1138 | 1255 | 1390 | 1536 | 1687 | 1875 | 2077 | 2210 | 2347 | 2472 | 2583 | 2744 | 2872 | 2751 | 2700 | 2784 | 2875 | 2944 | 3066
PSS | RUABON T1 | 15 | 20 | 20 | 20 | 20 | 25 | 29 | 33 | 38 | 43 | 55 | 67 | 80 | 94 | 108 | 136 | 168 | 206 | 249 | 298 | 321 | 348 | 374 | 400 | 426 | 448 | 473 | 499 | 527 | 554 | 15 | 22 | 165 | 299 | 409 | 545 | 787 | 1002 | 1197 | 1374 | 1565 | 1728 | 2106 | 2404 | 2647 | 2901 | 3182 | 3407 | 3774 | 4063 | 4297 | 4593 | 4905 | 5265 | 6027 | 5825 | 5853 | 5884 | 5963 | 6023 | 15 | 39 | 42 | 46 | 50 | 55 | 60 | 66 | 72 | 80 | 92 | 107 | 126 | 148 | 179 | 197 | 279 | 362 | 447 | 534 | 624 | 745 | 871 | 994 | 1115 | 1220 | 1339 | 1448 | 1555 | 1662 | 15 | 89 | 148 | 218 | 298 | 401 | 557 | 720 | 862 | 999 | 1138 | 1273 | 1407 | 1538 | 1668 | 1906 | 2025 | 2128 | 2213 | 2279 | 2349 | 2403 | 2446 | 2473 | 2501 | 2556 | 2591 | 2627 | 2661 | 2691 | 15 | 18 | 110 | 205 | 289 | 373 | 511 | 632 | 773 | 921 | 1089 | 1254 | 1539 | 1809 | 2059 | 2291 | 2584 | 2863 | 3157 | 3394 | 3600 | 3868 | 4095 | 4305 | 4870 | 4890 | 5070 | 5244 | 5417 | 5577
PSS | SALTNEY GRID T1 | 2 | 42 | 49 | 56 | 63 | 100 | 131 | 165 | 200 | 233 | 268 | 303 | 339 | 375 | 412 | 479 | 549 | 627 | 704 | 797 | 888 | 986 | 1090 | 1195 | 1308 | 1405 | 1516 | 1632 | 1752 | 1878 | 2 | 8 | 31 | 57 | 87 | 116 | 164 | 207 | 248 | 282 | 318 | 354 | 409 | 458 | 491 | 524 | 572 | 612 | 661 | 705 | 761 | 814 | 879 | 930 | 905 | 913 | 952 | 981 | 1002 | 1049 | 2 | 45 | 82 | 120 | 158 | 197 | 237 | 278 | 319 | 357 | 395 | 431 | 468 | 505 | 544 | 579 | 625 | 672 | 715 | 766 | 810 | 827 | 844 | 867 | 895 | 942 | 974 | 1011 | 1047 | 1087 | 2 | 54 | 91 | 135 | 185 | 239 | 304 | 374 | 442 | 509 | 576 | 643 | 710 | 776 | 842 | 909 | 977 | 1044 | 1106 | 1175 | 1244 | 1306 | 1366 | 1424 | 1456 | 1486 | 1513 | 1540 | 1571 | 1607 | 2 | 74 | 107 | 138 | 173 | 207 | 250 | 291 | 344 | 399 | 458 | 517 | 582 | 655 | 717 | 778 | 859 | 947 | 1011 | 1075 | 1136 | 1188 | 1256 | 1307 | 1271 | 1263 | 1308 | 1357 | 1400 | 1455
PSS | SANDBACH T1 | 3 | 6 | 6 | 6 | 6 | 14 | 21 | 29 | 38 | 48 | 65 | 81 | 98 | 116 | 136 | 171 | 211 | 260 | 312 | 373 | 408 | 448 | 487 | 527 | 567 | 600 | 638 | 679 | 722 | 767 | 3 | 21 | 114 | 202 | 275 | 369 | 528 | 672 | 805 | 928 | 1070 | 1201 | 1468 | 1698 | 1897 | 2071 | 2350 | 2585 | 2904 | 3167 | 3389 | 3646 | 3857 | 4083 | 4591 | 4529 | 4596 | 4636 | 4694 | 4756 | 3 | 18 | 25 | 33 | 41 | 50 | 60 | 71 | 83 | 98 | 122 | 152 | 188 | 231 | 284 | 319 | 467 | 622 | 783 | 949 | 1121 | 1317 | 1523 | 1733 | 1947 | 2152 | 2368 | 2579 | 2789 | 2996 | 3 | 55 | 105 | 165 | 232 | 317 | 446 | 591 | 749 | 910 | 1077 | 1236 | 1395 | 1552 | 1709 | 1945 | 2091 | 2229 | 2359 | 2478 | 2608 | 2705 | 2781 | 2826 | 2871 | 2934 | 2984 | 3035 | 3084 | 3131 | 3 | 25 | 105 | 185 | 262 | 340 | 448 | 551 | 672 | 805 | 954 | 1126 | 1371 | 1631 | 1893 | 2119 | 2448 | 2762 | 3080 | 3344 | 3646 | 3944 | 4180 | 4386 | 4799 | 4940 | 5199 | 5424 | 5655 | 5873
PSS | SHAWBURY T1 | 24 | 29 | 32 | 35 | 37 | 53 | 66 | 82 | 208 | 342 | 492 | 643 | 792 | 943 | 1093 | 1330 | 1584 | 1864 | 2162 | 2505 | 2835 | 3193 | 3575 | 3969 | 4387 | 4739 | 5140 | 5562 | 6006 | 6471 | 24 | 149 | 259 | 364 | 472 | 529 | 619 | 702 | 836 | 963 | 1096 | 1245 | 1443 | 1636 | 1849 | 1988 | 2220 | 2419 | 2720 | 2980 | 3253 | 3510 | 3775 | 3966 | 4091 | 4201 | 4390 | 4522 | 4623 | 4827 | 24 | 41 | 58 | 76 | 96 | 123 | 161 | 205 | 376 | 554 | 735 | 894 | 1056 | 1227 | 1403 | 1555 | 1801 | 2051 | 2300 | 2566 | 2808 | 2957 | 3113 | 3291 | 3488 | 3748 | 3955 | 4177 | 4400 | 4630 | 24 | 89 | 166 | 256 | 357 | 482 | 681 | 933 | 1321 | 1730 | 2153 | 2574 | 2989 | 3403 | 3810 | 4143 | 4547 | 4954 | 5360 | 5783 | 6217 | 6569 | 6894 | 7192 | 7405 | 7624 | 7784 | 7930 | 8094 | 8263 | 24 | 225 | 288 | 334 | 380 | 428 | 489 | 551 | 729 | 922 | 1132 | 1377 | 1635 | 1933 | 2258 | 2520 | 2892 | 3268 | 3641 | 3985 | 4356 | 4654 | 4980 | 5226 | 5273 | 5362 | 5637 | 5898 | 6136 | 6433
PSS | SMALLWOOD T1 | 15 | 22 | 50 | 77 | 102 | 236 | 350 | 474 | 599 | 730 | 879 | 1031 | 1184 | 1337 | 1489 | 1760 | 2054 | 2375 | 2718 | 3110 | 3479 | 3881 | 4305 | 4745 | 5210 | 5602 | 6050 | 6515 | 7003 | 7508 | 15 | 127 | 303 | 474 | 669 | 793 | 987 | 1170 | 1333 | 1485 | 1644 | 1815 | 2066 | 2308 | 2561 | 2716 | 2988 | 3222 | 3601 | 3925 | 4243 | 4541 | 4842 | 5058 | 5216 | 5334 | 5545 | 5698 | 5825 | 6051 | 15 | 39 | 182 | 327 | 470 | 619 | 788 | 965 | 1146 | 1333 | 1526 | 1687 | 1859 | 2038 | 2226 | 2385 | 2674 | 2969 | 3264 | 3578 | 3864 | 4069 | 4284 | 4521 | 4777 | 5089 | 5351 | 5625 | 5900 | 6178 | 15 | 106 | 302 | 528 | 784 | 1070 | 1463 | 1927 | 2409 | 2915 | 3441 | 3964 | 4484 | 4997 | 5504 | 5917 | 6424 | 6935 | 7445 | 7972 | 8512 | 8941 | 9330 | 9685 | 9958 | 10250 | 10455 | 10635 | 10831 | 11028 | 15 | 238 | 397 | 535 | 682 | 826 | 1007 | 1183 | 1404 | 1646 | 1906 | 2195 | 2511 | 2881 | 3271 | 3580 | 4030 | 4492 | 4947 | 5362 | 5796 | 6137 | 6512 | 6791 | 6823 | 6931 | 7271 | 7604 | 7916 | 8275
PSS | SNOWHILL T1 | 6 | 78 | 91 | 105 | 117 | 181 | 236 | 293 | 351 | 409 | 473 | 537 | 597 | 657 | 717 | 828 | 941 | 1061 | 1188 | 1332 | 1481 | 1640 | 1807 | 1977 | 2156 | 2311 | 2488 | 2673 | 2867 | 3071 | 6 | 16 | 24 | 31 | 51 | 78 | 122 | 159 | 197 | 229 | 260 | 303 | 337 | 369 | 419 | 469 | 531 | 579 | 629 | 676 | 748 | 819 | 910 | 982 | 934 | 946 | 1003 | 1042 | 1063 | 1133 | 6 | 78 | 146 | 214 | 278 | 342 | 410 | 474 | 538 | 598 | 662 | 726 | 786 | 846 | 906 | 966 | 1022 | 1078 | 1134 | 1198 | 1253 | 1253 | 1253 | 1262 | 1279 | 1336 | 1365 | 1403 | 1442 | 1485 | 6 | 78 | 128 | 185 | 249 | 313 | 381 | 445 | 509 | 569 | 633 | 697 | 757 | 817 | 877 | 941 | 1001 | 1062 | 1124 | 1194 | 1264 | 1335 | 1407 | 1479 | 1510 | 1525 | 1547 | 1577 | 1617 | 1665 | 6 | 128 | 168 | 208 | 254 | 300 | 354 | 404 | 473 | 546 | 624 | 705 | 770 | 850 | 938 | 1025 | 1134 | 1251 | 1328 | 1407 | 1478 | 1540 | 1632 | 1706 | 1631 | 1599 | 1647 | 1701 | 1741 | 1811
PSS | ST ASAPH BUSINESS PK T1 | 0 | 0 | 0 | 0 | 0 | 0 | 0 | 0 | 0 | 0 | 0 | 0 | 0 | 0 | 0 | 0 | 0 | 0 | 0 | 0 | 0 | 0 | 0 | 0 | 0 | 0 | 0 | 0 | 0 | 0 | 0 | 0 | 0 | 0 | 0 | 0 | 0 | 0 | 0 | 0 | 0 | 0 | 0 | 0 | 0 | 0 | 0 | 0 | 0 | 0 | 0 | 0 | 0 | 0 | 0 | 0 | 0 | 0 | 0 | 0 | 0 | 0 | 0 | 0 | 0 | 0 | 0 | 0 | 0 | 0 | 0 | 0 | 0 | 0 | 0 | 0 | 0 | 0 | 0 | 0 | 0 | 0 | 0 | 0 | 0 | 0 | 0 | 0 | 0 | 0 | 0 | 0 | 0 | 0 | 0 | 0 | 0 | 0 | 0 | 0 | 0 | 0 | 0 | 0 | 0 | 0 | 0 | 0 | 0 | 0 | 0 | 0 | 0 | 0 | 0 | 0 | 0 | 0 | 0 | 0 | 0 | 0 | 0 | 0 | 0 | 0 | 0 | 0 | 0 | 0 | 0 | 0 | 0 | 0 | 0 | 0 | 0 | 0 | 0 | 0 | 0 | 0 | 0 | 0 | 0 | 0 | 0 | 0 | 0 | 0
PSS | ST HELENS RD T1 | 1 | 4 | 5 | 6 | 7 | 12 | 15 | 18 | 23 | 28 | 38 | 47 | 57 | 68 | 80 | 101 | 128 | 158 | 190 | 226 | 251 | 281 | 310 | 341 | 374 | 401 | 433 | 463 | 497 | 530 | 1 | 20 | 83 | 156 | 222 | 280 | 385 | 477 | 560 | 635 | 714 | 780 | 938 | 1064 | 1167 | 1273 | 1386 | 1474 | 1648 | 1783 | 1891 | 2022 | 2167 | 2326 | 2694 | 2616 | 2631 | 2654 | 2699 | 2734 | 1 | 14 | 18 | 22 | 28 | 35 | 45 | 56 | 69 | 84 | 99 | 109 | 121 | 135 | 153 | 163 | 200 | 239 | 277 | 316 | 352 | 401 | 451 | 501 | 550 | 589 | 632 | 671 | 710 | 749 | 1 | 43 | 79 | 123 | 172 | 235 | 331 | 440 | 540 | 642 | 746 | 850 | 953 | 1055 | 1156 | 1272 | 1368 | 1459 | 1546 | 1623 | 1703 | 1762 | 1814 | 1858 | 1902 | 1963 | 1999 | 2029 | 2057 | 2080 | 1 | 21 | 63 | 102 | 135 | 170 | 227 | 279 | 338 | 400 | 470 | 538 | 654 | 767 | 869 | 965 | 1084 | 1198 | 1336 | 1446 | 1537 | 1651 | 1754 | 1844 | 2099 | 2100 | 2176 | 2255 | 2331 | 2404
PSS | STAPELEY T1 | 2 | 4 | 4 | 4 | 4 | 9 | 14 | 20 | 26 | 33 | 45 | 56 | 68 | 81 | 95 | 119 | 149 | 183 | 221 | 264 | 288 | 317 | 343 | 371 | 399 | 422 | 449 | 477 | 506 | 537 | 2 | 15 | 85 | 151 | 204 | 273 | 391 | 497 | 595 | 687 | 791 | 886 | 1083 | 1250 | 1396 | 1525 | 1725 | 1890 | 2121 | 2308 | 2467 | 2653 | 2809 | 2978 | 3353 | 3302 | 3348 | 3375 | 3418 | 3461 | 2 | 13 | 18 | 23 | 29 | 35 | 42 | 49 | 57 | 67 | 83 | 103 | 128 | 158 | 194 | 217 | 319 | 426 | 536 | 651 | 768 | 902 | 1044 | 1188 | 1335 | 1475 | 1622 | 1767 | 1910 | 2052 | 2 | 40 | 76 | 119 | 167 | 229 | 322 | 427 | 538 | 651 | 769 | 881 | 992 | 1102 | 1213 | 1381 | 1484 | 1581 | 1668 | 1751 | 1839 | 1906 | 1958 | 1989 | 2021 | 2065 | 2099 | 2135 | 2168 | 2201 | 2 | 17 | 75 | 134 | 188 | 244 | 322 | 396 | 484 | 578 | 685 | 807 | 985 | 1171 | 1357 | 1519 | 1752 | 1974 | 2199 | 2386 | 2595 | 2805 | 2973 | 3120 | 3422 | 3516 | 3697 | 3854 | 4014 | 4165
PSS | TACO PLASTICS T1 / TACO PLASTICS T2 / UNITED PERIPHERALS T1 | 2 | 30 | 35 | 41 | 46 | 74 | 97 | 122 | 147 | 170 | 198 | 222 | 246 | 270 | 294 | 339 | 386 | 437 | 490 | 552 | 616 | 684 | 756 | 828 | 904 | 971 | 1046 | 1126 | 1209 | 1297 | 2 | 9 | 12 | 15 | 24 | 35 | 53 | 70 | 86 | 100 | 112 | 129 | 143 | 155 | 175 | 196 | 222 | 242 | 264 | 284 | 315 | 346 | 385 | 417 | 397 | 403 | 428 | 445 | 454 | 484 | 2 | 30 | 58 | 86 | 114 | 142 | 170 | 198 | 226 | 250 | 278 | 302 | 326 | 350 | 374 | 398 | 422 | 446 | 470 | 498 | 522 | 522 | 522 | 526 | 534 | 558 | 571 | 588 | 605 | 624 | 2 | 30 | 50 | 74 | 102 | 130 | 158 | 186 | 214 | 238 | 266 | 290 | 314 | 338 | 362 | 388 | 413 | 440 | 466 | 496 | 527 | 558 | 589 | 620 | 634 | 640 | 650 | 663 | 681 | 701 | 2 | 53 | 70 | 86 | 106 | 126 | 148 | 170 | 200 | 230 | 264 | 295 | 322 | 353 | 389 | 424 | 470 | 519 | 553 | 587 | 618 | 646 | 686 | 718 | 688 | 675 | 696 | 719 | 736 | 767
PSS | TARPORLEY T1 | 8 | 44 | 52 | 61 | 68 | 107 | 143 | 179 | 217 | 258 | 309 | 360 | 412 | 466 | 523 | 625 | 738 | 857 | 988 | 1138 | 1270 | 1413 | 1566 | 1727 | 1896 | 2040 | 2199 | 2364 | 2538 | 2718 | 8 | 58 | 116 | 195 | 292 | 349 | 445 | 530 | 605 | 677 | 755 | 831 | 962 | 1087 | 1210 | 1318 | 1480 | 1612 | 1854 | 2007 | 2144 | 2271 | 2394 | 2483 | 2556 | 2600 | 2685 | 2745 | 2808 | 2896 | 8 | 54 | 98 | 144 | 186 | 234 | 294 | 355 | 421 | 492 | 566 | 623 | 685 | 753 | 828 | 885 | 1014 | 1143 | 1273 | 1408 | 1534 | 1645 | 1761 | 1884 | 2013 | 2150 | 2276 | 2403 | 2530 | 2658 | 8 | 91 | 173 | 269 | 375 | 500 | 685 | 904 | 1133 | 1377 | 1632 | 1886 | 2137 | 2387 | 2636 | 2835 | 3083 | 3327 | 3571 | 3819 | 4075 | 4269 | 4443 | 4598 | 4729 | 4880 | 4979 | 5062 | 5148 | 5231 | 8 | 107 | 176 | 233 | 290 | 347 | 424 | 496 | 587 | 686 | 797 | 919 | 1065 | 1235 | 1413 | 1571 | 1794 | 2011 | 2259 | 2443 | 2639 | 2804 | 2963 | 3075 | 3107 | 3186 | 3359 | 3519 | 3675 | 3841
PSS | TARVIN T1 | 5 | 12 | 16 | 20 | 23 | 45 | 63 | 84 | 108 | 135 | 176 | 218 | 263 | 311 | 363 | 455 | 562 | 683 | 821 | 975 | 1095 | 1231 | 1375 | 1530 | 1696 | 1830 | 1980 | 2134 | 2292 | 2456 | 5 | 70 | 176 | 328 | 489 | 574 | 710 | 838 | 948 | 1052 | 1168 | 1275 | 1482 | 1685 | 1866 | 2021 | 2258 | 2461 | 2864 | 3192 | 3451 | 3716 | 3962 | 4179 | 4841 | 4868 | 4973 | 5061 | 5169 | 5281 | 5 | 31 | 53 | 78 | 105 | 141 | 192 | 251 | 319 | 396 | 479 | 531 | 593 | 667 | 754 | 807 | 992 | 1183 | 1376 | 1574 | 1759 | 1962 | 2175 | 2394 | 2615 | 2823 | 3029 | 3232 | 3434 | 3635 | 5 | 99 | 207 | 333 | 475 | 651 | 931 | 1281 | 1649 | 2044 | 2458 | 2870 | 3278 | 3684 | 4087 | 4394 | 4793 | 5189 | 5588 | 5985 | 6394 | 6693 | 6955 | 7180 | 7396 | 7659 | 7821 | 7948 | 8076 | 8187 | 5 | 95 | 184 | 255 | 321 | 391 | 484 | 574 | 685 | 807 | 943 | 1102 | 1313 | 1557 | 1807 | 2022 | 2332 | 2633 | 3029 | 3359 | 3703 | 4012 | 4286 | 4498 | 4934 | 5080 | 5359 | 5620 | 5884 | 6138
PSS | TRYWERYN T1 | 1 | 2 | 3 | 4 | 5 | 9 | 12 | 15 | 20 | 25 | 31 | 38 | 45 | 53 | 62 | 76 | 95 | 115 | 138 | 163 | 183 | 206 | 232 | 258 | 286 | 309 | 336 | 364 | 391 | 419 | 1 | 19 | 43 | 64 | 87 | 94 | 106 | 119 | 128 | 138 | 150 | 161 | 180 | 202 | 224 | 238 | 269 | 296 | 352 | 398 | 434 | 468 | 496 | 515 | 593 | 610 | 631 | 646 | 660 | 678 | 1 | 5 | 9 | 13 | 17 | 24 | 33 | 44 | 56 | 69 | 84 | 93 | 104 | 117 | 132 | 141 | 173 | 206 | 239 | 275 | 308 | 343 | 379 | 416 | 453 | 490 | 527 | 563 | 600 | 635 | 1 | 14 | 31 | 50 | 72 | 98 | 141 | 196 | 257 | 323 | 393 | 462 | 530 | 598 | 666 | 711 | 778 | 846 | 916 | 985 | 1058 | 1111 | 1156 | 1195 | 1233 | 1279 | 1307 | 1328 | 1349 | 1368 | 1 | 16 | 29 | 37 | 45 | 53 | 64 | 75 | 88 | 102 | 119 | 143 | 167 | 199 | 235 | 265 | 310 | 355 | 412 | 464 | 520 | 567 | 606 | 635 | 685 | 715 | 760 | 802 | 845 | 887
PSS | TWYFORDS T1 | 2 | 4 | 4 | 4 | 4 | 8 | 11 | 15 | 19 | 24 | 33 | 41 | 49 | 58 | 68 | 86 | 108 | 131 | 159 | 190 | 207 | 226 | 245 | 263 | 282 | 297 | 315 | 335 | 355 | 376 | 2 | 13 | 75 | 133 | 181 | 242 | 347 | 442 | 528 | 607 | 696 | 775 | 947 | 1086 | 1205 | 1319 | 1473 | 1602 | 1788 | 1939 | 2064 | 2214 | 2352 | 2506 | 2840 | 2777 | 2806 | 2826 | 2863 | 2896 | 2 | 12 | 15 | 18 | 22 | 26 | 30 | 35 | 41 | 48 | 59 | 72 | 88 | 108 | 133 | 149 | 217 | 288 | 360 | 435 | 512 | 605 | 703 | 800 | 899 | 992 | 1092 | 1187 | 1282 | 1375 | 2 | 35 | 65 | 100 | 140 | 190 | 267 | 351 | 435 | 519 | 606 | 688 | 771 | 853 | 934 | 1065 | 1140 | 1210 | 1272 | 1327 | 1386 | 1431 | 1465 | 1486 | 1508 | 1541 | 1565 | 1590 | 1613 | 1636 | 2 | 12 | 60 | 108 | 150 | 195 | 262 | 322 | 394 | 470 | 558 | 651 | 795 | 940 | 1083 | 1209 | 1383 | 1551 | 1722 | 1862 | 2009 | 2166 | 2296 | 2410 | 2670 | 2724 | 2851 | 2964 | 3079 | 3187
PSS | TYWYN T1 | 5 | 9 | 11 | 13 | 15 | 26 | 34 | 44 | 55 | 68 | 89 | 110 | 132 | 156 | 181 | 229 | 282 | 344 | 411 | 490 | 549 | 615 | 686 | 761 | 839 | 903 | 974 | 1050 | 1126 | 1204 | 5 | 42 | 102 | 201 | 294 | 355 | 457 | 550 | 633 | 709 | 793 | 866 | 1023 | 1161 | 1281 | 1392 | 1538 | 1657 | 1896 | 2089 | 2241 | 2406 | 2570 | 2729 | 3160 | 3132 | 3181 | 3226 | 3289 | 3348 | 5 | 21 | 32 | 43 | 56 | 73 | 97 | 125 | 158 | 195 | 234 | 258 | 288 | 323 | 365 | 390 | 479 | 570 | 663 | 757 | 846 | 947 | 1053 | 1160 | 1269 | 1367 | 1467 | 1562 | 1658 | 1753 | 5 | 61 | 119 | 188 | 265 | 362 | 516 | 703 | 892 | 1091 | 1299 | 1507 | 1713 | 1918 | 2122 | 2295 | 2493 | 2691 | 2884 | 3073 | 3268 | 3411 | 3534 | 3642 | 3744 | 3875 | 3954 | 4017 | 4080 | 4134 | 5 | 46 | 101 | 147 | 190 | 233 | 296 | 356 | 427 | 504 | 592 | 686 | 823 | 971 | 1117 | 1245 | 1423 | 1594 | 1814 | 1994 | 2170 | 2343 | 2496 | 2621 | 2910 | 2968 | 3111 | 3249 | 3387 | 3518
PSS | VAUXHALL NORTH RD T1 | 0 | 0 | 0 | 0 | 0 | 0 | 0 | 0 | 0 | 0 | 0 | 0 | 0 | 0 | 0 | 0 | 0 | 0 | 0 | 0 | 0 | 0 | 0 | 0 | 0 | 0 | 0 | 0 | 0 | 0 | 0 | 0 | 0 | 0 | 0 | 0 | 0 | 0 | 0 | 0 | 0 | 0 | 0 | 0 | 0 | 0 | 0 | 0 | 0 | 0 | 0 | 0 | 0 | 0 | 0 | 0 | 0 | 0 | 0 | 0 | 0 | 0 | 0 | 0 | 0 | 0 | 0 | 0 | 0 | 0 | 0 | 0 | 0 | 0 | 0 | 0 | 0 | 0 | 0 | 0 | 0 | 0 | 0 | 0 | 0 | 0 | 0 | 0 | 0 | 0 | 0 | 0 | 0 | 0 | 0 | 0 | 0 | 0 | 0 | 0 | 0 | 0 | 0 | 0 | 0 | 0 | 0 | 0 | 0 | 0 | 0 | 0 | 0 | 0 | 0 | 0 | 0 | 0 | 0 | 0 | 0 | 0 | 0 | 0 | 0 | 0 | 0 | 0 | 0 | 0 | 0 | 0 | 0 | 0 | 0 | 0 | 0 | 0 | 0 | 0 | 0 | 0 | 0 | 0 | 0 | 0 | 0 | 0 | 0 | 0
PSS | WAENFAWR T1 | 3 | 27 | 33 | 39 | 45 | 78 | 105 | 135 | 166 | 197 | 240 | 284 | 326 | 369 | 416 | 502 | 596 | 702 | 817 | 949 | 1065 | 1193 | 1327 | 1468 | 1616 | 1742 | 1881 | 2028 | 2179 | 2336 | 3 | 59 | 120 | 199 | 301 | 359 | 453 | 539 | 615 | 684 | 764 | 838 | 971 | 1100 | 1220 | 1326 | 1481 | 1614 | 1863 | 2068 | 2242 | 2419 | 2541 | 2628 | 2697 | 2734 | 2813 | 2875 | 2939 | 3021 | 3 | 38 | 71 | 105 | 141 | 182 | 231 | 285 | 344 | 405 | 472 | 522 | 574 | 632 | 698 | 744 | 867 | 994 | 1123 | 1256 | 1381 | 1499 | 1622 | 1752 | 1885 | 2024 | 2152 | 2280 | 2408 | 2536 | 3 | 78 | 155 | 245 | 347 | 470 | 653 | 876 | 1109 | 1354 | 1614 | 1872 | 2124 | 2375 | 2625 | 2821 | 3068 | 3317 | 3564 | 3814 | 4072 | 4267 | 4440 | 4593 | 4727 | 4883 | 4984 | 5066 | 5151 | 5230 | 3 | 92 | 158 | 209 | 263 | 318 | 389 | 458 | 544 | 634 | 738 | 855 | 997 | 1161 | 1332 | 1482 | 1694 | 1903 | 2155 | 2372 | 2595 | 2795 | 2950 | 3059 | 3097 | 3184 | 3359 | 3522 | 3679 | 3845
PSS | WELSHPOOL GRID T1 | 8 | 38 | 45 | 53 | 59 | 97 | 128 | 163 | 199 | 235 | 281 | 324 | 369 | 416 | 464 | 551 | 646 | 750 | 866 | 996 | 1115 | 1245 | 1383 | 1525 | 1676 | 1803 | 1947 | 2100 | 2255 | 2419 | 8 | 51 | 99 | 148 | 213 | 252 | 306 | 362 | 409 | 453 | 502 | 553 | 627 | 705 | 787 | 837 | 934 | 1019 | 1172 | 1300 | 1418 | 1525 | 1624 | 1692 | 1801 | 1858 | 1934 | 1989 | 2036 | 2112 | 8 | 45 | 83 | 122 | 163 | 208 | 260 | 316 | 376 | 436 | 503 | 551 | 604 | 662 | 725 | 773 | 882 | 995 | 1108 | 1227 | 1336 | 1428 | 1523 | 1627 | 1737 | 1858 | 1965 | 2077 | 2187 | 2299 | 8 | 73 | 139 | 216 | 304 | 405 | 549 | 726 | 915 | 1114 | 1326 | 1533 | 1738 | 1942 | 2146 | 2296 | 2500 | 2705 | 2913 | 3128 | 3348 | 3517 | 3668 | 3803 | 3916 | 4042 | 4126 | 4196 | 4271 | 4342 | 8 | 96 | 147 | 188 | 232 | 277 | 329 | 383 | 453 | 527 | 610 | 705 | 804 | 928 | 1062 | 1165 | 1325 | 1487 | 1667 | 1825 | 2000 | 2133 | 2270 | 2370 | 2421 | 2484 | 2620 | 2750 | 2876 | 3012
PSS | WEM EAST T1 | 5 | 6 | 6 | 6 | 6 | 9 | 12 | 15 | 19 | 138 | 145 | 271 | 397 | 520 | 640 | 812 | 996 | 1197 | 1407 | 1493 | 1570 | 1647 | 1723 | 1801 | 1879 | 1955 | 2032 | 2110 | 2189 | 2269 | 5 | 26 | 64 | 99 | 128 | 165 | 230 | 288 | 342 | 451 | 509 | 644 | 823 | 975 | 1149 | 1309 | 1495 | 1650 | 1806 | 1869 | 1927 | 1983 | 2034 | 2081 | 1942 | 1912 | 1939 | 1956 | 1980 | 2006 | 5 | 11 | 14 | 17 | 20 | 24 | 28 | 32 | 37 | 163 | 173 | 305 | 440 | 573 | 706 | 836 | 1007 | 1183 | 1356 | 1422 | 1491 | 1570 | 1653 | 1737 | 1824 | 1906 | 1992 | 2076 | 2160 | 2244 | 5 | 25 | 45 | 69 | 96 | 130 | 182 | 241 | 305 | 490 | 558 | 742 | 926 | 1105 | 1281 | 1495 | 1670 | 1843 | 2007 | 2061 | 2117 | 2161 | 2194 | 2217 | 2240 | 2269 | 2294 | 2319 | 2342 | 2365 | 5 | 48 | 79 | 113 | 143 | 175 | 219 | 260 | 310 | 465 | 531 | 724 | 942 | 1166 | 1413 | 1647 | 1927 | 2209 | 2434 | 2512 | 2595 | 2663 | 2731 | 2779 | 2665 | 2673 | 2766 | 2865 | 2971 | 3059
PSS | WEM T1 | 16 | 104 | 123 | 140 | 157 | 247 | 322 | 405 | 486 | 574 | 674 | 776 | 879 | 980 | 1085 | 1275 | 1484 | 1709 | 1949 | 2220 | 2474 | 2748 | 3040 | 3341 | 3660 | 3931 | 4236 | 4553 | 4885 | 5231 | 16 | 77 | 150 | 250 | 382 | 467 | 597 | 719 | 828 | 930 | 1037 | 1151 | 1319 | 1481 | 1651 | 1753 | 1940 | 2098 | 2356 | 2574 | 2787 | 2986 | 3185 | 3329 | 3439 | 3519 | 3659 | 3761 | 3848 | 3996 | 16 | 117 | 212 | 309 | 404 | 505 | 618 | 735 | 854 | 981 | 1111 | 1220 | 1336 | 1455 | 1584 | 1689 | 1887 | 2084 | 2285 | 2496 | 2689 | 2830 | 2977 | 3138 | 3313 | 3521 | 3698 | 3883 | 4068 | 4257 | 16 | 163 | 295 | 448 | 619 | 814 | 1079 | 1393 | 1718 | 2063 | 2422 | 2778 | 3133 | 3481 | 3828 | 4107 | 4455 | 4802 | 5150 | 5508 | 5875 | 6165 | 6428 | 6669 | 6854 | 7055 | 7194 | 7316 | 7448 | 7580 | 16 | 211 | 317 | 410 | 508 | 608 | 727 | 844 | 993 | 1159 | 1336 | 1532 | 1746 | 1994 | 2261 | 2468 | 2775 | 3088 | 3397 | 3676 | 3967 | 4196 | 4447 | 4630 | 4650 | 4723 | 4954 | 5179 | 5393 | 5636
PSS | WERVIN T1 | 5 | 92 | 110 | 126 | 142 | 227 | 297 | 373 | 448 | 528 | 617 | 706 | 796 | 884 | 973 | 1135 | 1313 | 1499 | 1699 | 1924 | 2143 | 2378 | 2624 | 2878 | 3148 | 3380 | 3639 | 3911 | 4197 | 4493 | 5 | 42 | 85 | 149 | 233 | 293 | 382 | 467 | 542 | 614 | 688 | 753 | 816 | 888 | 980 | 1061 | 1197 | 1309 | 1479 | 1624 | 1780 | 1926 | 2079 | 2191 | 2250 | 2309 | 2416 | 2493 | 2550 | 2665 | 5 | 98 | 187 | 277 | 364 | 454 | 551 | 651 | 750 | 853 | 958 | 1051 | 1148 | 1246 | 1349 | 1438 | 1581 | 1721 | 1862 | 2013 | 2149 | 2229 | 2313 | 2410 | 2518 | 2664 | 2779 | 2904 | 3029 | 3157 | 5 | 123 | 223 | 339 | 468 | 610 | 791 | 1001 | 1216 | 1443 | 1677 | 1909 | 2140 | 2367 | 2594 | 2781 | 3009 | 3236 | 3465 | 3704 | 3947 | 4148 | 4333 | 4504 | 4625 | 4747 | 4837 | 4920 | 5015 | 5115 | 5 | 184 | 263 | 334 | 413 | 491 | 582 | 672 | 788 | 917 | 1054 | 1192 | 1317 | 1472 | 1647 | 1805 | 2032 | 2263 | 2477 | 2673 | 2875 | 3038 | 3224 | 3365 | 3349 | 3379 | 3534 | 3686 | 3826 | 3996
PSS | WEST FELTON T1 | 6 | 29 | 35 | 41 | 46 | 75 | 99 | 126 | 154 | 180 | 218 | 256 | 292 | 329 | 368 | 438 | 517 | 602 | 698 | 807 | 905 | 1012 | 1126 | 1244 | 1369 | 1475 | 1593 | 1717 | 1845 | 1979 | 6 | 46 | 92 | 139 | 197 | 232 | 284 | 334 | 378 | 418 | 465 | 511 | 582 | 657 | 732 | 793 | 898 | 988 | 1128 | 1245 | 1349 | 1444 | 1531 | 1590 | 1690 | 1739 | 1805 | 1852 | 1898 | 1963 | 6 | 36 | 66 | 97 | 128 | 164 | 206 | 252 | 302 | 352 | 408 | 450 | 493 | 541 | 594 | 634 | 730 | 829 | 929 | 1035 | 1133 | 1219 | 1310 | 1405 | 1506 | 1614 | 1713 | 1814 | 1913 | 2014 | 6 | 61 | 119 | 186 | 262 | 351 | 483 | 645 | 818 | 999 | 1194 | 1387 | 1575 | 1763 | 1950 | 2088 | 2273 | 2460 | 2649 | 2844 | 3044 | 3197 | 3332 | 3453 | 3557 | 3672 | 3751 | 3813 | 3880 | 3943 | 6 | 77 | 122 | 158 | 195 | 236 | 281 | 328 | 389 | 452 | 524 | 609 | 699 | 810 | 929 | 1033 | 1185 | 1337 | 1497 | 1638 | 1795 | 1923 | 2045 | 2132 | 2183 | 2244 | 2369 | 2488 | 2604 | 2727
PSS | WESTON T1 | 6 | 15 | 20 | 24 | 28 | 56 | 79 | 105 | 135 | 169 | 221 | 274 | 330 | 391 | 456 | 573 | 707 | 863 | 1036 | 1229 | 1381 | 1553 | 1736 | 1932 | 2140 | 2311 | 2500 | 2697 | 2899 | 3104 | 6 | 88 | 222 | 411 | 612 | 717 | 886 | 1041 | 1179 | 1306 | 1451 | 1584 | 1841 | 2093 | 2317 | 2512 | 2807 | 3062 | 3565 | 3976 | 4301 | 4633 | 4938 | 5207 | 6032 | 6068 | 6202 | 6312 | 6447 | 6588 | 6 | 38 | 66 | 97 | 131 | 177 | 242 | 317 | 403 | 501 | 605 | 671 | 749 | 842 | 951 | 1018 | 1253 | 1493 | 1738 | 1987 | 2220 | 2477 | 2744 | 3019 | 3300 | 3562 | 3823 | 4080 | 4335 | 4587 | 6 | 124 | 260 | 418 | 597 | 818 | 1170 | 1609 | 2072 | 2570 | 3092 | 3611 | 4126 | 4637 | 5145 | 5531 | 6031 | 6533 | 7035 | 7538 | 8054 | 8434 | 8762 | 9047 | 9319 | 9650 | 9857 | 10016 | 10176 | 10316 | 6 | 119 | 232 | 319 | 403 | 492 | 606 | 720 | 858 | 1010 | 1179 | 1379 | 1640 | 1944 | 2258 | 2528 | 2917 | 3294 | 3791 | 4206 | 4639 | 5029 | 5371 | 5638 | 6179 | 6364 | 6716 | 7046 | 7376 | 7698
PSS | WHEELOCK T1 | 4 | 10 | 13 | 16 | 19 | 37 | 52 | 69 | 88 | 110 | 143 | 178 | 216 | 256 | 299 | 376 | 466 | 570 | 683 | 811 | 910 | 1023 | 1142 | 1269 | 1404 | 1513 | 1637 | 1762 | 1894 | 2028 | 4 | 60 | 153 | 302 | 445 | 531 | 671 | 801 | 914 | 1019 | 1136 | 1242 | 1457 | 1656 | 1828 | 1985 | 2205 | 2390 | 2756 | 3052 | 3286 | 3534 | 3772 | 3994 | 4627 | 4617 | 4703 | 4777 | 4873 | 4971 | 4 | 28 | 46 | 66 | 87 | 116 | 158 | 207 | 263 | 327 | 395 | 438 | 489 | 549 | 620 | 663 | 816 | 973 | 1131 | 1293 | 1443 | 1613 | 1790 | 1971 | 2153 | 2322 | 2493 | 2659 | 2824 | 2987 | 4 | 90 | 185 | 296 | 420 | 575 | 820 | 1121 | 1433 | 1766 | 2114 | 2459 | 2802 | 3142 | 3481 | 3753 | 4086 | 4419 | 4747 | 5073 | 5407 | 5653 | 5866 | 6051 | 6227 | 6447 | 6583 | 6688 | 6793 | 6885 | 4 | 78 | 160 | 228 | 291 | 356 | 446 | 533 | 638 | 754 | 882 | 1026 | 1226 | 1450 | 1675 | 1872 | 2150 | 2417 | 2764 | 3053 | 3344 | 3618 | 3862 | 4055 | 4475 | 4585 | 4821 | 5046 | 5270 | 5487
PSS | WHITCHURCH T1 | 6 | 11 | 14 | 17 | 20 | 38 | 54 | 72 | 93 | 116 | 150 | 186 | 224 | 264 | 308 | 387 | 478 | 581 | 696 | 826 | 930 | 1047 | 1171 | 1305 | 1446 | 1561 | 1690 | 1823 | 1960 | 2099 | 6 | 43 | 134 | 241 | 365 | 421 | 505 | 588 | 658 | 725 | 802 | 876 | 1008 | 1148 | 1276 | 1379 | 1556 | 1711 | 2018 | 2270 | 2470 | 2666 | 2838 | 2978 | 3449 | 3504 | 3597 | 3670 | 3753 | 3844 | 6 | 25 | 45 | 66 | 89 | 120 | 164 | 215 | 273 | 340 | 411 | 456 | 509 | 572 | 647 | 693 | 852 | 1015 | 1181 | 1351 | 1510 | 1680 | 1859 | 2043 | 2233 | 2412 | 2589 | 2763 | 2937 | 3108 | 6 | 78 | 165 | 266 | 379 | 519 | 744 | 1028 | 1333 | 1662 | 2010 | 2355 | 2696 | 3037 | 3375 | 3616 | 3950 | 4287 | 4627 | 4969 | 5321 | 5579 | 5802 | 5996 | 6182 | 6404 | 6543 | 6650 | 6758 | 6852 | 6 | 79 | 148 | 197 | 246 | 297 | 360 | 426 | 506 | 594 | 694 | 817 | 967 | 1150 | 1344 | 1507 | 1751 | 1987 | 2302 | 2565 | 2852 | 3095 | 3311 | 3474 | 3779 | 3914 | 4146 | 4359 | 4575 | 4785
PSS | WIMPEYS PANT QUARRY T1 / WIMPEYS PANT QUARRY T2 | 2 | 22 | 27 | 32 | 37 | 60 | 79 | 101 | 125 | 150 | 183 | 217 | 253 | 290 | 329 | 399 | 477 | 566 | 662 | 768 | 860 | 960 | 1068 | 1181 | 1303 | 1402 | 1515 | 1631 | 1752 | 1875 | 2 | 52 | 107 | 163 | 225 | 263 | 318 | 371 | 416 | 462 | 511 | 562 | 643 | 728 | 813 | 881 | 998 | 1102 | 1293 | 1452 | 1564 | 1666 | 1756 | 1815 | 1934 | 1986 | 2055 | 2104 | 2155 | 2222 | 2 | 29 | 56 | 85 | 111 | 142 | 181 | 224 | 271 | 323 | 378 | 418 | 462 | 513 | 570 | 609 | 718 | 829 | 942 | 1058 | 1165 | 1269 | 1378 | 1492 | 1610 | 1729 | 1840 | 1953 | 2067 | 2180 | 2 | 60 | 124 | 197 | 278 | 374 | 520 | 703 | 900 | 1111 | 1333 | 1554 | 1773 | 1990 | 2206 | 2362 | 2577 | 2794 | 3014 | 3235 | 3463 | 3635 | 3784 | 3915 | 4034 | 4171 | 4259 | 4331 | 4404 | 4470 | 2 | 74 | 123 | 163 | 199 | 239 | 285 | 332 | 391 | 457 | 528 | 617 | 718 | 841 | 974 | 1087 | 1255 | 1420 | 1626 | 1799 | 1972 | 2112 | 2240 | 2332 | 2399 | 2484 | 2633 | 2767 | 2902 | 3040
PSS | WINCHAM T1 | 1 | 18 | 22 | 26 | 29 | 48 | 64 | 82 | 99 | 119 | 141 | 163 | 185 | 208 | 231 | 273 | 321 | 372 | 423 | 481 | 537 | 598 | 661 | 727 | 798 | 857 | 923 | 994 | 1066 | 1142 | 1 | 16 | 34 | 60 | 91 | 112 | 145 | 175 | 203 | 229 | 257 | 286 | 330 | 371 | 413 | 454 | 495 | 532 | 588 | 636 | 684 | 727 | 773 | 807 | 821 | 835 | 866 | 888 | 907 | 940 | 1 | 21 | 40 | 60 | 80 | 101 | 124 | 149 | 175 | 203 | 231 | 255 | 280 | 307 | 336 | 360 | 406 | 449 | 491 | 537 | 578 | 609 | 641 | 677 | 715 | 761 | 800 | 840 | 881 | 922 | 1 | 31 | 60 | 93 | 131 | 175 | 234 | 305 | 378 | 454 | 534 | 613 | 691 | 768 | 845 | 909 | 987 | 1064 | 1138 | 1216 | 1295 | 1358 | 1415 | 1468 | 1507 | 1550 | 1581 | 1608 | 1637 | 1666 | 1 | 45 | 70 | 91 | 113 | 135 | 164 | 191 | 226 | 265 | 306 | 350 | 403 | 462 | 524 | 582 | 652 | 725 | 791 | 852 | 914 | 970 | 1023 | 1064 | 1064 | 1076 | 1126 | 1176 | 1223 | 1276
PSS | WISTASTON HALL T1 | 2 | 2 | 2 | 2 | 2 | 2 | 2 | 2 | 2 | 2 | 2 | 2 | 2 | 2 | 2 | 2 | 2 | 2 | 2 | 2 | 2 | 2 | 2 | 3 | 3 | 3 | 3 | 3 | 3 | 3 | 2 | 2 | 2 | 2 | 2 | 2 | 2 | 2 | 2 | 2 | 2 | 2 | 2 | 2 | 2 | 2 | 2 | 2 | 2 | 2 | 2 | 2 | 2 | 2 | 2 | 2 | 2 | 2 | 2 | 2 | 2 | 2 | 2 | 2 | 2 | 2 | 2 | 2 | 2 | 2 | 2 | 2 | 2 | 2 | 2 | 2 | 2 | 2 | 2 | 2 | 2 | 2 | 2 | 2 | 2 | 2 | 2 | 2 | 2 | 2 | 2 | 2 | 2 | 2 | 2 | 2 | 2 | 2 | 2 | 2 | 2 | 2 | 2 | 2 | 2 | 2 | 2 | 2 | 2 | 2 | 2 | 2 | 2 | 2 | 2 | 2 | 2 | 2 | 2 | 2 | 2 | 0 | 0 | 0 | 0 | 0 | 0 | 0 | 0 | 0 | 0 | 0 | 0 | 0 | 0 | 0 | 0 | 0 | 0 | 0 | 0 | 0 | 0 | 0 | 0 | 0 | 0 | 0 | 0 | 0
PSS | WRENBURY FRITH T1 | 4 | 7 | 8 | 9 | 10 | 17 | 23 | 30 | 38 | 47 | 61 | 75 | 90 | 227 | 361 | 530 | 715 | 916 | 1135 | 1228 | 1310 | 1398 | 1487 | 1581 | 1678 | 1765 | 1857 | 1951 | 2046 | 2143 | 4 | 36 | 72 | 122 | 172 | 198 | 238 | 276 | 308 | 338 | 373 | 405 | 466 | 589 | 742 | 876 | 1047 | 1186 | 1373 | 1458 | 1528 | 1587 | 1649 | 1697 | 1711 | 1715 | 1752 | 1782 | 1820 | 1858 | 4 | 12 | 19 | 27 | 36 | 48 | 65 | 85 | 108 | 134 | 162 | 180 | 201 | 346 | 491 | 625 | 804 | 980 | 1157 | 1223 | 1285 | 1354 | 1424 | 1497 | 1570 | 1641 | 1710 | 1779 | 1847 | 1915 | 4 | 35 | 70 | 111 | 158 | 215 | 306 | 421 | 544 | 676 | 813 | 949 | 1085 | 1341 | 1592 | 1809 | 2059 | 2308 | 2558 | 2694 | 2835 | 2939 | 3029 | 3108 | 3184 | 3274 | 3332 | 3376 | 3423 | 3462 | 4 | 69 | 98 | 119 | 141 | 162 | 190 | 219 | 254 | 294 | 339 | 390 | 455 | 645 | 866 | 1069 | 1324 | 1572 | 1820 | 1915 | 2007 | 2067 | 2141 | 2191 | 2161 | 2180 | 2268 | 2362 | 2461 | 2549
PSS | YOCKINGS GATE T1 | 12 | 86 | 100 | 115 | 128 | 198 | 258 | 321 | 386 | 452 | 528 | 605 | 680 | 756 | 833 | 974 | 1121 | 1282 | 1455 | 1648 | 1834 | 2036 | 2248 | 2465 | 2694 | 2890 | 3113 | 3346 | 3587 | 3840 | 12 | 34 | 102 | 177 | 264 | 337 | 461 | 569 | 670 | 761 | 853 | 951 | 1104 | 1239 | 1376 | 1511 | 1626 | 1723 | 1866 | 1987 | 2121 | 2248 | 2394 | 2509 | 2473 | 2489 | 2578 | 2643 | 2699 | 2802 | 12 | 96 | 171 | 246 | 318 | 393 | 477 | 559 | 644 | 727 | 816 | 896 | 975 | 1057 | 1144 | 1220 | 1332 | 1447 | 1562 | 1685 | 1797 | 1863 | 1932 | 2011 | 2098 | 2219 | 2312 | 2411 | 2512 | 2615 | 12 | 124 | 214 | 318 | 435 | 565 | 738 | 928 | 1117 | 1309 | 1510 | 1710 | 1905 | 2099 | 2292 | 2475 | 2665 | 2853 | 3038 | 3230 | 3424 | 3586 | 3737 | 3878 | 3974 | 4075 | 4147 | 4219 | 4299 | 4381 | 12 | 157 | 237 | 311 | 388 | 465 | 568 | 661 | 782 | 909 | 1050 | 1196 | 1363 | 1547 | 1739 | 1917 | 2116 | 2324 | 2499 | 2661 | 2821 | 2946 | 3102 | 3221 | 3160 | 3162 | 3286 | 3416 | 3537 | 3680
PSS | YSBYTY GLAN CLWYD T1 | 1 | 17 | 20 | 23 | 26 | 43 | 57 | 73 | 88 | 104 | 122 | 140 | 158 | 176 | 194 | 227 | 262 | 301 | 337 | 381 | 423 | 468 | 515 | 563 | 613 | 657 | 706 | 756 | 809 | 865 | 1 | 8 | 21 | 34 | 48 | 67 | 96 | 123 | 150 | 174 | 200 | 228 | 273 | 310 | 349 | 384 | 438 | 472 | 505 | 535 | 570 | 604 | 637 | 663 | 632 | 637 | 660 | 674 | 685 | 709 | 1 | 19 | 36 | 53 | 70 | 87 | 104 | 121 | 139 | 157 | 176 | 196 | 217 | 239 | 262 | 282 | 318 | 353 | 386 | 423 | 459 | 485 | 512 | 541 | 572 | 612 | 648 | 684 | 722 | 760 | 1 | 23 | 42 | 62 | 86 | 113 | 146 | 181 | 218 | 255 | 293 | 330 | 367 | 404 | 441 | 488 | 525 | 560 | 589 | 622 | 657 | 688 | 715 | 739 | 753 | 765 | 777 | 792 | 808 | 826 | 1 | 34 | 53 | 72 | 94 | 115 | 141 | 166 | 199 | 234 | 273 | 316 | 365 | 420 | 477 | 528 | 601 | 667 | 711 | 755 | 805 | 849 | 891 | 925 | 904 | 914 | 955 | 992 | 1030 | 1072
GSP | BIRKENHEAD | 25 | 628 | 730 | 831 | 923 | 1625 | 2112 | 2637 | 3276 | 3948 | 4773 | 5569 | 6383 | 7184 | 7995 | 9468 | 11078 | 12843 | 14754 | 16933 | 18727 | 20679 | 22691 | 24713 | 26832 | 28663 | 30737 | 32926 | 35218 | 37628 | 25 | 627 | 2878 | 4969 | 6801 | 9151 | 13169 | 16759 | 20089 | 23139 | 26432 | 29418 | 35618 | 40610 | 44973 | 49340 | 54684 | 58998 | 65468 | 70652 | 75095 | 80396 | 85813 | 90994 | 97776 | 95456 | 96667 | 97574 | 98937 | 100554 | 25 | 919 | 1506 | 2091 | 2671 | 3375 | 3980 | 4590 | 5321 | 6067 | 6923 | 7834 | 8823 | 9863 | 11034 | 11966 | 14220 | 16544 | 18896 | 21364 | 23814 | 26253 | 28800 | 31429 | 34122 | 36948 | 39725 | 42460 | 45173 | 47907 | 25 | 1704 | 3029 | 4590 | 6370 | 8631 | 11639 | 14806 | 17886 | 20923 | 24012 | 27006 | 29983 | 32897 | 35784 | 40401 | 43126 | 45637 | 47867 | 49917 | 52070 | 53855 | 55400 | 56621 | 57459 | 58573 | 59453 | 60428 | 61417 | 62447 | 25 | 1380 | 3176 | 5015 | 6753 | 8672 | 11259 | 13596 | 16503 | 19606 | 23077 | 26631 | 31897 | 37157 | 42259 | 46941 | 53107 | 59094 | 64945 | 69830 | 74398 | 79563 | 84182 | 87850 | 93203 | 94069 | 97956 | 101586 | 105104 | 108725
GSP | CAPENHURST | 35 | 414 | 484 | 550 | 612 | 1015 | 1355 | 1720 | 2099 | 2499 | 3036 | 3562 | 4107 | 4658 | 5230 | 6287 | 7465 | 8773 | 10206 | 11836 | 13087 | 14478 | 15926 | 17396 | 18944 | 20260 | 21745 | 23297 | 24913 | 26602 | 35 | 503 | 2391 | 4300 | 6015 | 7829 | 10980 | 13796 | 16350 | 18684 | 21222 | 23461 | 28222 | 32138 | 35490 | 38810 | 42915 | 46254 | 51638 | 55952 | 59604 | 63907 | 67934 | 72191 | 78821 | 77172 | 78125 | 78901 | 80103 | 81364 | 35 | 671 | 1074 | 1492 | 1907 | 2353 | 2855 | 3382 | 3934 | 4520 | 5191 | 5812 | 6509 | 7277 | 8173 | 8814 | 10670 | 12584 | 14510 | 16512 | 18482 | 20612 | 22832 | 25102 | 27395 | 29659 | 31936 | 34158 | 36356 | 38559 | 35 | 1412 | 2581 | 3962 | 5529 | 7446 | 10251 | 13348 | 16325 | 19341 | 22439 | 25474 | 28486 | 31454 | 34399 | 38258 | 41075 | 43742 | 46207 | 48520 | 50929 | 52797 | 54407 | 55710 | 56810 | 58274 | 59273 | 60208 | 61143 | 62044 | 35 | 1053 | 2503 | 3923 | 5252 | 6611 | 8604 | 10420 | 12586 | 14903 | 17501 | 20175 | 24196 | 28269 | 32192 | 35765 | 40516 | 45113 | 49948 | 53952 | 57786 | 62016 | 65545 | 68566 | 73561 | 74469 | 77667 | 80684 | 83656 | 86594
GSP | CARRINGTON - FIDDLERS FERRY | 102 | 1106 | 1296 | 1486 | 1658 | 2703 | 3583 | 4535 | 5508 | 6544 | 7826 | 9080 | 10362 | 11771 | 13317 | 16000 | 18963 | 22206 | 25693 | 29359 | 32441 | 35821 | 39329 | 42904 | 46651 | 49879 | 53497 | 57292 | 61249 | 65390 | 102 | 977 | 3721 | 6577 | 9280 | 12090 | 16869 | 21181 | 25110 | 28736 | 32689 | 36369 | 43624 | 49767 | 55421 | 60800 | 68060 | 74021 | 82924 | 89737 | 95610 | 102159 | 108538 | 114611 | 122838 | 121255 | 123416 | 124967 | 126905 | 129378 | 102 | 1473 | 2537 | 3623 | 4705 | 5834 | 7072 | 8352 | 9676 | 11068 | 12625 | 14097 | 15714 | 17577 | 19767 | 21504 | 25549 | 29703 | 33893 | 38053 | 42116 | 46086 | 50241 | 54569 | 59021 | 63688 | 68220 | 72716 | 77191 | 81690 | 102 | 2604 | 4757 | 7281 | 10152 | 13555 | 18378 | 23763 | 29170 | 34699 | 40413 | 45984 | 51523 | 57106 | 62761 | 69645 | 75117 | 80399 | 85398 | 90047 | 94892 | 98718 | 102039 | 104771 | 106937 | 109553 | 111471 | 113309 | 115199 | 117085 | 102 | 2566 | 5067 | 7508 | 9880 | 12288 | 15615 | 18725 | 22491 | 26582 | 31114 | 35975 | 42656 | 49772 | 57037 | 63596 | 72551 | 81279 | 90006 | 96972 | 103963 | 110995 | 117321 | 122417 | 128599 | 130692 | 136721 | 142290 | 147735 | 153336
GSP | CELLARHEAD | 116 | 490 | 599 | 703 | 799 | 1380 | 1873 | 2411 | 3072 | 3781 | 4656 | 5535 | 6427 | 7578 | 8745 | 10676 | 12802 | 15155 | 17692 | 20257 | 22474 | 24906 | 27443 | 30065 | 32836 | 35178 | 37820 | 40580 | 43450 | 46437 | 116 | 984 | 2545 | 4286 | 5904 | 7331 | 9708 | 11891 | 13925 | 15812 | 17880 | 19859 | 23543 | 26920 | 30085 | 32913 | 36923 | 40278 | 45502 | 49587 | 53179 | 57015 | 60689 | 64131 | 70478 | 70170 | 71692 | 72815 | 74094 | 75769 | 116 | 710 | 1306 | 1924 | 2547 | 3234 | 4036 | 4892 | 5916 | 7010 | 8194 | 9209 | 10320 | 11771 | 13355 | 14609 | 17379 | 20219 | 23082 | 25833 | 28458 | 30950 | 33560 | 36298 | 39130 | 42111 | 44944 | 47782 | 50614 | 53448 | 116 | 1439 | 2814 | 4416 | 6236 | 8402 | 11580 | 15302 | 19264 | 23400 | 27704 | 31939 | 36144 | 40543 | 44909 | 49265 | 53538 | 57762 | 61875 | 65750 | 69754 | 72862 | 75582 | 77908 | 79848 | 82109 | 83675 | 85063 | 86513 | 87894 | 116 | 1565 | 2883 | 4091 | 5269 | 6472 | 8096 | 9643 | 11629 | 13786 | 16181 | 18841 | 22319 | 26347 | 30480 | 34118 | 39211 | 44209 | 49455 | 53656 | 58019 | 62123 | 65887 | 68962 | 73341 | 74778 | 78405 | 81796 | 85126 | 88533
GSP | CONNAHS QUAY - PENTIR - ST ASAPH | 175 | 1751 | 2069 | 2373 | 2686 | 4637 | 6180 | 7864 | 9787 | 11948 | 14450 | 17041 | 19676 | 22318 | 25105 | 30031 | 35433 | 41362 | 47902 | 54878 | 60890 | 67459 | 74318 | 81357 | 88745 | 95069 | 102189 | 109626 | 117410 | 125529 | 175 | 2192 | 6630 | 11299 | 15954 | 20471 | 27988 | 34788 | 41089 | 46984 | 53344 | 59458 | 70985 | 80690 | 89620 | 97985 | 109595 | 119081 | 133403 | 144543 | 154494 | 165334 | 175149 | 184289 | 195016 | 193655 | 197759 | 200669 | 203990 | 208502 | 175 | 2350 | 4113 | 5912 | 7830 | 9981 | 12245 | 14619 | 17318 | 20276 | 23390 | 26355 | 29572 | 33012 | 36921 | 40008 | 47123 | 54432 | 61945 | 69451 | 76697 | 83507 | 90629 | 98106 | 105850 | 114107 | 121962 | 129829 | 137669 | 145547 | 175 | 4293 | 7999 | 12333 | 17365 | 23438 | 31931 | 41606 | 51681 | 62191 | 72958 | 83627 | 94225 | 104685 | 115168 | 126892 | 137094 | 147058 | 156773 | 165998 | 175609 | 183171 | 189788 | 195385 | 199838 | 205029 | 208769 | 212264 | 215908 | 219531 | 175 | 4769 | 8852 | 12734 | 16600 | 20630 | 25976 | 31021 | 37344 | 44319 | 51936 | 60324 | 71417 | 83152 | 95108 | 105849 | 120644 | 135051 | 149632 | 161483 | 173758 | 185599 | 196066 | 204417 | 212422 | 216289 | 226633 | 236164 | 245472 | 255163
GSP | FRODSHAM - INCE | 13 | 236 | 280 | 322 | 363 | 600 | 800 | 1017 | 1236 | 1469 | 1753 | 2030 | 2314 | 2607 | 2902 | 3435 | 4022 | 4671 | 5362 | 6149 | 6837 | 7582 | 8368 | 9175 | 10020 | 10742 | 11556 | 12408 | 13302 | 14231 | 13 | 213 | 642 | 1092 | 1581 | 2026 | 2751 | 3420 | 4024 | 4587 | 5206 | 5806 | 6892 | 7860 | 8766 | 9583 | 10798 | 11768 | 13106 | 14211 | 15229 | 16293 | 17279 | 18019 | 18537 | 18569 | 19054 | 19377 | 19710 | 20202 | 13 | 293 | 538 | 785 | 1032 | 1294 | 1582 | 1885 | 2196 | 2523 | 2883 | 3208 | 3563 | 3953 | 4377 | 4704 | 5497 | 6315 | 7142 | 8011 | 8849 | 9620 | 10431 | 11280 | 12171 | 13123 | 14026 | 14934 | 15840 | 16751 | 13 | 491 | 923 | 1422 | 1992 | 2656 | 3587 | 4659 | 5775 | 6934 | 8143 | 9322 | 10497 | 11663 | 12817 | 14037 | 15160 | 16275 | 17350 | 18429 | 19549 | 20431 | 21200 | 21849 | 22370 | 22960 | 23389 | 23786 | 24206 | 24620 | 13 | 560 | 1013 | 1436 | 1857 | 2292 | 2848 | 3387 | 4045 | 4764 | 5558 | 6439 | 7552 | 8787 | 10049 | 11170 | 12751 | 14273 | 15718 | 16970 | 18331 | 19583 | 20727 | 21545 | 21972 | 22475 | 23624 | 24665 | 25684 | 26759
GSP | KIRKBY | 13 | 566 | 655 | 743 | 825 | 1357 | 1795 | 2273 | 2762 | 3268 | 3959 | 4627 | 5300 | 5981 | 6681 | 7975 | 9412 | 11003 | 12733 | 14730 | 16207 | 17837 | 19506 | 21178 | 22911 | 24416 | 26112 | 27893 | 29767 | 31734 | 13 | 572 | 3416 | 6067 | 8344 | 11178 | 16149 | 20579 | 24607 | 28276 | 32264 | 35782 | 43416 | 49525 | 54732 | 59994 | 66264 | 71307 | 79106 | 85323 | 90619 | 97089 | 103602 | 110822 | 117257 | 114138 | 115278 | 116193 | 117796 | 119437 | 13 | 938 | 1462 | 1995 | 2520 | 3055 | 3604 | 4168 | 4745 | 5330 | 6051 | 6842 | 7705 | 8652 | 9768 | 10590 | 12968 | 15422 | 17891 | 20473 | 23073 | 25946 | 28935 | 31975 | 35032 | 38056 | 41151 | 44140 | 47105 | 50071 | 13 | 1932 | 3441 | 5230 | 7272 | 9775 | 13358 | 17134 | 20610 | 24016 | 27484 | 30856 | 34189 | 37468 | 40717 | 46104 | 49138 | 51896 | 54287 | 56410 | 58648 | 60444 | 61960 | 63097 | 63972 | 65292 | 66257 | 67289 | 68301 | 69309 | 13 | 1254 | 3376 | 5552 | 7575 | 9619 | 12698 | 15472 | 18765 | 22255 | 26202 | 30183 | 36385 | 42505 | 48340 | 53699 | 60697 | 67442 | 74212 | 79799 | 84993 | 91124 | 96406 | 101153 | 106689 | 107703 | 112111 | 116224 | 120260 | 124259
GSP | LEGACY | 474 | 1908 | 2216 | 2510 | 2785 | 4385 | 5732 | 7204 | 8930 | 10879 | 13132 | 15505 | 17913 | 20369 | 22982 | 27567 | 32606 | 38150 | 44150 | 50609 | 56282 | 62492 | 69015 | 75759 | 82874 | 88921 | 95703 | 102781 | 110172 | 117835 | 474 | 2304 | 5894 | 9843 | 14043 | 17394 | 22950 | 28019 | 32693 | 37088 | 41797 | 46390 | 54626 | 61980 | 68902 | 75136 | 83819 | 91076 | 102860 | 112108 | 120277 | 128743 | 136507 | 143297 | 152438 | 195551 | 199141 | 202003 | 205575 | 209971 | 474 | 2424 | 4099 | 5813 | 7516 | 9385 | 11551 | 13849 | 16515 | 19467 | 22493 | 25147 | 28012 | 31117 | 34643 | 37406 | 43526 | 49795 | 56104 | 62460 | 68461 | 73965 | 79715 | 85764 | 92063 | 98799 | 105070 | 111383 | 117675 | 124010 | 474 | 4155 | 7612 | 11634 | 16185 | 21566 | 29389 | 38568 | 48220 | 58430 | 68936 | 79426 | 89824 | 100143 | 110479 | 120347 | 130505 | 140562 | 150407 | 160034 | 169963 | 177662 | 184479 | 190425 | 195325 | 200999 | 204873 | 208271 | 211836 | 215282 | 474 | 4616 | 7962 | 10976 | 13946 | 16973 | 20997 | 24852 | 29773 | 35244 | 41166 | 47783 | 56114 | 65317 | 74829 | 83245 | 94832 | 106283 | 118373 | 128336 | 138542 | 147913 | 156447 | 163041 | 169083 | 186021 | 194465 | 202623 | 210605 | 218837
GSP | LISTER DRIVE | 1 | 736 | 900 | 1057 | 1207 | 1986 | 2634 | 3332 | 4126 | 5062 | 5937 | 6928 | 7903 | 8853 | 9775 | 11392 | 13088 | 14891 | 16773 | 18761 | 20828 | 23027 | 25333 | 27671 | 30140 | 32290 | 34724 | 37277 | 39961 | 42768 | 1 | 397 | 487 | 568 | 818 | 1146 | 1652 | 2119 | 2621 | 3145 | 3567 | 4233 | 4797 | 5301 | 6057 | 6840 | 7812 | 8584 | 9367 | 9994 | 10984 | 11974 | 13235 | 14235 | 13516 | 13660 | 14445 | 14975 | 15277 | 16236 | 1 | 736 | 1563 | 2382 | 3165 | 3944 | 4735 | 5518 | 6397 | 7376 | 8251 | 9242 | 10217 | 11167 | 12089 | 13019 | 13921 | 14823 | 15697 | 16576 | 17328 | 17328 | 17328 | 17455 | 17693 | 18469 | 18866 | 19392 | 19932 | 20521 | 1 | 736 | 1342 | 2034 | 2817 | 3596 | 4387 | 5170 | 6049 | 7028 | 7903 | 8894 | 9869 | 10819 | 11741 | 12724 | 13688 | 14659 | 15606 | 16569 | 17536 | 18510 | 19490 | 20482 | 20906 | 21106 | 21419 | 21837 | 22375 | 23039 | 1 | 1471 | 2024 | 2514 | 3080 | 3624 | 4266 | 4869 | 5864 | 6984 | 8036 | 9245 | 10290 | 11486 | 12806 | 14124 | 15790 | 17571 | 18763 | 19844 | 20809 | 21659 | 22927 | 23937 | 22860 | 22409 | 23067 | 23808 | 24374 | 25345
GSP | RAINHILL | 17 | 320 | 356 | 391 | 446 | 843 | 1160 | 1507 | 1864 | 2244 | 2801 | 3331 | 3881 | 4431 | 5009 | 6062 | 7237 | 8565 | 10010 | 11682 | 12799 | 14059 | 15329 | 16587 | 17893 | 19025 | 20303 | 21648 | 23056 | 24533 | 17 | 703 | 3959 | 6988 | 9541 | 12720 | 18365 | 23372 | 27905 | 32023 | 36446 | 40255 | 48886 | 55665 | 61305 | 67208 | 73693 | 78835 | 87205 | 93797 | 99300 | 106204 | 113604 | 121753 | 133493 | 129164 | 129981 | 130814 | 132619 | 134199 | 17 | 753 | 1008 | 1273 | 1653 | 2040 | 2436 | 2843 | 3266 | 3702 | 4247 | 4848 | 5519 | 6252 | 7162 | 7802 | 9774 | 11805 | 13823 | 15917 | 18044 | 20613 | 23280 | 25937 | 28558 | 31015 | 33622 | 36075 | 38496 | 40917 | 17 | 1881 | 3304 | 5014 | 7082 | 9669 | 13428 | 17333 | 20721 | 24000 | 27300 | 30520 | 33707 | 36831 | 39928 | 45463 | 48319 | 50839 | 52914 | 54643 | 56440 | 57880 | 59096 | 59995 | 60712 | 61991 | 62849 | 63770 | 64636 | 65472 | 17 | 916 | 3066 | 5267 | 7348 | 9441 | 12737 | 15655 | 19080 | 22691 | 26774 | 30742 | 37370 | 43691 | 49570 | 55050 | 61949 | 68578 | 75380 | 80910 | 85663 | 91819 | 97199 | 101988 | 111046 | 111371 | 115426 | 119366 | 123222 | 126945
GSP | SWANSEA NORTH | 66 | 362 | 427 | 490 | 549 | 878 | 1154 | 1455 | 1766 | 2090 | 2498 | 2912 | 3334 | 3769 | 4217 | 5038 | 6071 | 7220 | 8453 | 9697 | 10795 | 11992 | 13263 | 14581 | 15971 | 17154 | 18472 | 19844 | 21266 | 22742 | 66 | 430 | 1006 | 1857 | 2755 | 3366 | 4369 | 5293 | 6110 | 6863 | 7672 | 8429 | 9836 | 11108 | 12266 | 13326 | 14827 | 16083 | 18287 | 19946 | 21393 | 22872 | 24391 | 25733 | 28219 | 28213 | 28874 | 29411 | 30010 | 30780 | 66 | 466 | 809 | 1160 | 1513 | 1905 | 2370 | 2868 | 3397 | 3954 | 4536 | 4985 | 5477 | 6015 | 6617 | 7060 | 8211 | 9385 | 10556 | 11652 | 12667 | 13596 | 14564 | 15582 | 16637 | 17753 | 18780 | 19806 | 20836 | 21872 | 66 | 819 | 1525 | 2346 | 3277 | 4381 | 5997 | 7913 | 9861 | 11899 | 14026 | 16144 | 18240 | 20324 | 22389 | 24156 | 26313 | 28465 | 30584 | 32595 | 34655 | 36236 | 37643 | 38900 | 39964 | 41219 | 42032 | 42714 | 43431 | 44104 | 66 | 884 | 1509 | 2043 | 2580 | 3125 | 3851 | 4543 | 5402 | 6327 | 7351 | 8447 | 9850 | 11407 | 12982 | 14379 | 16426 | 18462 | 20722 | 22489 | 24243 | 25859 | 27426 | 28644 | 30143 | 30606 | 32036 | 33436 | 34798 | 36216
GSP | TRAWSFYNYDD | 102 | 935 | 1109 | 1282 | 1441 | 2318 | 3059 | 3859 | 4669 | 5526 | 6542 | 7565 | 8597 | 9623 | 10666 | 12584 | 14684 | 16981 | 19438 | 22234 | 24797 | 27582 | 30524 | 33565 | 36786 | 39516 | 42595 | 45806 | 49149 | 52633 | 102 | 801 | 1921 | 3311 | 4873 | 5964 | 7735 | 9380 | 10814 | 12154 | 13570 | 15002 | 17371 | 19567 | 21617 | 23482 | 26073 | 28166 | 31663 | 34532 | 37088 | 39570 | 42087 | 44093 | 45946 | 46398 | 47862 | 48952 | 49997 | 51606 | 102 | 1102 | 2020 | 2949 | 3876 | 4868 | 5997 | 7178 | 8401 | 9683 | 11025 | 12127 | 13296 | 14514 | 15834 | 16881 | 18986 | 21132 | 23271 | 25533 | 27595 | 29251 | 30987 | 32856 | 34828 | 37100 | 39078 | 41108 | 43148 | 45218 | 102 | 1689 | 3132 | 4799 | 6697 | 8876 | 11938 | 15530 | 19204 | 23066 | 27092 | 31088 | 35048 | 38946 | 42813 | 46094 | 49949 | 53793 | 57598 | 61478 | 65446 | 68565 | 71386 | 73923 | 75946 | 78202 | 79740 | 81074 | 82509 | 83910 | 102 | 2141 | 3373 | 4455 | 5566 | 6692 | 8134 | 9531 | 11250 | 13144 | 15200 | 17444 | 20075 | 23040 | 26075 | 28781 | 32513 | 36222 | 39994 | 43312 | 46602 | 49453 | 52333 | 54490 | 55310 | 56157 | 58853 | 61464 | 63954 | 66704
GSP | WYLFA | 41 | 648 | 774 | 921 | 1057 | 1927 | 2564 | 3246 | 4044 | 4890 | 5870 | 6850 | 7843 | 8834 | 9831 | 11605 | 13546 | 15649 | 17918 | 20493 | 22873 | 25456 | 28166 | 30966 | 33930 | 36465 | 39315 | 42288 | 45395 | 48651 | 41 | 780 | 1685 | 2781 | 4020 | 5021 | 6548 | 7964 | 9291 | 10539 | 11859 | 13233 | 15353 | 17307 | 19237 | 20958 | 23414 | 25434 | 28405 | 30900 | 33300 | 35688 | 38050 | 39906 | 41034 | 41502 | 42890 | 43876 | 44760 | 46244 | 41 | 776 | 1451 | 2255 | 3038 | 3994 | 4936 | 5909 | 7033 | 8204 | 9427 | 10491 | 11623 | 12811 | 14075 | 15111 | 17128 | 19188 | 21262 | 23445 | 25467 | 27041 | 28686 | 30478 | 32384 | 34635 | 36597 | 38625 | 40661 | 42720 | 41 | 1239 | 2349 | 3735 | 5298 | 7205 | 9688 | 12584 | 15703 | 18968 | 22356 | 25712 | 29039 | 32330 | 35589 | 38546 | 41776 | 45003 | 48189 | 51445 | 54788 | 57454 | 59855 | 62010 | 63652 | 65410 | 66681 | 67838 | 69089 | 70345 | 41 | 1857 | 2853 | 3822 | 4813 | 5900 | 7174 | 8406 | 10040 | 11840 | 13785 | 15943 | 18393 | 21178 | 24086 | 26674 | 30229 | 33773 | 37174 | 40194 | 43380 | 46113 | 48895 | 50999 | 51507 | 52390 | 54964 | 57399 | 59718 | 62313

## Volumes by local authority
Return to Contents | Electric vehicles and Heat pumps by local authority |  | FS | FS | FS | FS | FS | FS | FS | FS | FS | FS | FS | FS | FS | FS | FS | FS | FS | FS | FS | FS | FS | FS | FS | FS | FS | FS | FS | FS | FS | FS | CT | CT | CT | CT | CT | CT | CT | CT | CT | CT | CT | CT | CT | CT | CT | CT | CT | CT | CT | CT | CT | CT | CT | CT | CT | CT | CT | CT | CT | CT | ST | ST | ST | ST | ST | ST | ST | ST | ST | ST | ST | ST | ST | ST | ST | ST | ST | ST | ST | ST | ST | ST | ST | ST | ST | ST | ST | ST | ST | ST | LW | LW | LW | LW | LW | LW | LW | LW | LW | LW | LW | LW | LW | LW | LW | LW | LW | LW | LW | LW | LW | LW | LW | LW | LW | LW | LW | LW | LW | LW | BV | BV | BV | BV | BV | BV | BV | BV | BV | BV | BV | BV | BV | BV | BV | BV | BV | BV | BV | BV | BV | BV | BV | BV | BV | BV | BV | BV | BV | BV
|  |  | 2021 | 2022 | 2023 | 2024 | 2025 | 2026 | 2027 | 2028 | 2029 | 2030 | 2031 | 2032 | 2033 | 2034 | 2035 | 2036 | 2037 | 2038 | 2039 | 2040 | 2041 | 2042 | 2043 | 2044 | 2045 | 2046 | 2047 | 2048 | 2049 | 2050 | 2021 | 2022 | 2023 | 2024 | 2025 | 2026 | 2027 | 2028 | 2029 | 2030 | 2031 | 2032 | 2033 | 2034 | 2035 | 2036 | 2037 | 2038 | 2039 | 2040 | 2041 | 2042 | 2043 | 2044 | 2045 | 2046 | 2047 | 2048 | 2049 | 2050 | 2021 | 2022 | 2023 | 2024 | 2025 | 2026 | 2027 | 2028 | 2029 | 2030 | 2031 | 2032 | 2033 | 2034 | 2035 | 2036 | 2037 | 2038 | 2039 | 2040 | 2041 | 2042 | 2043 | 2044 | 2045 | 2046 | 2047 | 2048 | 2049 | 2050 | 2021 | 2022 | 2023 | 2024 | 2025 | 2026 | 2027 | 2028 | 2029 | 2030 | 2031 | 2032 | 2033 | 2034 | 2035 | 2036 | 2037 | 2038 | 2039 | 2040 | 2041 | 2042 | 2043 | 2044 | 2045 | 2046 | 2047 | 2048 | 2049 | 2050 | 2021 | 2022 | 2023 | 2024 | 2025 | 2026 | 2027 | 2028 | 2029 | 2030 | 2031 | 2032 | 2033 | 2034 | 2035 | 2036 | 2037 | 2038 | 2039 | 2040 | 2041 | 2042 | 2043 | 2044 | 2045 | 2046 | 2047 | 2048 | 2049 | 2050
England | Cheshire East | Electric vehicles (all types) | 1564 | 1767 | 2264 | 3094 | 4369 | 6372 | 9341 | 13622 | 19674 | 24284 | 29706 | 36221 | 43662 | 52027 | 61043 | 71838 | 83225 | 94909 | 106386 | 117954 | 128660 | 138145 | 146506 | 153633 | 159530 | 161770 | 163909 | 165873 | 167852 | 169733 | 1564 | 2509 | 4315 | 7557 | 12946 | 21656 | 29271 | 38691 | 49870 | 62555 | 77821 | 93942 | 109906 | 124406 | 136822 | 146678 | 153864 | 159049 | 162400 | 164608 | 164927 | 164497 | 163740 | 162602 | 161210 | 159422 | 157272 | 154895 | 152178 | 149012 | 1564 | 2066 | 2947 | 4286 | 6257 | 9215 | 13535 | 19758 | 28485 | 35947 | 45114 | 56058 | 68613 | 82436 | 96269 | 110221 | 123446 | 135338 | 145301 | 153286 | 159506 | 163835 | 165008 | 164334 | 162933 | 160790 | 158139 | 155799 | 153302 | 150480 | 1564 | 2725 | 4825 | 8315 | 14057 | 23262 | 31610 | 42607 | 55954 | 71461 | 88362 | 105442 | 121631 | 135616 | 146580 | 154482 | 159628 | 162772 | 163999 | 162879 | 161291 | 159229 | 156679 | 153422 | 149512 | 144905 | 139565 | 133409 | 126303 | 118183 | 1564 | 3098 | 4655 | 6822 | 9709 | 13836 | 19186 | 25898 | 34523 | 45677 | 56984 | 67797 | 78451 | 89074 | 99628 | 109963 | 120104 | 129938 | 139548 | 148472 | 156646 | 163971 | 170414 | 175993 | 180505 | 184364 | 187794 | 190963 | 194106 | 195758
| Cheshire East | Residential electric vehicles | 1248 | 1440 | 1886 | 2622 | 3784 | 5585 | 8258 | 12117 | 17575 | 21747 | 26626 | 32458 | 39115 | 46556 | 54481 | 63978 | 73884 | 83941 | 93687 | 103402 | 112280 | 119915 | 126574 | 132151 | 136702 | 137990 | 139327 | 140652 | 142142 | 143646 | 1248 | 2066 | 3733 | 6712 | 11647 | 19664 | 26666 | 35316 | 45526 | 57034 | 70792 | 85135 | 99071 | 111392 | 121474 | 128986 | 133973 | 137192 | 138935 | 139883 | 139345 | 138275 | 137079 | 135655 | 134039 | 132124 | 129901 | 127485 | 124757 | 121624 | 1248 | 1698 | 2494 | 3713 | 5506 | 8182 | 12076 | 17657 | 25515 | 32159 | 40267 | 49922 | 60891 | 72853 | 84572 | 96207 | 107046 | 116612 | 124513 | 130769 | 135564 | 138873 | 139262 | 138162 | 136700 | 134721 | 132287 | 130258 | 128128 | 125780 | 1248 | 2247 | 4135 | 7288 | 12432 | 20706 | 28191 | 38010 | 49846 | 63489 | 78165 | 92694 | 106170 | 117487 | 126009 | 131900 | 135528 | 137572 | 138129 | 136623 | 134776 | 132586 | 129944 | 126692 | 122825 | 118331 | 113132 | 107168 | 100366 | 92616 | 1248 | 2651 | 4102 | 6102 | 8749 | 12535 | 17416 | 23516 | 31360 | 41407 | 51512 | 61073 | 70343 | 79427 | 88192 | 96555 | 104591 | 112290 | 119800 | 126783 | 133173 | 138881 | 143790 | 147978 | 151372 | 154279 | 156772 | 159093 | 161363 | 162398
| Cheshire East | Heat pumps (all types) | 134 | 706 | 859 | 1005 | 1138 | 1946 | 2626 | 3367 | 4241 | 5177 | 6338 | 7503 | 8686 | 10121 | 11566 | 14028 | 16747 | 19751 | 22999 | 26395 | 29325 | 32551 | 35918 | 39404 | 43086 | 46203 | 49707 | 53368 | 57176 | 61141 | 134 | 1247 | 3256 | 5608 | 7841 | 9728 | 12863 | 15734 | 18383 | 20847 | 23533 | 26109 | 30899 | 35246 | 39291 | 42938 | 48118 | 52452 | 59374 | 64697 | 69338 | 74246 | 78973 | 83243 | 90295 | 90029 | 92038 | 93531 | 95211 | 97422 | 134 | 998 | 1832 | 2686 | 3550 | 4501 | 5613 | 6800 | 8172 | 9647 | 11235 | 12569 | 14035 | 15853 | 17841 | 19399 | 22934 | 26565 | 30221 | 33820 | 37243 | 40490 | 43891 | 47456 | 51145 | 55018 | 58692 | 62375 | 66046 | 69725 | 134 | 1982 | 3843 | 6018 | 8487 | 11422 | 15724 | 20764 | 26084 | 31652 | 37445 | 43147 | 48809 | 54634 | 60410 | 66061 | 71718 | 77319 | 82780 | 88026 | 93442 | 97637 | 101310 | 104474 | 107120 | 110218 | 112344 | 114201 | 116143 | 117995 | 134 | 2255 | 4076 | 5732 | 7359 | 9012 | 11236 | 13357 | 16052 | 18988 | 22226 | 25819 | 30482 | 35790 | 41224 | 46029 | 52727 | 59304 | 66298 | 71906 | 77692 | 83099 | 88094 | 92051 | 96874 | 98801 | 103641 | 108161 | 112582 | 117151
| Cheshire West and Chester | Electric vehicles (all types) | 1863 | 2336 | 3149 | 4483 | 6506 | 9693 | 14387 | 21195 | 30828 | 38263 | 46986 | 57476 | 69465 | 82935 | 97494 | 114910 | 133338 | 152266 | 170887 | 189636 | 207093 | 222575 | 236292 | 247975 | 257648 | 261461 | 265064 | 268316 | 271564 | 274616 | 1863 | 3527 | 6402 | 11522 | 20014 | 33806 | 45943 | 60978 | 78815 | 99149 | 123586 | 149472 | 175171 | 198622 | 218862 | 235091 | 247058 | 255789 | 261514 | 265298 | 266006 | 265473 | 264309 | 262552 | 260323 | 257449 | 253981 | 250168 | 245769 | 240680 | 1863 | 2782 | 4197 | 6339 | 9470 | 14182 | 21007 | 30900 | 44858 | 56852 | 71613 | 89219 | 109487 | 131779 | 154230 | 176862 | 198416 | 217846 | 234167 | 247250 | 257434 | 264533 | 266565 | 265574 | 263347 | 259881 | 255577 | 251749 | 247651 | 243047 | 1863 | 3871 | 7239 | 12803 | 21893 | 36571 | 49972 | 67649 | 89090 | 114079 | 141347 | 169015 | 195327 | 218172 | 236174 | 249210 | 257784 | 263059 | 265162 | 263460 | 260980 | 257766 | 253717 | 248526 | 242301 | 234955 | 226439 | 216590 | 205299 | 192406 | 1863 | 4758 | 7198 | 10612 | 15145 | 21655 | 30104 | 40723 | 54401 | 72053 | 90040 | 107278 | 124345 | 141405 | 158473 | 175227 | 191707 | 207687 | 223244 | 237669 | 250844 | 262629 | 272982 | 281972 | 289217 | 295364 | 300829 | 305924 | 310989 | 313711
| Cheshire West and Chester | Residential electric vehicles | 1490 | 1911 | 2635 | 3782 | 5567 | 8350 | 12453 | 18399 | 26835 | 33338 | 40934 | 50033 | 60390 | 71954 | 84294 | 99064 | 114501 | 130146 | 145301 | 160418 | 174241 | 186111 | 196501 | 205168 | 212229 | 214239 | 216329 | 218384 | 220697 | 223030 | 1490 | 2927 | 5510 | 10115 | 17729 | 30138 | 41034 | 54488 | 70359 | 88278 | 109657 | 131991 | 153658 | 172843 | 188522 | 200224 | 207981 | 212988 | 215706 | 217178 | 216336 | 214681 | 212815 | 210601 | 208089 | 205127 | 201655 | 197897 | 193638 | 188783 | 1490 | 2297 | 3550 | 5451 | 8222 | 12381 | 18371 | 27026 | 39216 | 49550 | 62183 | 77203 | 94279 | 112900 | 131137 | 149220 | 166085 | 180985 | 193287 | 203014 | 210467 | 215614 | 216220 | 214513 | 212223 | 209154 | 205366 | 202220 | 198906 | 195248 | 1490 | 3176 | 6126 | 11002 | 18947 | 31749 | 43397 | 58681 | 77094 | 98317 | 121142 | 143747 | 164714 | 182322 | 195595 | 204757 | 210407 | 213591 | 214455 | 212105 | 209234 | 205836 | 201718 | 196654 | 190645 | 183640 | 175552 | 166276 | 155695 | 143622 | 1490 | 4030 | 6260 | 9347 | 13426 | 19272 | 26799 | 36232 | 48351 | 63827 | 79457 | 94232 | 108579 | 122638 | 136222 | 149169 | 161596 | 173466 | 184987 | 195703 | 205461 | 214191 | 221647 | 228056 | 233254 | 237675 | 241467 | 245059 | 248600 | 250224
| Cheshire West and Chester | Heat pumps (all types) | 104 | 1193 | 1403 | 1613 | 1808 | 2973 | 3953 | 5017 | 6101 | 7256 | 8717 | 10145 | 11603 | 13103 | 14760 | 17693 | 20947 | 24516 | 28388 | 32596 | 36135 | 40001 | 44051 | 48191 | 52547 | 56270 | 60449 | 64818 | 69389 | 74142 | 104 | 1190 | 4382 | 7754 | 11026 | 14184 | 19529 | 24366 | 28738 | 32783 | 37190 | 41251 | 49271 | 56087 | 62304 | 68212 | 76102 | 82562 | 92502 | 100354 | 107069 | 114501 | 121468 | 128130 | 137741 | 136193 | 138681 | 140510 | 142797 | 145649 | 104 | 1626 | 2823 | 4038 | 5251 | 6544 | 7992 | 9513 | 11092 | 12758 | 14616 | 16280 | 18109 | 20129 | 22509 | 24326 | 28801 | 33389 | 38033 | 42740 | 47307 | 51798 | 56492 | 61369 | 66389 | 71600 | 76646 | 81655 | 86639 | 91642 | 104 | 2991 | 5541 | 8530 | 11913 | 15945 | 21741 | 28300 | 34883 | 41655 | 48675 | 55551 | 62379 | 69143 | 75969 | 83757 | 90387 | 96819 | 102964 | 108839 | 114936 | 119695 | 123849 | 127321 | 130162 | 133598 | 136019 | 138243 | 140547 | 142791 | 104 | 2834 | 5626 | 8297 | 10874 | 13517 | 17165 | 20579 | 24697 | 29163 | 34133 | 39441 | 46762 | 54504 | 62356 | 69425 | 79101 | 88500 | 98121 | 106023 | 113917 | 121833 | 128746 | 134320 | 141435 | 143855 | 150576 | 156817 | 162919 | 169170
| Halton | Electric vehicles (all types) | 311 | 426 | 600 | 864 | 1271 | 1904 | 2849 | 4214 | 6154 | 7651 | 9411 | 11511 | 13912 | 16598 | 19481 | 22933 | 26559 | 30252 | 33857 | 37474 | 40803 | 43708 | 46261 | 48416 | 50183 | 50783 | 51367 | 51925 | 52518 | 53093 | 311 | 684 | 1270 | 2314 | 4053 | 6881 | 9373 | 12450 | 16093 | 20223 | 25158 | 30352 | 35434 | 40004 | 43826 | 46772 | 48842 | 50262 | 51126 | 51658 | 51620 | 51376 | 51042 | 50615 | 50105 | 49488 | 48742 | 47938 | 47017 | 45952 | 311 | 518 | 810 | 1247 | 1884 | 2834 | 4214 | 6214 | 9024 | 11429 | 14376 | 17878 | 21888 | 26269 | 30618 | 34965 | 39060 | 42703 | 45738 | 48152 | 50028 | 51328 | 51586 | 51287 | 50806 | 50108 | 49253 | 48517 | 47730 | 46854 | 311 | 736 | 1412 | 2533 | 4365 | 7323 | 10019 | 13558 | 17850 | 22806 | 28179 | 33551 | 38589 | 42882 | 46191 | 48529 | 50020 | 50896 | 51198 | 50750 | 50168 | 49450 | 48567 | 47470 | 46142 | 44600 | 42812 | 40752 | 38380 | 35672 | 311 | 968 | 1485 | 2209 | 3169 | 4541 | 6316 | 8542 | 11395 | 15068 | 18781 | 22300 | 25753 | 29154 | 32487 | 35714 | 38863 | 41924 | 44924 | 47732 | 50312 | 52618 | 54648 | 56371 | 57776 | 58978 | 60039 | 60999 | 61942 | 62406
| Halton | Residential electric vehicles | 249 | 364 | 525 | 778 | 1170 | 1777 | 2677 | 3979 | 5832 | 7272 | 8953 | 10961 | 13248 | 15806 | 18532 | 21794 | 25203 | 28659 | 32010 | 35347 | 38396 | 41023 | 43316 | 45228 | 46790 | 47235 | 47694 | 48150 | 48662 | 49173 | 249 | 596 | 1164 | 2171 | 3847 | 6573 | 8977 | 11948 | 15455 | 19410 | 24131 | 29067 | 33849 | 38090 | 41554 | 44134 | 45855 | 46957 | 47555 | 47884 | 47698 | 47334 | 46920 | 46436 | 45875 | 45226 | 44454 | 43628 | 42691 | 41611 | 249 | 444 | 726 | 1147 | 1756 | 2666 | 3986 | 5887 | 8569 | 10859 | 13649 | 16966 | 20740 | 24849 | 28879 | 32876 | 36600 | 39890 | 42609 | 44754 | 46405 | 47540 | 47671 | 47293 | 46792 | 46110 | 45277 | 44581 | 43850 | 43040 | 249 | 648 | 1298 | 2366 | 4112 | 6930 | 9501 | 12874 | 16946 | 21629 | 26675 | 31668 | 36300 | 40184 | 43119 | 45144 | 46391 | 47088 | 47279 | 46766 | 46132 | 45379 | 44469 | 43356 | 42022 | 40479 | 38694 | 36645 | 34305 | 31639 | 249 | 886 | 1392 | 2092 | 3015 | 4336 | 6044 | 8178 | 10913 | 14415 | 17949 | 21280 | 24516 | 27683 | 30733 | 33645 | 36454 | 39163 | 41818 | 44305 | 46584 | 48612 | 50382 | 51863 | 53072 | 54105 | 54995 | 55804 | 56590 | 56941
| Halton | Heat pumps (all types) | 5 | 84 | 96 | 107 | 116 | 198 | 264 | 337 | 411 | 492 | 613 | 728 | 848 | 970 | 1097 | 1331 | 1597 | 1896 | 2229 | 2603 | 2857 | 3136 | 3423 | 3706 | 3998 | 4252 | 4538 | 4837 | 5150 | 5480 | 5 | 133 | 798 | 1418 | 1940 | 2584 | 3722 | 4730 | 5646 | 6486 | 7398 | 8201 | 9967 | 11382 | 12575 | 13775 | 15218 | 16377 | 18190 | 19627 | 20833 | 22313 | 23803 | 25471 | 28882 | 28068 | 28305 | 28503 | 28893 | 29254 | 5 | 173 | 247 | 328 | 405 | 489 | 577 | 664 | 759 | 862 | 992 | 1138 | 1304 | 1494 | 1723 | 1880 | 2417 | 2978 | 3544 | 4127 | 4721 | 5419 | 6146 | 6880 | 7615 | 8309 | 9043 | 9745 | 10441 | 11131 | 5 | 407 | 733 | 1119 | 1560 | 2109 | 2915 | 3775 | 4570 | 5352 | 6149 | 6923 | 7691 | 8446 | 9195 | 10434 | 11130 | 11766 | 12312 | 12793 | 13298 | 13693 | 14019 | 14251 | 14449 | 14765 | 14985 | 15216 | 15435 | 15646 | 5 | 209 | 686 | 1169 | 1619 | 2068 | 2753 | 3373 | 4101 | 4878 | 5755 | 6642 | 8062 | 9460 | 10787 | 11996 | 13588 | 15111 | 16672 | 17948 | 19157 | 20574 | 21786 | 22879 | 25414 | 25646 | 26677 | 27650 | 28621 | 29545
| Knowsley | Electric vehicles (all types) | 319 | 503 | 744 | 1121 | 1707 | 2617 | 3955 | 5911 | 8675 | 10849 | 13402 | 16463 | 19967 | 23917 | 28190 | 33312 | 38742 | 44329 | 49855 | 55440 | 60676 | 65332 | 69473 | 73021 | 75960 | 77197 | 78336 | 79349 | 80344 | 81265 | 319 | 856 | 1692 | 3156 | 5588 | 9551 | 13072 | 17438 | 22628 | 28553 | 35688 | 43279 | 50844 | 57796 | 63871 | 68805 | 72512 | 75267 | 77112 | 78360 | 78667 | 78598 | 78306 | 77833 | 77217 | 76407 | 75417 | 74343 | 73088 | 71644 | 319 | 623 | 1042 | 1664 | 2571 | 3924 | 5900 | 8771 | 12827 | 16343 | 20680 | 25862 | 31831 | 38425 | 45085 | 51842 | 58293 | 64136 | 69058 | 73010 | 76081 | 78232 | 78901 | 78666 | 78023 | 77004 | 75740 | 74621 | 73403 | 72030 | 319 | 949 | 1931 | 3540 | 6173 | 10428 | 14353 | 19529 | 25817 | 33161 | 41205 | 49408 | 57254 | 64101 | 69551 | 73529 | 76168 | 77807 | 78489 | 78040 | 77364 | 76460 | 75306 | 73826 | 72027 | 69918 | 67468 | 64653 | 61418 | 57726 | 319 | 1395 | 2131 | 3156 | 4520 | 6472 | 9007 | 12205 | 16328 | 21658 | 27103 | 32333 | 37553 | 42779 | 48050 | 53254 | 58374 | 63346 | 68165 | 72620 | 76678 | 80302 | 83482 | 86267 | 88495 | 90380 | 92062 | 93644 | 95217 | 96079
| Knowsley | Residential electric vehicles | 254 | 425 | 644 | 979 | 1495 | 2291 | 3473 | 5190 | 7628 | 9531 | 11758 | 14418 | 17443 | 20828 | 24430 | 28749 | 33253 | 37827 | 42259 | 46674 | 50711 | 54182 | 57210 | 59746 | 61807 | 62393 | 63008 | 63607 | 64285 | 64964 | 254 | 740 | 1490 | 2817 | 5019 | 8613 | 11793 | 15725 | 20360 | 25592 | 31843 | 38363 | 44692 | 50299 | 54880 | 58294 | 60565 | 62029 | 62826 | 63260 | 63013 | 62531 | 61982 | 61333 | 60603 | 59739 | 58719 | 57629 | 56379 | 54961 | 254 | 536 | 907 | 1460 | 2265 | 3462 | 5205 | 7714 | 11257 | 14280 | 17973 | 22364 | 27352 | 32792 | 38121 | 43407 | 48334 | 52688 | 56280 | 59125 | 61299 | 62801 | 62978 | 62481 | 61812 | 60918 | 59807 | 58890 | 57921 | 56850 | 254 | 802 | 1659 | 3073 | 5375 | 9085 | 12490 | 16953 | 22334 | 28532 | 35204 | 41805 | 47931 | 53073 | 56948 | 59626 | 61277 | 62209 | 62464 | 61775 | 60937 | 59943 | 58741 | 57266 | 55505 | 53459 | 51093 | 48384 | 45295 | 41769 | 254 | 1194 | 1865 | 2793 | 4019 | 5774 | 8031 | 10867 | 14501 | 19152 | 23845 | 28278 | 32593 | 36815 | 40892 | 44777 | 48488 | 52027 | 55455 | 58628 | 61516 | 64102 | 66288 | 68187 | 69728 | 71026 | 72138 | 73197 | 74240 | 74716
| Knowsley | Heat pumps (all types) | 6 | 118 | 131 | 143 | 173 | 375 | 533 | 709 | 888 | 1078 | 1343 | 1598 | 1861 | 2119 | 2393 | 2884 | 3431 | 4047 | 4709 | 5482 | 6011 | 6614 | 7222 | 7828 | 8458 | 9001 | 9620 | 10269 | 10949 | 11659 | 6 | 346 | 1758 | 3065 | 4186 | 5573 | 8045 | 10234 | 12217 | 14014 | 15940 | 17602 | 21353 | 24291 | 26742 | 29322 | 32118 | 34328 | 37941 | 40781 | 43168 | 46166 | 49416 | 52858 | 55814 | 54005 | 54366 | 54729 | 55488 | 56176 | 6 | 308 | 399 | 497 | 689 | 886 | 1085 | 1290 | 1496 | 1709 | 1965 | 2246 | 2551 | 2883 | 3285 | 3578 | 4411 | 5265 | 6110 | 6990 | 7877 | 8930 | 10022 | 11112 | 12182 | 13203 | 14275 | 15284 | 16278 | 17277 | 6 | 793 | 1394 | 2115 | 3036 | 4182 | 5829 | 7535 | 9000 | 10417 | 11838 | 13224 | 14600 | 15945 | 17279 | 19667 | 20900 | 21984 | 22872 | 23613 | 24378 | 25003 | 25538 | 25947 | 26257 | 26805 | 27172 | 27569 | 27949 | 28318 | 6 | 417 | 1332 | 2267 | 3179 | 4096 | 5544 | 6822 | 8319 | 9898 | 11683 | 13405 | 16280 | 19014 | 21552 | 23927 | 26897 | 29756 | 32676 | 35054 | 37058 | 39698 | 42028 | 44021 | 46560 | 46686 | 48388 | 50035 | 51631 | 53204
| Liverpool | Electric vehicles (all types) | 887 | 1118 | 1503 | 2146 | 3096 | 4597 | 6817 | 10022 | 14555 | 18062 | 22193 | 27159 | 32825 | 39233 | 46175 | 54473 | 63282 | 72338 | 81317 | 90390 | 98848 | 106451 | 113172 | 118957 | 123743 | 125752 | 127641 | 129343 | 130978 | 132512 | 887 | 1690 | 3052 | 5454 | 9435 | 15906 | 21584 | 28662 | 37043 | 46642 | 58186 | 70474 | 82732 | 94036 | 103896 | 111934 | 117994 | 122499 | 125542 | 127587 | 128150 | 128075 | 127636 | 126890 | 125913 | 124609 | 123001 | 121225 | 119135 | 116724 | 887 | 1328 | 2002 | 3022 | 4491 | 6707 | 9935 | 14626 | 21206 | 26909 | 33912 | 42310 | 51974 | 62647 | 73472 | 84435 | 94934 | 104435 | 112427 | 118887 | 123918 | 127446 | 128597 | 128255 | 127268 | 125649 | 123606 | 121719 | 119714 | 117458 | 887 | 1855 | 3465 | 6102 | 10416 | 17353 | 23710 | 32095 | 42316 | 54221 | 67305 | 80659 | 93433 | 104632 | 113532 | 120054 | 124412 | 127136 | 128309 | 127631 | 126603 | 125147 | 123324 | 120958 | 118078 | 114666 | 110711 | 106115 | 100832 | 94801 | 887 | 2411 | 3552 | 5144 | 7275 | 10326 | 14290 | 19286 | 25724 | 34090 | 42612 | 50812 | 58980 | 67213 | 75525 | 83732 | 91844 | 99695 | 107337 | 114390 | 120813 | 126579 | 131629 | 136093 | 139653 | 142692 | 145387 | 147945 | 150514 | 151926
| Liverpool | Residential electric vehicles | 707 | 879 | 1196 | 1715 | 2511 | 3759 | 5598 | 8262 | 12035 | 14936 | 18335 | 22398 | 27023 | 32194 | 37710 | 44319 | 51205 | 58203 | 64978 | 71731 | 77909 | 83223 | 87857 | 91731 | 94885 | 95783 | 96713 | 97636 | 98671 | 99714 | 707 | 1335 | 2493 | 4549 | 7958 | 13515 | 18375 | 24396 | 31478 | 39491 | 49054 | 59028 | 68713 | 77293 | 84301 | 89530 | 92995 | 95234 | 96446 | 97101 | 96727 | 95986 | 95149 | 94159 | 93042 | 91718 | 90172 | 88499 | 86585 | 84419 | 707 | 1054 | 1616 | 2464 | 3703 | 5561 | 8248 | 12116 | 17571 | 22195 | 27832 | 34544 | 42173 | 50498 | 58653 | 66732 | 74272 | 80932 | 86420 | 90774 | 94105 | 96401 | 96675 | 95906 | 94894 | 93518 | 91825 | 90416 | 88935 | 87301 | 707 | 1441 | 2763 | 4948 | 8497 | 14227 | 19436 | 26260 | 34499 | 43973 | 54184 | 64289 | 73658 | 81530 | 87458 | 91552 | 94081 | 95496 | 95882 | 94832 | 93562 | 92028 | 90197 | 87935 | 85247 | 82111 | 78502 | 74358 | 69628 | 64231 | 707 | 1944 | 2953 | 4350 | 6212 | 8869 | 12293 | 16581 | 22091 | 29140 | 36241 | 42950 | 49465 | 55851 | 62016 | 67881 | 73519 | 78909 | 84159 | 89040 | 93490 | 97468 | 100873 | 103799 | 106175 | 108190 | 109927 | 111555 | 113164 | 113888
| Liverpool | Heat pumps (all types) | 5 | 749 | 912 | 1066 | 1215 | 2001 | 2655 | 3357 | 4162 | 5110 | 6015 | 7035 | 8043 | 9022 | 9983 | 11664 | 13440 | 15338 | 17329 | 19447 | 21565 | 23826 | 26192 | 28586 | 31108 | 33306 | 35795 | 38405 | 41151 | 44018 | 5 | 467 | 979 | 1451 | 2019 | 2745 | 3954 | 5050 | 6119 | 7159 | 8139 | 9275 | 10944 | 12315 | 13777 | 15297 | 17086 | 18506 | 20359 | 21827 | 23495 | 25347 | 27514 | 29562 | 31061 | 30614 | 31475 | 32091 | 32623 | 33751 | 5 | 805 | 1637 | 2457 | 3247 | 4032 | 4830 | 5623 | 6515 | 7511 | 8418 | 9448 | 10473 | 11479 | 12486 | 13463 | 14597 | 15736 | 16852 | 17977 | 18988 | 19340 | 19708 | 20192 | 20783 | 21861 | 22600 | 23440 | 24291 | 25189 | 5 | 953 | 1724 | 2613 | 3623 | 4696 | 5935 | 7188 | 8476 | 9853 | 11125 | 12505 | 13866 | 15192 | 16486 | 18160 | 19464 | 20732 | 21920 | 23072 | 24237 | 25363 | 26459 | 27527 | 28027 | 28388 | 28801 | 29322 | 29952 | 30697 | 5 | 1518 | 2334 | 3095 | 3901 | 4692 | 5730 | 6685 | 8083 | 9631 | 11170 | 12852 | 14725 | 16702 | 18745 | 20731 | 23241 | 25826 | 27873 | 29637 | 31200 | 32828 | 34748 | 36366 | 36943 | 36554 | 37732 | 38977 | 40044 | 41476
| Sefton | Electric vehicles (all types) | 890 | 1239 | 1738 | 2561 | 3832 | 5793 | 8715 | 12965 | 18988 | 23682 | 29194 | 35826 | 43417 | 51978 | 61255 | 72374 | 84162 | 96339 | 108383 | 120576 | 132010 | 142227 | 151320 | 159124 | 165590 | 168370 | 170920 | 173179 | 175358 | 177382 | 890 | 1947 | 3758 | 6929 | 12171 | 20729 | 28307 | 37713 | 48911 | 61695 | 77110 | 93523 | 109943 | 125072 | 138360 | 149214 | 157437 | 163579 | 167722 | 170543 | 171307 | 171203 | 170624 | 169621 | 168268 | 166518 | 164368 | 162012 | 159303 | 156150 | 890 | 1496 | 2374 | 3718 | 5676 | 8609 | 12894 | 19092 | 27884 | 35495 | 44889 | 56115 | 69074 | 83398 | 97906 | 112653 | 126751 | 139558 | 150345 | 159038 | 165788 | 170503 | 172042 | 171559 | 170182 | 167959 | 165195 | 162711 | 160040 | 157035 | 890 | 2200 | 4317 | 7797 | 13514 | 22739 | 31222 | 42419 | 56047 | 71979 | 89456 | 107331 | 124467 | 139491 | 151454 | 160232 | 166092 | 169745 | 171281 | 170362 | 168934 | 167007 | 164525 | 161336 | 157484 | 152933 | 147648 | 141573 | 134630 | 126705 | 890 | 3087 | 4638 | 6815 | 9722 | 13892 | 19309 | 26151 | 34968 | 46378 | 58062 | 69318 | 80541 | 91828 | 103271 | 114580 | 125730 | 136555 | 147022 | 156684 | 165469 | 173321 | 180190 | 186225 | 191054 | 195083 | 198698 | 202126 | 205546 | 207417
| Sefton | Residential electric vehicles | 710 | 1023 | 1482 | 2188 | 3290 | 4988 | 7508 | 11163 | 16346 | 20375 | 25080 | 30701 | 37113 | 44261 | 51896 | 61028 | 70567 | 80241 | 89619 | 98963 | 107503 | 114855 | 121264 | 126633 | 131000 | 132240 | 133528 | 134810 | 136234 | 137678 | 710 | 1671 | 3267 | 6094 | 10779 | 18412 | 25143 | 33461 | 43281 | 54355 | 67574 | 81382 | 94779 | 106636 | 116338 | 123564 | 128369 | 131469 | 133149 | 134061 | 133537 | 132514 | 131361 | 129996 | 128445 | 126608 | 124460 | 122140 | 119508 | 116503 | 710 | 1265 | 2046 | 3214 | 4924 | 7472 | 11178 | 16497 | 24011 | 30412 | 38226 | 47512 | 58073 | 69582 | 80860 | 92045 | 102473 | 111686 | 119290 | 125310 | 129918 | 133096 | 133469 | 132414 | 131001 | 129099 | 126761 | 124812 | 122761 | 120499 | 710 | 1819 | 3645 | 6638 | 11536 | 19416 | 26613 | 36060 | 47447 | 60564 | 74686 | 88663 | 101620 | 112515 | 120708 | 126382 | 129877 | 131841 | 132380 | 130924 | 129156 | 127053 | 124507 | 121376 | 117660 | 113328 | 108324 | 102589 | 96044 | 88586 | 710 | 2622 | 4035 | 5976 | 8562 | 12245 | 17001 | 22967 | 30607 | 40383 | 50257 | 59585 | 68657 | 77530 | 86125 | 94303 | 102130 | 109580 | 116777 | 123444 | 129518 | 134957 | 139550 | 143545 | 146789 | 149509 | 151849 | 154103 | 156313 | 157327
| Sefton | Heat pumps (all types) | 8 | 466 | 539 | 614 | 684 | 1113 | 1466 | 1855 | 2244 | 2646 | 3185 | 3710 | 4233 | 4766 | 5311 | 6320 | 7430 | 8657 | 9985 | 11509 | 12673 | 13953 | 15264 | 16575 | 17940 | 19125 | 20462 | 21864 | 23342 | 24889 | 8 | 414 | 2515 | 4470 | 6155 | 8258 | 11953 | 15240 | 18231 | 20947 | 23891 | 26485 | 32113 | 36600 | 40427 | 44331 | 48891 | 52544 | 58229 | 62752 | 66632 | 71386 | 76224 | 81589 | 84282 | 81997 | 82823 | 83490 | 84649 | 85860 | 8 | 740 | 1165 | 1599 | 2022 | 2452 | 2894 | 3342 | 3799 | 4255 | 4806 | 5406 | 6055 | 6763 | 7587 | 8208 | 9892 | 11627 | 13363 | 15181 | 17006 | 18990 | 21051 | 23152 | 25262 | 27373 | 29516 | 31591 | 33646 | 35702 | 8 | 1467 | 2593 | 3931 | 5461 | 7323 | 9970 | 12738 | 15252 | 17706 | 20202 | 22630 | 25028 | 27391 | 29728 | 33647 | 35833 | 37809 | 39514 | 41019 | 42602 | 43888 | 44990 | 45830 | 46454 | 47393 | 48083 | 48829 | 49564 | 50305 | 8 | 987 | 2555 | 4167 | 5667 | 7181 | 9465 | 11516 | 13960 | 16541 | 19461 | 22376 | 26926 | 31398 | 35647 | 39576 | 44656 | 49558 | 54452 | 58496 | 62183 | 66613 | 70454 | 73915 | 76626 | 77259 | 80372 | 83287 | 86130 | 88978
| Shropshire | Electric vehicles (all types) | 368 | 501 | 707 | 1034 | 1502 | 2265 | 3371 | 4990 | 7282 | 9056 | 11135 | 13639 | 16491 | 19687 | 23147 | 27277 | 31644 | 36113 | 40506 | 44933 | 49029 | 52641 | 55833 | 58557 | 60791 | 61640 | 62441 | 63184 | 63934 | 64641 | 368 | 807 | 1488 | 2699 | 4732 | 8025 | 10935 | 14533 | 18799 | 23649 | 29471 | 35622 | 41709 | 47245 | 51985 | 55732 | 58471 | 60426 | 61687 | 62508 | 62602 | 62425 | 62100 | 61642 | 61089 | 60372 | 59519 | 58597 | 57530 | 56296 | 368 | 609 | 961 | 1469 | 2209 | 3323 | 4956 | 7319 | 10623 | 13481 | 16989 | 21169 | 25973 | 31252 | 36538 | 41866 | 46914 | 51441 | 55250 | 58288 | 60650 | 62285 | 62714 | 62445 | 61881 | 61047 | 60020 | 59103 | 58149 | 57072 | 368 | 876 | 1682 | 2988 | 5161 | 8646 | 11840 | 16044 | 21143 | 27069 | 33524 | 40054 | 46227 | 51567 | 55747 | 58755 | 60710 | 61894 | 62354 | 61897 | 61274 | 60458 | 59473 | 58201 | 56687 | 54904 | 52833 | 50475 | 47739 | 44629 | 368 | 1139 | 1737 | 2579 | 3693 | 5285 | 7365 | 9950 | 13292 | 17614 | 21988 | 26178 | 30316 | 34436 | 38535 | 42535 | 46472 | 50274 | 53999 | 57449 | 60596 | 63414 | 65887 | 68023 | 69737 | 71204 | 72494 | 73688 | 74862 | 75473
| Shropshire | Residential electric vehicles | 292 | 412 | 594 | 881 | 1314 | 1990 | 2985 | 4434 | 6486 | 8082 | 9945 | 12176 | 14712 | 17543 | 20566 | 24174 | 27955 | 31785 | 35500 | 39194 | 42580 | 45490 | 48029 | 50158 | 51884 | 52375 | 52882 | 53389 | 53953 | 54527 | 292 | 672 | 1301 | 2424 | 4277 | 7311 | 9973 | 13268 | 17154 | 21533 | 26772 | 32239 | 37537 | 42235 | 46080 | 48939 | 50848 | 52074 | 52733 | 53095 | 52887 | 52489 | 52026 | 51486 | 50871 | 50145 | 49288 | 48378 | 47327 | 46140 | 292 | 510 | 823 | 1287 | 1955 | 2966 | 4437 | 6543 | 9521 | 12056 | 15149 | 18825 | 23008 | 27565 | 32031 | 36458 | 40586 | 44228 | 47243 | 49631 | 51457 | 52708 | 52862 | 52443 | 51886 | 51134 | 50203 | 49434 | 48619 | 47727 | 292 | 728 | 1451 | 2637 | 4576 | 7696 | 10552 | 14298 | 18799 | 23992 | 29589 | 35123 | 40250 | 44567 | 47812 | 50047 | 51438 | 52221 | 52432 | 51853 | 51156 | 50321 | 49309 | 48070 | 46602 | 44888 | 42900 | 40637 | 38039 | 35087 | 292 | 983 | 1545 | 2315 | 3334 | 4790 | 6675 | 9018 | 12047 | 15912 | 19800 | 23487 | 27058 | 30555 | 33935 | 37148 | 40245 | 43213 | 46110 | 48807 | 51271 | 53468 | 55368 | 56981 | 58292 | 59415 | 60371 | 61259 | 62125 | 62517
| Shropshire | Heat pumps (all types) | 175 | 713 | 832 | 943 | 1049 | 1645 | 2141 | 2693 | 3461 | 4392 | 5359 | 6449 | 7541 | 8646 | 9758 | 11669 | 13754 | 16030 | 18491 | 21109 | 23504 | 26110 | 28855 | 31685 | 34677 | 37226 | 40092 | 43090 | 46217 | 49472 | 175 | 909 | 2012 | 3266 | 4639 | 5665 | 7347 | 8882 | 10387 | 11837 | 13335 | 14923 | 17477 | 19812 | 22084 | 23992 | 26724 | 29023 | 32620 | 35537 | 38265 | 41017 | 43675 | 45935 | 48799 | 49061 | 50479 | 51513 | 52528 | 54082 | 175 | 875 | 1501 | 2139 | 2774 | 3465 | 4262 | 5108 | 6235 | 7532 | 8772 | 9955 | 11193 | 12507 | 13911 | 15067 | 17292 | 19565 | 21847 | 24132 | 26256 | 27998 | 29822 | 31780 | 33853 | 36209 | 38303 | 40447 | 42587 | 44766 | 175 | 1424 | 2597 | 3962 | 5508 | 7319 | 9926 | 13009 | 16427 | 20123 | 23846 | 27648 | 31413 | 35150 | 38847 | 42221 | 45872 | 49509 | 53089 | 56619 | 60244 | 63106 | 65675 | 67962 | 69758 | 71748 | 73139 | 74376 | 75715 | 77025 | 175 | 1858 | 2943 | 3896 | 4855 | 5841 | 7102 | 8323 | 10041 | 12009 | 14068 | 16462 | 19275 | 22427 | 25701 | 28544 | 32448 | 36358 | 40311 | 43661 | 47127 | 50176 | 53172 | 55498 | 57173 | 58081 | 60850 | 63502 | 66060 | 68840
| St. Helens | Electric vehicles (all types) | 381 | 540 | 763 | 1129 | 1677 | 2535 | 3807 | 5652 | 8268 | 10299 | 12688 | 15555 | 18838 | 22516 | 26493 | 31252 | 36285 | 41450 | 46531 | 51658 | 56428 | 60661 | 64392 | 67590 | 70222 | 71257 | 72240 | 73129 | 74016 | 74859 | 381 | 879 | 1662 | 3062 | 5378 | 9148 | 12481 | 16603 | 21514 | 27081 | 33786 | 40880 | 47914 | 54329 | 59858 | 64275 | 67531 | 69892 | 71435 | 72458 | 72638 | 72489 | 72168 | 71687 | 71081 | 70300 | 69358 | 68321 | 67128 | 65744 | 381 | 657 | 1050 | 1641 | 2496 | 3783 | 5648 | 8351 | 12159 | 15456 | 19496 | 24320 | 29870 | 35975 | 42110 | 48294 | 54173 | 59480 | 63925 | 67489 | 70261 | 72193 | 72746 | 72461 | 71855 | 70910 | 69733 | 68700 | 67593 | 66335 | 381 | 961 | 1884 | 3400 | 5886 | 9888 | 13563 | 18404 | 24290 | 31118 | 38588 | 46151 | 53339 | 59569 | 64468 | 68015 | 70337 | 71770 | 72334 | 71858 | 71184 | 70288 | 69175 | 67755 | 66044 | 64029 | 61690 | 58995 | 55895 | 52363 | 381 | 1315 | 2000 | 2963 | 4239 | 6070 | 8442 | 11424 | 15269 | 20224 | 25269 | 30095 | 34883 | 39656 | 44424 | 49097 | 53695 | 58154 | 62495 | 66523 | 70207 | 73503 | 76398 | 78908 | 80937 | 82664 | 84197 | 85629 | 87043 | 87802
| St. Helens | Residential electric vehicles | 302 | 452 | 660 | 983 | 1479 | 2249 | 3394 | 5049 | 7399 | 9226 | 11368 | 13918 | 16832 | 20075 | 23540 | 27687 | 32019 | 36413 | 40668 | 44911 | 48789 | 52129 | 55037 | 57473 | 59454 | 60019 | 60607 | 61182 | 61832 | 62488 | 302 | 749 | 1469 | 2752 | 4877 | 8336 | 11392 | 15170 | 19628 | 24654 | 30659 | 36927 | 43004 | 48388 | 52796 | 56078 | 58261 | 59666 | 60429 | 60844 | 60608 | 60144 | 59618 | 59000 | 58298 | 57460 | 56488 | 55432 | 54239 | 52874 | 302 | 557 | 912 | 1447 | 2220 | 3380 | 5054 | 7470 | 10878 | 13786 | 17332 | 21548 | 26345 | 31572 | 36694 | 41770 | 46504 | 50687 | 54142 | 56871 | 58967 | 60406 | 60579 | 60097 | 59456 | 58597 | 57529 | 56650 | 55721 | 54690 | 302 | 811 | 1640 | 2996 | 5219 | 8791 | 12059 | 16353 | 21524 | 27473 | 33887 | 40233 | 46117 | 51065 | 54783 | 57358 | 58943 | 59838 | 60079 | 59420 | 58618 | 57660 | 56507 | 55087 | 53398 | 51431 | 49159 | 46555 | 43582 | 40201 | 302 | 1146 | 1782 | 2666 | 3835 | 5507 | 7664 | 10365 | 13836 | 18270 | 22745 | 26969 | 31083 | 35103 | 38987 | 42688 | 46243 | 49644 | 52947 | 56019 | 58823 | 61325 | 63466 | 65300 | 66790 | 68056 | 69142 | 70164 | 71168 | 71623
| St. Helens | Heat pumps (all types) | 8 | 157 | 178 | 200 | 225 | 380 | 506 | 641 | 779 | 924 | 1124 | 1316 | 1510 | 1705 | 1907 | 2279 | 2686 | 3140 | 3630 | 4198 | 4614 | 5075 | 5543 | 6014 | 6501 | 6925 | 7402 | 7906 | 8433 | 8987 | 8 | 204 | 1150 | 2028 | 2777 | 3708 | 5361 | 6826 | 8157 | 9363 | 10651 | 11766 | 14266 | 16231 | 17875 | 19603 | 21480 | 22961 | 25378 | 27276 | 28881 | 30889 | 33072 | 35521 | 39536 | 38241 | 38493 | 38755 | 39295 | 39796 | 8 | 284 | 417 | 549 | 699 | 848 | 1004 | 1161 | 1323 | 1484 | 1680 | 1887 | 2114 | 2354 | 2644 | 2861 | 3434 | 4021 | 4601 | 5209 | 5819 | 6518 | 7244 | 7971 | 8690 | 9389 | 10110 | 10791 | 11465 | 12144 | 8 | 607 | 1056 | 1597 | 2228 | 3008 | 4126 | 5277 | 6272 | 7234 | 8199 | 9146 | 10076 | 10993 | 11901 | 13509 | 14346 | 15089 | 15701 | 16218 | 16756 | 17197 | 17577 | 17872 | 18092 | 18458 | 18713 | 18990 | 19253 | 19519 | 8 | 356 | 1004 | 1670 | 2291 | 2915 | 3889 | 4757 | 5781 | 6858 | 8073 | 9250 | 11184 | 13028 | 14745 | 16355 | 18368 | 20309 | 22276 | 23878 | 25234 | 27001 | 28579 | 30016 | 32982 | 32990 | 34142 | 35285 | 36391 | 37475
| Trafford | Electric vehicles (all types) | 12 | 25 | 38 | 60 | 92 | 141 | 215 | 323 | 475 | 594 | 735 | 903 | 1096 | 1313 | 1547 | 1826 | 2125 | 2429 | 2730 | 3032 | 3316 | 3567 | 3789 | 3980 | 4137 | 4200 | 4260 | 4314 | 4367 | 4418 | 12 | 45 | 91 | 173 | 307 | 524 | 719 | 960 | 1245 | 1572 | 1964 | 2380 | 2794 | 3171 | 3499 | 3763 | 3957 | 4102 | 4196 | 4259 | 4272 | 4263 | 4247 | 4218 | 4181 | 4135 | 4080 | 4018 | 3947 | 3862 | 12 | 32 | 56 | 89 | 139 | 213 | 323 | 479 | 703 | 896 | 1134 | 1415 | 1743 | 2102 | 2465 | 2831 | 3180 | 3495 | 3759 | 3971 | 4135 | 4252 | 4285 | 4270 | 4234 | 4178 | 4108 | 4045 | 3979 | 3905 | 12 | 50 | 104 | 193 | 338 | 571 | 787 | 1072 | 1416 | 1818 | 2259 | 2706 | 3132 | 3503 | 3797 | 4009 | 4150 | 4236 | 4271 | 4245 | 4205 | 4154 | 4087 | 4004 | 3905 | 3787 | 3649 | 3491 | 3309 | 3103 | 12 | 83 | 122 | 176 | 248 | 352 | 488 | 658 | 877 | 1160 | 1447 | 1724 | 1999 | 2274 | 2550 | 2820 | 3088 | 3348 | 3599 | 3833 | 4046 | 4235 | 4403 | 4547 | 4664 | 4764 | 4850 | 4933 | 5015 | 5059
| Trafford | Residential electric vehicles | 10 | 19 | 33 | 50 | 78 | 120 | 183 | 275 | 406 | 509 | 629 | 772 | 934 | 1117 | 1311 | 1543 | 1786 | 2032 | 2270 | 2508 | 2724 | 2911 | 3074 | 3211 | 3322 | 3354 | 3386 | 3418 | 3454 | 3492 | 10 | 39 | 78 | 149 | 267 | 459 | 632 | 843 | 1092 | 1374 | 1710 | 2061 | 2401 | 2702 | 2949 | 3135 | 3255 | 3334 | 3377 | 3401 | 3387 | 3360 | 3332 | 3297 | 3258 | 3211 | 3157 | 3098 | 3031 | 2954 | 10 | 27 | 46 | 75 | 119 | 183 | 278 | 411 | 603 | 765 | 964 | 1199 | 1468 | 1761 | 2048 | 2333 | 2597 | 2831 | 3026 | 3178 | 3295 | 3376 | 3385 | 3359 | 3323 | 3274 | 3216 | 3166 | 3114 | 3056 | 10 | 41 | 88 | 163 | 286 | 485 | 669 | 909 | 1198 | 1532 | 1891 | 2246 | 2575 | 2852 | 3061 | 3206 | 3293 | 3344 | 3356 | 3320 | 3276 | 3222 | 3157 | 3078 | 2984 | 2872 | 2745 | 2600 | 2433 | 2243 | 10 | 67 | 102 | 150 | 214 | 306 | 423 | 570 | 761 | 1003 | 1246 | 1478 | 1702 | 1922 | 2135 | 2337 | 2533 | 2719 | 2899 | 3068 | 3221 | 3358 | 3476 | 3576 | 3658 | 3728 | 3788 | 3844 | 3901 | 3927
| Trafford | Heat pumps (all types) | 3 | 51 | 61 | 70 | 79 | 125 | 165 | 208 | 249 | 293 | 342 | 389 | 438 | 486 | 534 | 621 | 715 | 816 | 921 | 1042 | 1156 | 1278 | 1406 | 1536 | 1671 | 1788 | 1922 | 2062 | 2210 | 2365 | 3 | 19 | 65 | 110 | 155 | 215 | 312 | 401 | 483 | 559 | 640 | 723 | 861 | 969 | 1078 | 1178 | 1329 | 1453 | 1609 | 1741 | 1843 | 1941 | 2038 | 2117 | 2010 | 2013 | 2079 | 2119 | 2152 | 2219 | 3 | 58 | 106 | 154 | 201 | 248 | 298 | 345 | 393 | 442 | 493 | 546 | 602 | 658 | 720 | 772 | 868 | 967 | 1067 | 1174 | 1277 | 1352 | 1435 | 1523 | 1618 | 1735 | 1838 | 1945 | 2052 | 2160 | 3 | 73 | 129 | 191 | 265 | 344 | 445 | 551 | 658 | 766 | 879 | 987 | 1094 | 1198 | 1302 | 1442 | 1545 | 1643 | 1736 | 1831 | 1930 | 2017 | 2096 | 2163 | 2202 | 2238 | 2275 | 2316 | 2361 | 2413 | 3 | 94 | 155 | 217 | 278 | 342 | 424 | 501 | 597 | 703 | 816 | 940 | 1087 | 1241 | 1400 | 1547 | 1749 | 1951 | 2124 | 2279 | 2420 | 2544 | 2669 | 2763 | 2699 | 2744 | 2875 | 2992 | 3103 | 3231
| Warrington | Electric vehicles (all types) | 1206 | 1334 | 1679 | 2276 | 3195 | 4647 | 6781 | 9870 | 14228 | 17534 | 21425 | 26093 | 31406 | 37379 | 43787 | 51458 | 59526 | 67759 | 75816 | 83890 | 91329 | 97854 | 103588 | 108442 | 112421 | 113789 | 115144 | 116411 | 117725 | 119008 | 1206 | 1840 | 3161 | 5508 | 9404 | 15716 | 21211 | 28011 | 36060 | 45185 | 56113 | 67615 | 78914 | 89076 | 97627 | 104274 | 108958 | 112206 | 114209 | 115443 | 115395 | 114870 | 114140 | 113188 | 112052 | 110658 | 108994 | 107199 | 105134 | 102757 | 1206 | 1548 | 2173 | 3143 | 4564 | 6694 | 9793 | 14255 | 20522 | 25838 | 32364 | 40142 | 49042 | 58790 | 68485 | 78199 | 87342 | 95516 | 102327 | 107745 | 111949 | 114864 | 115483 | 114829 | 113746 | 112186 | 110260 | 108596 | 106832 | 104867 | 1206 | 2006 | 3511 | 6031 | 10150 | 16758 | 22732 | 30594 | 40110 | 51132 | 63086 | 75084 | 86364 | 96003 | 103453 | 108743 | 112121 | 114128 | 114829 | 113843 | 112565 | 110975 | 109021 | 106570 | 103636 | 100203 | 96230 | 91663 | 86438 | 80466 | 1206 | 2258 | 3364 | 4919 | 6984 | 9946 | 13780 | 18585 | 24757 | 32694 | 40746 | 48380 | 55875 | 63291 | 70581 | 77657 | 84578 | 91295 | 97867 | 104007 | 109636 | 114654 | 119075 | 122830 | 125882 | 128472 | 130760 | 132838 | 134881 | 135889
| Warrington | Residential electric vehicles | 962 | 1093 | 1413 | 1961 | 2811 | 4148 | 6116 | 8961 | 12988 | 16058 | 19651 | 23951 | 28848 | 34323 | 40157 | 47147 | 54445 | 61850 | 69028 | 76178 | 82719 | 88342 | 93249 | 97358 | 100701 | 101647 | 102637 | 103613 | 104707 | 105809 | 962 | 1543 | 2778 | 4973 | 8617 | 14526 | 19680 | 26053 | 33567 | 42042 | 52169 | 62734 | 72992 | 82070 | 89492 | 95027 | 98695 | 101062 | 102351 | 103041 | 102642 | 101864 | 100979 | 99930 | 98737 | 97338 | 95691 | 93921 | 91905 | 89607 | 962 | 1284 | 1861 | 2765 | 4088 | 6065 | 8927 | 13046 | 18839 | 23724 | 29701 | 36805 | 44883 | 53691 | 62319 | 70888 | 78864 | 85916 | 91735 | 96339 | 99864 | 102299 | 102590 | 101782 | 100699 | 99247 | 97455 | 95960 | 94393 | 92666 | 962 | 1685 | 3072 | 5403 | 9197 | 15290 | 20806 | 28038 | 36755 | 46794 | 57605 | 68298 | 78225 | 86558 | 92830 | 97175 | 99841 | 101351 | 101755 | 100639 | 99287 | 97677 | 95729 | 93335 | 90489 | 87179 | 83349 | 78961 | 73954 | 68240 | 962 | 2004 | 3061 | 4527 | 6471 | 9257 | 12843 | 17338 | 23100 | 30475 | 37917 | 44927 | 51737 | 58406 | 64838 | 70976 | 76909 | 82623 | 88202 | 93429 | 98220 | 102483 | 106192 | 109318 | 111864 | 114031 | 115901 | 117606 | 119274 | 120019
| Warrington | Heat pumps (all types) | 41 | 426 | 492 | 556 | 613 | 993 | 1312 | 1657 | 2012 | 2389 | 2866 | 3326 | 3801 | 4392 | 4995 | 6025 | 7156 | 8401 | 9736 | 11116 | 12199 | 13392 | 14610 | 15835 | 17109 | 18217 | 19462 | 20775 | 22144 | 23583 | 41 | 367 | 1858 | 3248 | 4472 | 5996 | 8635 | 10999 | 13166 | 15146 | 17314 | 19276 | 23364 | 26750 | 29758 | 32686 | 36466 | 39528 | 43999 | 47505 | 50495 | 54036 | 57510 | 61036 | 66595 | 65130 | 65961 | 66565 | 67482 | 68518 | 41 | 614 | 992 | 1382 | 1764 | 2152 | 2554 | 2964 | 3380 | 3817 | 4334 | 4898 | 5520 | 6315 | 7207 | 7914 | 9662 | 11468 | 13289 | 15079 | 16880 | 18761 | 20733 | 22755 | 24816 | 26915 | 29027 | 31095 | 33149 | 35205 | 41 | 1147 | 2047 | 3105 | 4310 | 5765 | 7821 | 10016 | 12141 | 14260 | 16423 | 18515 | 20593 | 22756 | 24902 | 28183 | 30211 | 32104 | 33806 | 35278 | 36837 | 38087 | 39142 | 39934 | 40539 | 41351 | 41987 | 42668 | 43343 | 44034 | 41 | 907 | 2134 | 3383 | 4568 | 5769 | 7499 | 9086 | 10988 | 13032 | 15316 | 17709 | 21226 | 24902 | 28529 | 31822 | 36240 | 40513 | 44686 | 48036 | 51320 | 54890 | 58021 | 60632 | 64920 | 65744 | 68578 | 71189 | 73770 | 76346
| West Lancashire | Electric vehicles (all types) | 98 | 208 | 327 | 519 | 806 | 1252 | 1912 | 2877 | 4249 | 5329 | 6602 | 8123 | 9864 | 11824 | 13944 | 16481 | 19167 | 21930 | 24658 | 27410 | 29976 | 32266 | 34291 | 36025 | 37459 | 38044 | 38591 | 39079 | 39561 | 40012 | 98 | 380 | 796 | 1519 | 2720 | 4683 | 6438 | 8610 | 11196 | 14138 | 17681 | 21441 | 25181 | 28608 | 31584 | 33984 | 35774 | 37084 | 37951 | 38530 | 38653 | 38584 | 38421 | 38162 | 37830 | 37412 | 36902 | 36345 | 35704 | 34964 | 98 | 264 | 471 | 780 | 1226 | 1899 | 2873 | 4295 | 6301 | 8045 | 10197 | 12764 | 15718 | 18974 | 22259 | 25581 | 28747 | 31608 | 34016 | 35946 | 37441 | 38485 | 38794 | 38654 | 38328 | 37814 | 37176 | 36615 | 36010 | 35334 | 98 | 427 | 916 | 1710 | 3011 | 5113 | 7065 | 9631 | 12749 | 16390 | 20367 | 24414 | 28274 | 31634 | 34292 | 36228 | 37503 | 38288 | 38604 | 38363 | 38010 | 37545 | 36955 | 36201 | 35293 | 34226 | 32989 | 31563 | 29940 | 28085 | 98 | 709 | 1066 | 1572 | 2243 | 3205 | 4456 | 6033 | 8061 | 10683 | 13361 | 15930 | 18479 | 21036 | 23604 | 26130 | 28615 | 31027 | 33365 | 35529 | 37502 | 39264 | 40807 | 42147 | 43224 | 44129 | 44933 | 45688 | 46436 | 46836
| West Lancashire | Residential electric vehicles | 79 | 179 | 291 | 457 | 716 | 1109 | 1697 | 2549 | 3764 | 4719 | 5836 | 7166 | 8681 | 10377 | 12181 | 14341 | 16598 | 18887 | 21104 | 23314 | 25337 | 27072 | 28593 | 29860 | 30891 | 31188 | 31493 | 31791 | 32133 | 32473 | 79 | 339 | 714 | 1372 | 2471 | 4260 | 5853 | 7822 | 10142 | 12759 | 15888 | 19150 | 22319 | 25124 | 27419 | 29130 | 30269 | 31002 | 31400 | 31614 | 31492 | 31251 | 30977 | 30657 | 30286 | 29853 | 29345 | 28795 | 28175 | 27464 | 79 | 231 | 419 | 697 | 1098 | 1696 | 2564 | 3815 | 5583 | 7095 | 8948 | 11146 | 13642 | 16365 | 19034 | 21682 | 24146 | 26327 | 28124 | 29548 | 30638 | 31388 | 31477 | 31228 | 30894 | 30443 | 29891 | 29429 | 28945 | 28411 | 79 | 368 | 797 | 1501 | 2650 | 4498 | 6203 | 8439 | 11130 | 14234 | 17573 | 20878 | 23944 | 26519 | 28459 | 29801 | 30628 | 31092 | 31219 | 30873 | 30454 | 29959 | 29358 | 28617 | 27737 | 26715 | 25531 | 24173 | 22624 | 20859 | 79 | 612 | 943 | 1402 | 2012 | 2884 | 4008 | 5419 | 7226 | 9534 | 11870 | 14072 | 16216 | 18313 | 20340 | 22272 | 24121 | 25890 | 27602 | 29188 | 30635 | 31928 | 33028 | 33979 | 34754 | 35401 | 35962 | 36490 | 37014 | 37252
| West Lancashire | Heat pumps (all types) | 2 | 46 | 53 | 60 | 64 | 120 | 168 | 219 | 277 | 338 | 436 | 524 | 620 | 717 | 819 | 1006 | 1221 | 1466 | 1737 | 2057 | 2253 | 2476 | 2700 | 2927 | 3158 | 3358 | 3580 | 3815 | 4060 | 4323 | 2 | 115 | 639 | 1134 | 1553 | 2064 | 2957 | 3758 | 4486 | 5159 | 5906 | 6571 | 8001 | 9173 | 10178 | 11133 | 12418 | 13477 | 15041 | 16304 | 17350 | 18602 | 19760 | 21035 | 23687 | 23167 | 23420 | 23605 | 23921 | 24226 | 2 | 115 | 166 | 221 | 278 | 337 | 400 | 471 | 545 | 628 | 745 | 878 | 1035 | 1215 | 1436 | 1583 | 2152 | 2746 | 3354 | 3985 | 4630 | 5377 | 6159 | 6951 | 7752 | 8517 | 9320 | 10095 | 10866 | 11634 | 2 | 308 | 578 | 895 | 1255 | 1709 | 2383 | 3121 | 3854 | 4587 | 5342 | 6069 | 6790 | 7499 | 8207 | 9310 | 9968 | 10580 | 11130 | 11629 | 12165 | 12570 | 12893 | 13112 | 13314 | 13610 | 13831 | 14053 | 14266 | 14470 | 2 | 161 | 560 | 966 | 1343 | 1727 | 2291 | 2811 | 3420 | 4074 | 4815 | 5609 | 6817 | 8043 | 9238 | 10298 | 11760 | 13160 | 14594 | 15774 | 16985 | 18289 | 19366 | 20320 | 22370 | 22780 | 23823 | 24766 | 25717 | 26624
| Wirral | Electric vehicles (all types) | 1079 | 1438 | 1995 | 2898 | 4282 | 6448 | 9643 | 14281 | 20856 | 25960 | 31943 | 39140 | 47344 | 56593 | 66593 | 78555 | 91210 | 104229 | 117068 | 129988 | 142047 | 152753 | 162239 | 170343 | 177047 | 179760 | 182290 | 184557 | 186802 | 188908 | 1079 | 2240 | 4217 | 7689 | 13444 | 22824 | 31106 | 41376 | 53574 | 67471 | 84198 | 101941 | 119570 | 135718 | 149707 | 160981 | 169362 | 175508 | 179564 | 182291 | 182862 | 182572 | 181819 | 180654 | 179154 | 177217 | 174859 | 172268 | 169273 | 165809 | 1079 | 1724 | 2695 | 4158 | 6295 | 9491 | 14160 | 20911 | 30438 | 38656 | 48785 | 60874 | 74777 | 90113 | 105557 | 121182 | 136059 | 149505 | 160807 | 169893 | 176943 | 181871 | 183336 | 182701 | 181198 | 178826 | 175872 | 173240 | 170410 | 167218 | 1079 | 2479 | 4781 | 8572 | 14782 | 24787 | 33966 | 46076 | 60778 | 77910 | 96640 | 115677 | 133821 | 149608 | 162075 | 171156 | 177139 | 180838 | 182342 | 181228 | 179587 | 177422 | 174688 | 171165 | 166938 | 161936 | 156137 | 149439 | 141774 | 133017 | 1079 | 3325 | 4998 | 7344 | 10457 | 14923 | 20716 | 28032 | 37445 | 49583 | 61987 | 73878 | 85687 | 97501 | 109374 | 121056 | 132552 | 143711 | 154547 | 164583 | 173746 | 181941 | 189135 | 195402 | 200455 | 204714 | 208518 | 212082 | 215639 | 217557
| Wirral | Residential electric vehicles | 860 | 1182 | 1679 | 2460 | 3658 | 5531 | 8298 | 12312 | 18004 | 22411 | 27563 | 33734 | 40743 | 48586 | 56943 | 66946 | 77398 | 87999 | 98274 | 108511 | 117876 | 125922 | 132947 | 138823 | 143607 | 144969 | 146382 | 147776 | 149348 | 150930 | 860 | 1885 | 3635 | 6734 | 11879 | 20253 | 27629 | 36743 | 47501 | 59631 | 74126 | 89246 | 103922 | 116921 | 127541 | 135466 | 140730 | 144125 | 145960 | 146963 | 146391 | 145275 | 144004 | 142508 | 140811 | 138799 | 136439 | 133900 | 131014 | 127724 | 860 | 1443 | 2300 | 3584 | 5460 | 8253 | 12319 | 18159 | 26397 | 33405 | 41968 | 52141 | 63710 | 76320 | 88674 | 100932 | 112355 | 122450 | 130778 | 137373 | 142425 | 145903 | 146314 | 145154 | 143612 | 141528 | 138964 | 136828 | 134582 | 132104 | 860 | 2046 | 4043 | 7331 | 12712 | 21352 | 29239 | 39596 | 52071 | 66444 | 81912 | 97228 | 111426 | 123354 | 132333 | 138555 | 142377 | 144534 | 145117 | 143526 | 141584 | 139278 | 136497 | 133063 | 128991 | 124249 | 118769 | 112479 | 105318 | 97142 | 860 | 2835 | 4352 | 6441 | 9218 | 13182 | 18290 | 24701 | 32919 | 43421 | 54031 | 64038 | 73774 | 83290 | 92488 | 101266 | 109694 | 117765 | 125600 | 132896 | 139565 | 145522 | 150620 | 154989 | 158549 | 161550 | 164151 | 166591 | 168999 | 170110
| Wirral | Heat pumps (all types) | 22 | 541 | 628 | 714 | 792 | 1411 | 1830 | 2277 | 2839 | 3431 | 4164 | 4873 | 5601 | 6318 | 7045 | 8363 | 9808 | 11393 | 13113 | 15073 | 16658 | 18390 | 20173 | 21962 | 23837 | 25457 | 27292 | 29228 | 31253 | 33384 | 22 | 597 | 2808 | 4864 | 6651 | 8930 | 12843 | 16334 | 19569 | 22526 | 25707 | 28568 | 34603 | 39438 | 43621 | 47856 | 52909 | 56973 | 63179 | 68130 | 72459 | 77699 | 83110 | 88395 | 95214 | 92773 | 93830 | 94661 | 95987 | 97482 | 22 | 831 | 1331 | 1834 | 2330 | 2948 | 3470 | 3995 | 4641 | 5302 | 6059 | 6865 | 7739 | 8663 | 9708 | 10532 | 12555 | 14638 | 16738 | 18939 | 21122 | 23344 | 25663 | 28048 | 30476 | 32992 | 35481 | 37921 | 40338 | 42773 | 22 | 1599 | 2837 | 4298 | 5966 | 8108 | 10973 | 13981 | 16864 | 19700 | 22577 | 25374 | 28153 | 30872 | 33565 | 37933 | 40469 | 42792 | 44834 | 46685 | 48626 | 50230 | 51619 | 52719 | 53483 | 54538 | 55348 | 56242 | 57138 | 58065 | 22 | 1212 | 2910 | 4649 | 6280 | 8089 | 10552 | 12766 | 15514 | 18442 | 21718 | 25039 | 30065 | 35036 | 39821 | 44229 | 49980 | 55557 | 61055 | 65623 | 69881 | 74839 | 79269 | 82844 | 88194 | 88863 | 92426 | 95787 | 99046 | 102373
Wales | Conwy - Conwy | Electric vehicles (all types) | 200 | 479 | 784 | 1232 | 1912 | 2959 | 4506 | 6758 | 9957 | 12467 | 15411 | 18943 | 22972 | 27490 | 32387 | 38221 | 44407 | 50751 | 56996 | 63260 | 69077 | 74239 | 78805 | 82693 | 85903 | 87165 | 88350 | 89413 | 90461 | 91449 | 200 | 942 | 1905 | 3592 | 6395 | 10955 | 15029 | 20073 | 26049 | 32855 | 41044 | 49718 | 58335 | 66215 | 73032 | 78527 | 82598 | 85583 | 87589 | 88937 | 89254 | 89169 | 88870 | 88368 | 87727 | 86860 | 85808 | 84648 | 83291 | 81706 | 200 | 615 | 1116 | 1838 | 2871 | 4433 | 6704 | 9981 | 14612 | 18641 | 23589 | 29489 | 36266 | 43734 | 51264 | 58853 | 66080 | 72613 | 78100 | 82507 | 85959 | 88370 | 89108 | 88825 | 88137 | 87029 | 85653 | 84443 | 83120 | 81584 | 200 | 1003 | 2138 | 3971 | 6987 | 11832 | 16320 | 22227 | 29399 | 37744 | 46869 | 56122 | 64929 | 72589 | 78635 | 83029 | 85935 | 87737 | 88486 | 87952 | 87185 | 86155 | 84860 | 83190 | 81177 | 78798 | 76010 | 72811 | 69100 | 64829 | 200 | 1485 | 2284 | 3394 | 4857 | 6961 | 9685 | 13091 | 17494 | 23171 | 28965 | 34519 | 40019 | 45537 | 51069 | 56521 | 61884 | 67088 | 72176 | 76872 | 81191 | 85066 | 88479 | 91491 | 93928 | 96014 | 97898 | 99675 | 101429 | 102430
| Conwy - Conwy | Residential electric vehicles | 162 | 383 | 624 | 983 | 1532 | 2390 | 3648 | 5483 | 8101 | 10152 | 12550 | 15414 | 18683 | 22314 | 26213 | 30851 | 35711 | 40634 | 45403 | 50162 | 54513 | 58255 | 61519 | 64247 | 66466 | 67096 | 67754 | 68403 | 69132 | 69871 | 162 | 729 | 1532 | 2954 | 5310 | 9163 | 12588 | 16824 | 21815 | 27453 | 34180 | 41205 | 48022 | 54052 | 58993 | 62676 | 65124 | 66700 | 67562 | 68024 | 67759 | 67237 | 66649 | 65956 | 65164 | 64229 | 63138 | 61958 | 60617 | 59086 | 162 | 491 | 903 | 1493 | 2356 | 3644 | 5512 | 8199 | 12002 | 15266 | 19247 | 23976 | 29346 | 35206 | 40957 | 46644 | 51949 | 56640 | 60509 | 63573 | 65921 | 67531 | 67723 | 67185 | 66470 | 65502 | 64311 | 63321 | 62280 | 61125 | 162 | 784 | 1714 | 3225 | 5690 | 9667 | 13340 | 18149 | 23938 | 30619 | 37807 | 44912 | 51509 | 57058 | 61226 | 64114 | 65896 | 66898 | 67161 | 66426 | 65532 | 64454 | 63165 | 61566 | 59678 | 57477 | 54922 | 52001 | 48679 | 44876 | 162 | 1178 | 1854 | 2786 | 4018 | 5785 | 8053 | 10896 | 14551 | 19223 | 23946 | 28406 | 32740 | 36993 | 41101 | 45025 | 48792 | 52383 | 55889 | 59127 | 62090 | 64735 | 67001 | 68948 | 70529 | 71864 | 73017 | 74094 | 75152 | 75652
| Conwy - Conwy | Heat pumps (all types) | 52 | 715 | 840 | 963 | 1083 | 1747 | 2309 | 2912 | 3523 | 4159 | 4925 | 5677 | 6434 | 7199 | 8076 | 9620 | 11309 | 13131 | 15091 | 17157 | 18993 | 20990 | 23073 | 25199 | 27432 | 29354 | 31525 | 33782 | 36153 | 38631 | 52 | 508 | 1654 | 2849 | 4060 | 5287 | 7342 | 9205 | 10899 | 12468 | 14157 | 15787 | 18803 | 21339 | 23693 | 25924 | 29040 | 31611 | 35383 | 38253 | 40905 | 43801 | 46329 | 48668 | 50583 | 50227 | 51366 | 52161 | 53015 | 54275 | 52 | 864 | 1547 | 2242 | 2925 | 3634 | 4398 | 5185 | 5979 | 6804 | 7705 | 8550 | 9453 | 10416 | 11572 | 12527 | 14484 | 16482 | 18497 | 20498 | 22424 | 24120 | 25892 | 27776 | 29745 | 31934 | 33959 | 36005 | 38052 | 40117 | 52 | 1338 | 2431 | 3700 | 5145 | 6812 | 9103 | 11658 | 14235 | 16878 | 19609 | 22282 | 24943 | 27567 | 30273 | 33400 | 36049 | 38633 | 41112 | 43450 | 45887 | 47845 | 49579 | 51064 | 52171 | 53420 | 54360 | 55274 | 56239 | 57226 | 52 | 1539 | 2711 | 3851 | 4977 | 6127 | 7662 | 9104 | 10873 | 12802 | 14924 | 17200 | 20148 | 23284 | 26528 | 29466 | 33516 | 37513 | 41395 | 44508 | 47706 | 50788 | 53507 | 55675 | 57084 | 57958 | 60640 | 63143 | 65552 | 68124
| Gwynedd - Gwynedd | Electric vehicles (all types) | 351 | 658 | 1016 | 1581 | 2375 | 3659 | 5558 | 8297 | 12186 | 15226 | 18806 | 23124 | 28015 | 33566 | 39596 | 46787 | 54455 | 62381 | 70251 | 78140 | 85510 | 92178 | 98081 | 103173 | 107390 | 109253 | 110934 | 112394 | 113759 | 114998 | 351 | 1181 | 2291 | 4276 | 7597 | 12979 | 17793 | 23746 | 30849 | 39002 | 48815 | 59310 | 69885 | 79698 | 88390 | 95619 | 101222 | 105457 | 108428 | 110468 | 111167 | 111294 | 111060 | 110535 | 109792 | 108774 | 107493 | 106090 | 104439 | 102502 | 351 | 819 | 1400 | 2249 | 3480 | 5336 | 8074 | 12025 | 17576 | 22440 | 28466 | 35676 | 43997 | 53215 | 62656 | 72258 | 81486 | 89885 | 97001 | 102741 | 107252 | 110407 | 111549 | 111380 | 110580 | 109200 | 107460 | 105876 | 104161 | 102192 | 351 | 1283 | 2644 | 4842 | 8489 | 14326 | 19722 | 26881 | 35616 | 45836 | 57082 | 68662 | 79817 | 89643 | 97578 | 103457 | 107420 | 109921 | 111053 | 110594 | 109816 | 108663 | 107195 | 105260 | 102909 | 100136 | 96878 | 93123 | 88774 | 83823 | 351 | 1779 | 2690 | 3960 | 5643 | 8062 | 11225 | 15180 | 20303 | 27006 | 33846 | 40498 | 47178 | 53962 | 60914 | 67840 | 74711 | 81364 | 87802 | 93710 | 99067 | 103884 | 108114 | 111888 | 114880 | 117444 | 119737 | 121952 | 124164 | 125452
| Gwynedd - Gwynedd | Residential electric vehicles | 277 | 476 | 727 | 1113 | 1696 | 2609 | 3958 | 5913 | 8688 | 10867 | 13405 | 16443 | 19900 | 23770 | 27879 | 32797 | 37940 | 43162 | 48221 | 53267 | 57866 | 61832 | 65290 | 68182 | 70540 | 71200 | 71900 | 72586 | 73368 | 74133 | 277 | 833 | 1689 | 3202 | 5712 | 9817 | 13450 | 17932 | 23222 | 29192 | 36329 | 43762 | 50997 | 57382 | 62613 | 66514 | 69112 | 70788 | 71689 | 72177 | 71901 | 71349 | 70726 | 69988 | 69148 | 68163 | 67002 | 65750 | 64330 | 62710 | 277 | 603 | 1023 | 1656 | 2577 | 3943 | 5933 | 8790 | 12836 | 16278 | 20500 | 25503 | 31194 | 37405 | 43490 | 49525 | 55150 | 60117 | 64214 | 67463 | 69941 | 71655 | 71865 | 71294 | 70533 | 69506 | 68248 | 67192 | 66086 | 64868 | 277 | 899 | 1883 | 3492 | 6128 | 10347 | 14235 | 19337 | 25472 | 32547 | 40156 | 47695 | 54692 | 60560 | 64976 | 68035 | 69932 | 70978 | 71273 | 70487 | 69536 | 68389 | 67019 | 65336 | 63327 | 61004 | 58298 | 55206 | 51675 | 47656 | 277 | 1257 | 1966 | 2930 | 4213 | 6039 | 8395 | 11330 | 15126 | 20002 | 24896 | 29539 | 34072 | 38522 | 42845 | 46963 | 50900 | 54621 | 58215 | 61527 | 64527 | 67216 | 69497 | 71492 | 73093 | 74475 | 75648 | 76793 | 77932 | 78486
| Gwynedd - Gwynedd | Heat pumps (all types) | 147 | 1187 | 1405 | 1622 | 1820 | 3038 | 3972 | 4984 | 6217 | 7525 | 9073 | 10628 | 12193 | 13761 | 15336 | 18177 | 21281 | 24678 | 28461 | 32632 | 36426 | 40551 | 44902 | 49394 | 54138 | 58174 | 62724 | 67482 | 72434 | 77605 | 147 | 1397 | 3268 | 5571 | 8003 | 9919 | 13037 | 15888 | 18525 | 20968 | 23553 | 26079 | 30560 | 34448 | 38022 | 41407 | 45844 | 49436 | 55400 | 60104 | 64362 | 68707 | 73195 | 77035 | 81278 | 81282 | 83424 | 85062 | 86743 | 89226 | 147 | 1469 | 2621 | 3790 | 4963 | 6332 | 7775 | 9286 | 11098 | 12982 | 14955 | 16613 | 18368 | 20204 | 22180 | 23764 | 26897 | 30091 | 33400 | 36769 | 39862 | 42361 | 44979 | 47790 | 50746 | 54142 | 57129 | 60167 | 63218 | 66317 | 147 | 2422 | 4464 | 6845 | 9552 | 12825 | 17324 | 22549 | 28031 | 33739 | 39667 | 45548 | 51371 | 57116 | 62796 | 68041 | 73667 | 79232 | 84806 | 90316 | 95964 | 100427 | 104468 | 108103 | 110951 | 114157 | 116355 | 118310 | 120405 | 122466 | 147 | 3068 | 4949 | 6631 | 8319 | 10105 | 12395 | 14573 | 17435 | 20550 | 23959 | 27597 | 32143 | 37044 | 41971 | 46437 | 52478 | 58466 | 64661 | 69883 | 74979 | 79690 | 84377 | 87958 | 90374 | 91489 | 95679 | 99729 | 103575 | 107810
| Powys - Powys | Electric vehicles (all types) | 325 | 434 | 602 | 875 | 1276 | 1915 | 2837 | 4192 | 6106 | 7573 | 9308 | 11412 | 13798 | 16487 | 19428 | 22932 | 26665 | 30521 | 34360 | 38232 | 41844 | 45119 | 48021 | 50520 | 52607 | 53532 | 54369 | 55101 | 55802 | 56433 | 325 | 709 | 1282 | 2287 | 3962 | 6682 | 9058 | 12029 | 15547 | 19572 | 24434 | 29633 | 34851 | 39705 | 44012 | 47592 | 50363 | 52486 | 53985 | 55038 | 55435 | 55573 | 55546 | 55373 | 55109 | 54703 | 54176 | 53596 | 52906 | 52085 | 325 | 537 | 820 | 1247 | 1873 | 2802 | 4164 | 6143 | 8913 | 11320 | 14286 | 17830 | 21933 | 26470 | 31106 | 35828 | 40360 | 44491 | 47996 | 50836 | 53075 | 54651 | 55257 | 55215 | 54865 | 54234 | 53456 | 52742 | 51957 | 51007 | 325 | 759 | 1427 | 2532 | 4340 | 7258 | 9920 | 13441 | 17729 | 22762 | 28287 | 33966 | 39439 | 44258 | 48148 | 51036 | 52986 | 54236 | 54810 | 54623 | 54267 | 53748 | 53089 | 52185 | 51093 | 49783 | 48261 | 46506 | 44406 | 41988 | 325 | 974 | 1464 | 2144 | 3048 | 4323 | 5997 | 8091 | 10790 | 14313 | 17901 | 21359 | 24830 | 28348 | 31939 | 35513 | 39056 | 42495 | 45839 | 48916 | 51727 | 54269 | 56518 | 58533 | 60171 | 61589 | 62886 | 64145 | 65376 | 66134
| Powys - Powys | Residential electric vehicles | 261 | 340 | 468 | 674 | 995 | 1496 | 2230 | 3296 | 4805 | 5973 | 7339 | 8974 | 10833 | 12905 | 15127 | 17773 | 20541 | 23342 | 26071 | 28786 | 31259 | 33396 | 35245 | 36808 | 38077 | 38436 | 38811 | 39179 | 39597 | 40013 | 261 | 524 | 992 | 1814 | 3182 | 5407 | 7360 | 9777 | 12626 | 15837 | 19675 | 23683 | 27571 | 31011 | 33831 | 35926 | 37322 | 38219 | 38706 | 38966 | 38815 | 38523 | 38188 | 37792 | 37343 | 36811 | 36186 | 35515 | 34746 | 33877 | 261 | 411 | 636 | 976 | 1479 | 2220 | 3297 | 4847 | 7039 | 8891 | 11155 | 13854 | 16915 | 20256 | 23529 | 26786 | 29804 | 32477 | 34677 | 36431 | 37766 | 38693 | 38799 | 38493 | 38081 | 37534 | 36857 | 36286 | 35694 | 35037 | 261 | 569 | 1097 | 1977 | 3397 | 5694 | 7782 | 10525 | 13827 | 17643 | 21740 | 25793 | 29557 | 32719 | 35098 | 36743 | 37752 | 38323 | 38481 | 38063 | 37543 | 36929 | 36197 | 35288 | 34209 | 32948 | 31498 | 29839 | 27934 | 25767 | 261 | 741 | 1147 | 1702 | 2437 | 3480 | 4829 | 6508 | 8679 | 11453 | 14250 | 16887 | 19458 | 21975 | 24414 | 26737 | 28952 | 31054 | 33085 | 34959 | 36658 | 38185 | 39475 | 40597 | 41506 | 42283 | 42946 | 43586 | 44198 | 44498
| Powys - Powys | Heat pumps (all types) | 101 | 488 | 580 | 664 | 744 | 1206 | 1596 | 2019 | 2461 | 2927 | 3511 | 4094 | 4703 | 5327 | 6089 | 7390 | 8824 | 10408 | 12135 | 13908 | 15483 | 17214 | 19041 | 20945 | 22962 | 24660 | 26565 | 28542 | 30602 | 32732 | 101 | 650 | 1447 | 2352 | 3438 | 4100 | 5143 | 6122 | 6978 | 7790 | 8681 | 9564 | 11046 | 12504 | 13991 | 15282 | 17209 | 18860 | 21741 | 23921 | 25780 | 27520 | 29152 | 30290 | 31661 | 32212 | 33240 | 34011 | 34762 | 35824 | 101 | 606 | 1093 | 1593 | 2090 | 2651 | 3320 | 4035 | 4803 | 5628 | 6499 | 7159 | 7894 | 8700 | 9710 | 10490 | 12197 | 13942 | 15700 | 17404 | 18979 | 20419 | 21930 | 23518 | 25177 | 26935 | 28550 | 30190 | 31824 | 33465 | 101 | 1062 | 2034 | 3150 | 4417 | 5903 | 8094 | 10756 | 13563 | 16546 | 19671 | 22771 | 25848 | 28907 | 32059 | 34561 | 37687 | 40835 | 43984 | 47051 | 50206 | 52607 | 54735 | 56623 | 58244 | 60101 | 61330 | 62340 | 63404 | 64406 | 101 | 1244 | 2040 | 2700 | 3367 | 4050 | 4897 | 5747 | 6796 | 7960 | 9230 | 10689 | 12393 | 14410 | 16652 | 18628 | 21399 | 24154 | 27267 | 29744 | 32335 | 34471 | 36532 | 37985 | 38680 | 39684 | 41822 | 43842 | 45801 | 47870
| Sir Ceredigion - Ceredigion | Electric vehicles (all types) | 54 | 116 | 180 | 293 | 455 | 707 | 1078 | 1619 | 2393 | 2999 | 3716 | 4586 | 5573 | 6693 | 7918 | 9382 | 10951 | 12572 | 14197 | 15850 | 17403 | 18816 | 20076 | 21171 | 22083 | 22516 | 22901 | 23231 | 23535 | 23807 | 54 | 206 | 435 | 826 | 1482 | 2548 | 3507 | 4702 | 6125 | 7763 | 9742 | 11878 | 14036 | 16064 | 17890 | 19431 | 20653 | 21598 | 22261 | 22731 | 22911 | 22957 | 22930 | 22826 | 22687 | 22474 | 22221 | 21940 | 21610 | 21224 | 54 | 141 | 259 | 430 | 681 | 1048 | 1591 | 2384 | 3506 | 4497 | 5722 | 7195 | 8900 | 10796 | 12749 | 14755 | 16688 | 18456 | 19963 | 21184 | 22129 | 22799 | 23063 | 23045 | 22878 | 22589 | 22232 | 21895 | 21539 | 21131 | 54 | 242 | 514 | 955 | 1685 | 2864 | 3956 | 5412 | 7191 | 9276 | 11582 | 13981 | 16307 | 18377 | 20067 | 21330 | 22189 | 22736 | 22989 | 22919 | 22771 | 22551 | 22258 | 21870 | 21404 | 20851 | 20203 | 19454 | 18602 | 17633 | 54 | 362 | 557 | 830 | 1185 | 1705 | 2378 | 3229 | 4329 | 5775 | 7251 | 8700 | 10160 | 11651 | 13192 | 14733 | 16267 | 17747 | 19176 | 20483 | 21654 | 22710 | 23631 | 24453 | 25106 | 25650 | 26140 | 26613 | 27093 | 27374
| Sir Ceredigion - Ceredigion | Residential electric vehicles | 43 | 92 | 144 | 224 | 349 | 538 | 821 | 1231 | 1814 | 2270 | 2801 | 3446 | 4173 | 4984 | 5850 | 6887 | 7967 | 9064 | 10127 | 11190 | 12161 | 12993 | 13720 | 14330 | 14825 | 14966 | 15110 | 15256 | 15417 | 15583 | 43 | 165 | 345 | 662 | 1189 | 2048 | 2807 | 3756 | 4869 | 6126 | 7622 | 9193 | 10711 | 12054 | 13156 | 13978 | 14522 | 14875 | 15062 | 15168 | 15111 | 14991 | 14862 | 14704 | 14532 | 14322 | 14080 | 13818 | 13519 | 13176 | 43 | 114 | 204 | 336 | 533 | 818 | 1235 | 1835 | 2681 | 3409 | 4295 | 5352 | 6548 | 7853 | 9133 | 10402 | 11586 | 12630 | 13494 | 14178 | 14698 | 15060 | 15103 | 14983 | 14821 | 14605 | 14341 | 14122 | 13890 | 13631 | 43 | 183 | 387 | 723 | 1275 | 2165 | 2981 | 4055 | 5344 | 6834 | 8431 | 10019 | 11491 | 12726 | 13655 | 14299 | 14697 | 14919 | 14979 | 14815 | 14614 | 14376 | 14088 | 13729 | 13309 | 12821 | 12250 | 11597 | 10855 | 10011 | 43 | 269 | 430 | 645 | 932 | 1344 | 1871 | 2532 | 3380 | 4475 | 5570 | 6617 | 7631 | 8628 | 9598 | 10514 | 11390 | 12210 | 12997 | 13717 | 14363 | 14950 | 15434 | 15867 | 16214 | 16507 | 16754 | 17004 | 17250 | 17365
| Sir Ceredigion - Ceredigion | Heat pumps (all types) | 44 | 227 | 268 | 308 | 344 | 553 | 726 | 916 | 1118 | 1323 | 1587 | 1856 | 2129 | 2410 | 2703 | 3240 | 3963 | 4769 | 5631 | 6458 | 7185 | 7978 | 8820 | 9693 | 10616 | 11398 | 12273 | 13179 | 14121 | 15096 | 44 | 294 | 684 | 1260 | 1870 | 2276 | 2947 | 3565 | 4112 | 4613 | 5157 | 5662 | 6600 | 7456 | 8249 | 8965 | 10006 | 10876 | 12389 | 13543 | 14537 | 15555 | 16594 | 17521 | 19345 | 19338 | 19780 | 20143 | 20555 | 21072 | 44 | 299 | 513 | 737 | 961 | 1214 | 1517 | 1842 | 2192 | 2558 | 2944 | 3238 | 3558 | 3912 | 4311 | 4603 | 5421 | 6257 | 7088 | 7833 | 8522 | 9168 | 9836 | 10541 | 11268 | 12028 | 12733 | 13436 | 14139 | 14850 | 44 | 542 | 1012 | 1563 | 2184 | 2927 | 4022 | 5325 | 6656 | 8049 | 9505 | 10951 | 12384 | 13806 | 15220 | 16420 | 17933 | 19445 | 20932 | 22313 | 23725 | 24806 | 25765 | 26622 | 27352 | 28218 | 28777 | 29241 | 29729 | 30183 | 44 | 571 | 985 | 1340 | 1691 | 2053 | 2534 | 2992 | 3562 | 4173 | 4853 | 5585 | 6522 | 7565 | 8632 | 9571 | 10994 | 12403 | 13970 | 15187 | 16393 | 17510 | 18577 | 19414 | 20525 | 20844 | 21821 | 22775 | 23712 | 24676
| Sir Ddinbych - Denbighshire | Electric vehicles (all types) | 291 | 476 | 727 | 1097 | 1641 | 2514 | 3788 | 5642 | 8277 | 10324 | 12742 | 15632 | 18939 | 22665 | 26700 | 31532 | 36667 | 41946 | 47175 | 52467 | 57399 | 61814 | 65741 | 69112 | 71905 | 73096 | 74195 | 75168 | 76123 | 76987 | 291 | 872 | 1665 | 3065 | 5392 | 9166 | 12508 | 16650 | 21567 | 27183 | 33940 | 41139 | 48349 | 54999 | 60836 | 65641 | 69310 | 72079 | 73998 | 75355 | 75825 | 75946 | 75867 | 75606 | 75217 | 74642 | 73901 | 73076 | 72102 | 70929 | 291 | 610 | 1011 | 1612 | 2472 | 3769 | 5653 | 8379 | 12223 | 15554 | 19663 | 24571 | 30219 | 36465 | 42803 | 49235 | 55396 | 60990 | 65729 | 69559 | 72568 | 74701 | 75465 | 75364 | 74874 | 74035 | 72963 | 72003 | 70918 | 69625 | 291 | 919 | 1857 | 3377 | 5884 | 9910 | 13613 | 18494 | 24436 | 31368 | 38974 | 46746 | 54195 | 60731 | 65960 | 69816 | 72408 | 74058 | 74811 | 74512 | 73988 | 73248 | 72299 | 71036 | 69493 | 67664 | 65513 | 63025 | 60064 | 56639 | 291 | 1311 | 1994 | 2950 | 4214 | 6019 | 8349 | 11289 | 15060 | 19950 | 24929 | 29726 | 34505 | 39325 | 44203 | 49038 | 53829 | 58478 | 63004 | 67209 | 71048 | 74523 | 77607 | 80366 | 82618 | 84565 | 86352 | 88071 | 89750 | 90777
| Sir Ddinbych - Denbighshire | Residential electric vehicles | 232 | 386 | 583 | 883 | 1337 | 2051 | 3105 | 4638 | 6816 | 8514 | 10499 | 12875 | 15576 | 18596 | 21805 | 25655 | 29675 | 33752 | 37699 | 41644 | 45243 | 48344 | 51045 | 53303 | 55150 | 55671 | 56216 | 56749 | 57360 | 57961 | 232 | 665 | 1337 | 2515 | 4486 | 7683 | 10525 | 14034 | 18174 | 22834 | 28409 | 34227 | 39874 | 44872 | 48957 | 52010 | 54037 | 55344 | 56050 | 56432 | 56218 | 55783 | 55298 | 54722 | 54074 | 53294 | 52388 | 51411 | 50305 | 49037 | 232 | 484 | 814 | 1312 | 2023 | 3101 | 4649 | 6886 | 10047 | 12747 | 16042 | 19958 | 24413 | 29260 | 34012 | 38728 | 43125 | 47010 | 50212 | 52746 | 54688 | 56036 | 56189 | 55742 | 55142 | 54344 | 53361 | 52543 | 51674 | 50724 | 232 | 720 | 1485 | 2745 | 4801 | 8112 | 11150 | 15132 | 19933 | 25460 | 31415 | 37300 | 42758 | 47349 | 50807 | 53199 | 54668 | 55501 | 55731 | 55121 | 54367 | 53478 | 52410 | 51088 | 49522 | 47703 | 45590 | 43171 | 40410 | 37271 | 232 | 1011 | 1589 | 2385 | 3451 | 4964 | 6907 | 9346 | 12481 | 16494 | 20533 | 24357 | 28067 | 31709 | 35220 | 38570 | 41787 | 44870 | 47865 | 50656 | 53195 | 55467 | 57420 | 59089 | 60437 | 61602 | 62592 | 63525 | 64448 | 64871
| Sir Ddinbych - Denbighshire | Heat pumps (all types) | 37 | 340 | 407 | 466 | 524 | 893 | 1204 | 1545 | 1904 | 2402 | 2905 | 3521 | 4156 | 4793 | 5447 | 6589 | 7857 | 9268 | 10797 | 12380 | 13690 | 15122 | 16622 | 18176 | 19803 | 21185 | 22733 | 24343 | 26022 | 27758 | 37 | 506 | 1540 | 2699 | 3880 | 4876 | 6527 | 8031 | 9397 | 10727 | 12152 | 13581 | 16208 | 18542 | 20705 | 22634 | 25548 | 27961 | 31674 | 34491 | 36889 | 39419 | 41547 | 43460 | 46006 | 45992 | 47032 | 47755 | 48573 | 49612 | 37 | 486 | 866 | 1254 | 1649 | 2091 | 2599 | 3147 | 3737 | 4500 | 5214 | 5948 | 6767 | 7651 | 8644 | 9391 | 11329 | 13331 | 15365 | 17359 | 19303 | 21272 | 23335 | 25475 | 27680 | 29912 | 32099 | 34278 | 36451 | 38619 | 37 | 993 | 1927 | 3014 | 4241 | 5723 | 7898 | 10468 | 13173 | 16128 | 19084 | 22103 | 25102 | 28064 | 31010 | 34013 | 36885 | 39718 | 42496 | 45125 | 47873 | 49960 | 51758 | 53249 | 54550 | 56097 | 57171 | 58113 | 59077 | 59997 | 37 | 1035 | 2017 | 2925 | 3806 | 4718 | 5916 | 7067 | 8477 | 10115 | 11837 | 13895 | 16549 | 19462 | 22464 | 25107 | 28852 | 32484 | 36316 | 39341 | 42594 | 45586 | 48130 | 50120 | 52066 | 53417 | 56204 | 58731 | 61249 | 63782
| Sir y Fflint - Flintshire | Electric vehicles (all types) | 455 | 790 | 1199 | 1845 | 2790 | 4270 | 6471 | 9671 | 14220 | 17781 | 21960 | 26974 | 32698 | 39137 | 46104 | 54430 | 63235 | 72284 | 81176 | 90165 | 98525 | 105937 | 112487 | 118095 | 122716 | 124555 | 126287 | 127850 | 129411 | 130868 | 455 | 1390 | 2765 | 5168 | 9181 | 15712 | 21512 | 28704 | 37226 | 46947 | 58628 | 71009 | 83303 | 94522 | 104225 | 112001 | 117754 | 121941 | 124700 | 126537 | 126883 | 126650 | 126109 | 125281 | 124225 | 122877 | 121235 | 119430 | 117351 | 114944 | 455 | 875 | 1755 | 2783 | 4263 | 6494 | 9755 | 14457 | 21087 | 26829 | 33892 | 42324 | 52013 | 62685 | 73424 | 84266 | 94581 | 103885 | 111695 | 117962 | 122837 | 126240 | 127215 | 126745 | 125685 | 124027 | 121982 | 120165 | 118225 | 116023 | 455 | 1527 | 3139 | 5762 | 10076 | 17032 | 23438 | 31892 | 42143 | 54087 | 67126 | 80358 | 92950 | 103879 | 112492 | 118742 | 122843 | 125370 | 126384 | 125569 | 124410 | 122854 | 120934 | 118462 | 115492 | 111989 | 107927 | 103248 | 97868 | 91710 | 455 | 2091 | 3383 | 5038 | 7255 | 10416 | 14520 | 19676 | 26318 | 34894 | 43640 | 52018 | 60320 | 68629 | 76946 | 85095 | 93133 | 100911 | 108486 | 115501 | 121908 | 127645 | 132679 | 137068 | 140592 | 143593 | 146249 | 148735 | 151214 | 152535
| Sir y Fflint - Flintshire | Residential electric vehicles | 364 | 660 | 1029 | 1584 | 2424 | 3737 | 5678 | 8503 | 12512 | 15656 | 19322 | 23708 | 28699 | 34266 | 40213 | 47330 | 54760 | 62299 | 69585 | 76867 | 83532 | 89252 | 94239 | 98418 | 101819 | 102783 | 103787 | 104780 | 105901 | 107023 | 364 | 1181 | 2422 | 4598 | 8228 | 14141 | 19384 | 25861 | 33499 | 42126 | 52423 | 63169 | 73600 | 82832 | 90395 | 96029 | 99774 | 102181 | 103491 | 104210 | 103796 | 103003 | 102099 | 101041 | 99831 | 98401 | 96729 | 94919 | 92872 | 90531 | 364 | 725 | 1528 | 2441 | 3772 | 5746 | 8631 | 12766 | 18603 | 23586 | 29674 | 36910 | 45135 | 54097 | 62885 | 71598 | 79713 | 86896 | 92812 | 97502 | 101091 | 103561 | 103858 | 103036 | 101937 | 100452 | 98629 | 97112 | 95515 | 93754 | 364 | 1281 | 2702 | 5021 | 8811 | 14919 | 20527 | 27891 | 36749 | 46963 | 57965 | 68843 | 78937 | 87418 | 93805 | 98223 | 100942 | 102477 | 102895 | 101762 | 100386 | 98743 | 96764 | 94325 | 91426 | 88063 | 84160 | 79696 | 74607 | 68781 | 364 | 1669 | 2973 | 4467 | 6464 | 9308 | 12969 | 17559 | 23456 | 30991 | 38599 | 45795 | 52786 | 59633 | 66249 | 72548 | 78598 | 84375 | 89983 | 95189 | 99942 | 104184 | 107811 | 110934 | 113454 | 115598 | 117434 | 119173 | 120883 | 121661
| Sir y Fflint - Flintshire | Heat pumps (all types) | 64 | 557 | 657 | 750 | 862 | 1527 | 2078 | 2691 | 3309 | 3964 | 4785 | 5590 | 6417 | 7246 | 8099 | 9653 | 11357 | 13248 | 15284 | 17603 | 19531 | 21647 | 23853 | 26108 | 28472 | 30493 | 32770 | 35158 | 37655 | 40260 | 64 | 705 | 2533 | 4343 | 6102 | 7912 | 10971 | 13731 | 16251 | 18577 | 21131 | 23510 | 28178 | 32092 | 35600 | 38904 | 43405 | 47035 | 52451 | 56886 | 60778 | 65121 | 69049 | 72853 | 78076 | 77263 | 78714 | 79733 | 80989 | 82589 | 64 | 797 | 1357 | 1931 | 2620 | 3346 | 4142 | 4977 | 5839 | 6746 | 7768 | 8727 | 9782 | 10926 | 12221 | 13203 | 15771 | 18420 | 21106 | 23909 | 26651 | 29360 | 32190 | 35143 | 38175 | 41330 | 44403 | 47462 | 50496 | 53542 | 64 | 1545 | 2877 | 4434 | 6316 | 8552 | 11733 | 15318 | 18954 | 22682 | 26537 | 30303 | 34048 | 37737 | 41410 | 45807 | 49343 | 52779 | 56041 | 59212 | 62529 | 65135 | 67379 | 69223 | 70713 | 72511 | 73811 | 75039 | 76309 | 77563 | 64 | 1518 | 3086 | 4590 | 6127 | 7693 | 9839 | 11853 | 14281 | 16906 | 19824 | 23000 | 27336 | 31892 | 36455 | 40534 | 46132 | 51522 | 56917 | 61495 | 66254 | 70954 | 75023 | 78348 | 82369 | 83917 | 87920 | 91575 | 95184 | 98859
| Sir Ynys Mon - Isle of Anglesey | Electric vehicles (all types) | 208 | 365 | 556 | 852 | 1275 | 1948 | 2947 | 4403 | 6460 | 8069 | 9952 | 12217 | 14793 | 17677 | 20809 | 24544 | 28492 | 32538 | 36499 | 40490 | 44168 | 47419 | 50287 | 52732 | 54753 | 55516 | 56233 | 56896 | 57557 | 58175 | 208 | 646 | 1255 | 2340 | 4158 | 7091 | 9704 | 12946 | 16771 | 21148 | 26390 | 31927 | 37412 | 42403 | 46664 | 50060 | 52545 | 54322 | 55473 | 56214 | 56310 | 56158 | 55876 | 55464 | 54969 | 54336 | 53563 | 52723 | 51780 | 50675 | 208 | 460 | 775 | 1236 | 1895 | 2894 | 4358 | 6467 | 9422 | 12006 | 15168 | 18936 | 23270 | 28010 | 32790 | 37587 | 42145 | 46236 | 49656 | 52404 | 54549 | 56022 | 56413 | 56173 | 55663 | 54908 | 53993 | 53168 | 52306 | 51330 | 208 | 702 | 1426 | 2596 | 4548 | 7662 | 10522 | 14313 | 18896 | 24239 | 30059 | 35938 | 41513 | 46320 | 50090 | 52819 | 54590 | 55654 | 56069 | 55668 | 55110 | 54379 | 53485 | 52350 | 51000 | 49395 | 47546 | 45418 | 42954 | 40162 | 208 | 1022 | 1555 | 2292 | 3277 | 4678 | 6507 | 8789 | 11740 | 15553 | 19416 | 23114 | 26765 | 30416 | 34044 | 37591 | 41087 | 44450 | 47753 | 50805 | 53598 | 56095 | 58291 | 60192 | 61704 | 63014 | 64158 | 65218 | 66271 | 66820
| Sir Ynys Mon - Isle of Anglesey | Residential electric vehicles | 165 | 297 | 460 | 706 | 1079 | 1661 | 2519 | 3776 | 5553 | 6953 | 8574 | 10515 | 12728 | 15187 | 17824 | 20978 | 24272 | 27613 | 30848 | 34075 | 37024 | 39553 | 41768 | 43616 | 45129 | 45556 | 45998 | 46444 | 46937 | 47430 | 165 | 530 | 1076 | 2048 | 3657 | 6277 | 8599 | 11469 | 14849 | 18672 | 23241 | 28002 | 32623 | 36717 | 40058 | 42559 | 44224 | 45296 | 45868 | 46178 | 46008 | 45650 | 45257 | 44782 | 44247 | 43618 | 42872 | 42067 | 41164 | 40133 | 165 | 376 | 655 | 1055 | 1641 | 2517 | 3788 | 5617 | 8197 | 10415 | 13110 | 16316 | 19966 | 23934 | 27827 | 31688 | 35279 | 38465 | 41083 | 43167 | 44754 | 45851 | 45980 | 45618 | 45122 | 44473 | 43669 | 42989 | 42283 | 41502 | 165 | 575 | 1203 | 2230 | 3913 | 6620 | 9105 | 12366 | 16289 | 20816 | 25694 | 30515 | 34989 | 38747 | 41577 | 43536 | 44746 | 45419 | 45603 | 45103 | 44493 | 43761 | 42881 | 41803 | 40523 | 39029 | 37304 | 35325 | 33057 | 30481 | 165 | 849 | 1331 | 1985 | 2864 | 4105 | 5717 | 7716 | 10307 | 13614 | 16943 | 20090 | 23151 | 26147 | 29041 | 31797 | 34454 | 36984 | 39466 | 41766 | 43865 | 45744 | 47369 | 48752 | 49867 | 50831 | 51648 | 52410 | 53152 | 53493
| Sir Ynys Mon - Isle of Anglesey | Heat pumps (all types) | 41 | 649 | 775 | 922 | 1058 | 1928 | 2566 | 3246 | 4044 | 4889 | 5870 | 6850 | 7843 | 8835 | 9829 | 11602 | 13543 | 15647 | 17916 | 20491 | 22873 | 25455 | 28164 | 30963 | 33925 | 36461 | 39311 | 42284 | 45389 | 48647 | 41 | 780 | 1689 | 2787 | 4029 | 5033 | 6562 | 7982 | 9311 | 10562 | 11884 | 13260 | 15383 | 17341 | 19274 | 21000 | 23460 | 25481 | 28458 | 30959 | 33363 | 35757 | 38121 | 39983 | 41127 | 41591 | 42979 | 43966 | 44852 | 46337 | 41 | 778 | 1453 | 2257 | 3039 | 3995 | 4936 | 5911 | 7035 | 8205 | 9426 | 10490 | 11622 | 12809 | 14074 | 15110 | 17128 | 19188 | 21265 | 23448 | 25470 | 27044 | 28689 | 30484 | 32393 | 34643 | 36606 | 38634 | 40672 | 42733 | 41 | 1242 | 2354 | 3741 | 5304 | 7214 | 9700 | 12597 | 15718 | 18986 | 22378 | 25736 | 29067 | 32363 | 35620 | 38580 | 41813 | 45041 | 48231 | 51489 | 54835 | 57499 | 59901 | 62058 | 63700 | 65462 | 66733 | 67891 | 69142 | 70399 | 41 | 1857 | 2856 | 3826 | 4818 | 5906 | 7181 | 8416 | 10052 | 11851 | 13797 | 15957 | 18413 | 21198 | 24109 | 26701 | 30260 | 33805 | 37210 | 40234 | 43423 | 46159 | 48944 | 51052 | 51570 | 52453 | 55030 | 57467 | 59788 | 62386
| Wrecsam - Wrexham | Electric vehicles (all types) | 295 | 502 | 774 | 1181 | 1789 | 2741 | 4145 | 6185 | 9090 | 11342 | 14012 | 17207 | 20844 | 24950 | 29382 | 34684 | 40295 | 46061 | 51733 | 57456 | 62761 | 67485 | 71657 | 75228 | 78172 | 79357 | 80461 | 81461 | 82432 | 83356 | 295 | 902 | 1770 | 3284 | 5842 | 9971 | 13643 | 18203 | 23615 | 29771 | 37180 | 45042 | 52854 | 59998 | 66187 | 71166 | 74870 | 77572 | 79381 | 80578 | 80833 | 80718 | 80399 | 79896 | 79249 | 78401 | 77381 | 76252 | 74932 | 73420 | 295 | 641 | 1073 | 1729 | 2672 | 4077 | 6134 | 9118 | 13318 | 16966 | 21447 | 26806 | 32961 | 39742 | 46577 | 53486 | 60079 | 66006 | 71004 | 75018 | 78133 | 80314 | 80963 | 80690 | 80029 | 78992 | 77704 | 76544 | 75302 | 73904 | 295 | 977 | 2014 | 3667 | 6417 | 10822 | 14890 | 20248 | 26759 | 34353 | 42639 | 51054 | 59075 | 66049 | 71563 | 75567 | 78213 | 79849 | 80519 | 80028 | 79309 | 78339 | 77144 | 75589 | 73731 | 71525 | 68975 | 66025 | 62612 | 58716 | 295 | 1408 | 2154 | 3178 | 4552 | 6527 | 9073 | 12275 | 16400 | 21739 | 27171 | 32407 | 37580 | 42759 | 47970 | 53089 | 58128 | 63013 | 67779 | 72180 | 76205 | 79806 | 82974 | 85741 | 87967 | 89866 | 91563 | 93150 | 94721 | 95584
| Wrecsam - Wrexham | Residential electric vehicles | 230 | 410 | 637 | 971 | 1489 | 2298 | 3486 | 5211 | 7673 | 9588 | 11833 | 14519 | 17569 | 20977 | 24613 | 28972 | 33513 | 38129 | 42593 | 47052 | 51127 | 54623 | 57676 | 60235 | 62317 | 62908 | 63523 | 64130 | 64810 | 65499 | 230 | 734 | 1489 | 2817 | 5045 | 8661 | 11867 | 15831 | 20513 | 25785 | 32089 | 38667 | 45048 | 50698 | 55322 | 58767 | 61059 | 62537 | 63339 | 63775 | 63520 | 63036 | 62487 | 61840 | 61100 | 60221 | 59197 | 58094 | 56833 | 55409 | 230 | 522 | 899 | 1455 | 2266 | 3475 | 5230 | 7756 | 11327 | 14381 | 18102 | 22528 | 27562 | 33044 | 38418 | 43756 | 48729 | 53108 | 56734 | 59612 | 61799 | 63321 | 63490 | 62992 | 62316 | 61409 | 60299 | 59366 | 58389 | 57310 | 230 | 794 | 1662 | 3079 | 5404 | 9143 | 12575 | 17072 | 22501 | 28754 | 35478 | 42133 | 48312 | 53503 | 57406 | 60110 | 61779 | 62719 | 62973 | 62286 | 61439 | 60431 | 59223 | 57726 | 55953 | 53892 | 51513 | 48776 | 45662 | 42098 | 230 | 1155 | 1827 | 2730 | 3930 | 5658 | 7872 | 10642 | 14211 | 18779 | 23369 | 27737 | 31966 | 36103 | 40118 | 43937 | 47595 | 51090 | 54481 | 57632 | 60502 | 63057 | 65238 | 67127 | 68649 | 69947 | 71060 | 72119 | 73163 | 73651
| Wrecsam - Wrexham | Heat pumps (all types) | 176 | 654 | 745 | 834 | 912 | 1408 | 1828 | 2280 | 2744 | 3241 | 3857 | 4472 | 5097 | 5733 | 6373 | 7567 | 8882 | 10341 | 11900 | 13682 | 15151 | 16774 | 18463 | 20188 | 21999 | 23551 | 25288 | 27109 | 29012 | 30993 | 176 | 622 | 2100 | 3605 | 5045 | 6513 | 9019 | 11277 | 13325 | 15208 | 17252 | 19121 | 22814 | 25913 | 28667 | 31330 | 34820 | 37680 | 42170 | 45678 | 48741 | 52156 | 55185 | 58173 | 62165 | 104475 | 105421 | 106327 | 107936 | 109506 | 176 | 855 | 1360 | 1880 | 2395 | 2941 | 3548 | 4180 | 4834 | 5532 | 6298 | 7004 | 7777 | 8623 | 9568 | 10291 | 12128 | 14021 | 15925 | 17914 | 19852 | 21780 | 23790 | 25872 | 28009 | 30219 | 32371 | 34503 | 36619 | 38740 | 176 | 1458 | 2565 | 3863 | 5341 | 7102 | 9621 | 12449 | 15239 | 18097 | 21045 | 23931 | 26796 | 29635 | 32440 | 35827 | 38543 | 41154 | 43619 | 46004 | 48484 | 50426 | 52117 | 53524 | 54668 | 56077 | 57064 | 57997 | 58944 | 59883 | 176 | 1331 | 2605 | 3835 | 5028 | 6232 | 7922 | 9497 | 11396 | 13454 | 15736 | 18145 | 21480 | 24979 | 28429 | 31555 | 35797 | 39937 | 44182 | 47675 | 51157 | 54712 | 57686 | 60116 | 63136 | 77891 | 80877 | 83852 | 86817 | 89700

## Generation capacity
Return to Contents | Generation and storage capacity (MW) | FS | FS | FS | FS | FS | FS | FS | FS | FS | FS | FS | FS | FS | FS | FS | FS | FS | FS | FS | FS | FS | FS | FS | FS | FS | FS | FS | FS | FS | FS | CT | CT | CT | CT | CT | CT | CT | CT | CT | CT | CT | CT | CT | CT | CT | CT | CT | CT | CT | CT | CT | CT | CT | CT | CT | CT | CT | CT | CT | CT | ST | ST | ST | ST | ST | ST | ST | ST | ST | ST | ST | ST | ST | ST | ST | ST | ST | ST | ST | ST | ST | ST | ST | ST | ST | ST | ST | ST | ST | ST | LW | LW | LW | LW | LW | LW | LW | LW | LW | LW | LW | LW | LW | LW | LW | LW | LW | LW | LW | LW | LW | LW | LW | LW | LW | LW | LW | LW | LW | LW | BV | BV | BV | BV | BV | BV | BV | BV | BV | BV | BV | BV | BV | BV | BV | BV | BV | BV | BV | BV | BV | BV | BV | BV | BV | BV | BV | BV | BV | BV
|  | 2021 | 2022 | 2023 | 2024 | 2025 | 2026 | 2027 | 2028 | 2029 | 2030 | 2031 | 2032 | 2033 | 2034 | 2035 | 2036 | 2037 | 2038 | 2039 | 2040 | 2041 | 2042 | 2043 | 2044 | 2045 | 2046 | 2047 | 2048 | 2049 | 2050 | 2021 | 2022 | 2023 | 2024 | 2025 | 2026 | 2027 | 2028 | 2029 | 2030 | 2031 | 2032 | 2033 | 2034 | 2035 | 2036 | 2037 | 2038 | 2039 | 2040 | 2041 | 2042 | 2043 | 2044 | 2045 | 2046 | 2047 | 2048 | 2049 | 2050 | 2021 | 2022 | 2023 | 2024 | 2025 | 2026 | 2027 | 2028 | 2029 | 2030 | 2031 | 2032 | 2033 | 2034 | 2035 | 2036 | 2037 | 2038 | 2039 | 2040 | 2041 | 2042 | 2043 | 2044 | 2045 | 2046 | 2047 | 2048 | 2049 | 2050 | 2021 | 2022 | 2023 | 2024 | 2025 | 2026 | 2027 | 2028 | 2029 | 2030 | 2031 | 2032 | 2033 | 2034 | 2035 | 2036 | 2037 | 2038 | 2039 | 2040 | 2041 | 2042 | 2043 | 2044 | 2045 | 2046 | 2047 | 2048 | 2049 | 2050 | 2021 | 2022 | 2023 | 2024 | 2025 | 2026 | 2027 | 2028 | 2029 | 2030 | 2031 | 2032 | 2033 | 2034 | 2035 | 2036 | 2037 | 2038 | 2039 | 2040 | 2041 | 2042 | 2043 | 2044 | 2045 | 2046 | 2047 | 2048 | 2049 | 2050
PSS | ABERDYFI T1 | 0.6 | 0.6 | 0.6 | 0.6 | 0.7 | 0.7 | 0.7 | 0.7 | 0.7 | 0.7 | 0.8 | 0.8 | 0.8 | 0.8 | 0.8 | 0.8 | 0.8 | 0.9 | 0.9 | 0.9 | 0.9 | 0.9 | 0.9 | 1 | 1 | 1 | 1 | 1 | 1 | 1.1 | 0.6 | 0.7 | 0.7 | 0.8 | 0.9 | 1 | 1.1 | 1.2 | 1.2 | 1.3 | 1.4 | 1.5 | 1.6 | 1.7 | 1.8 | 1.9 | 2 | 2.1 | 2.2 | 2.3 | 2.4 | 2.5 | 2.6 | 2.7 | 2.9 | 2.9 | 3 | 3.2 | 3.3 | 3.4 | 0.6 | 0.6 | 0.7 | 0.7 | 0.7 | 0.8 | 0.8 | 0.9 | 0.9 | 0.9 | 1 | 1 | 1.1 | 1.1 | 1.2 | 1.2 | 1.3 | 1.3 | 1.4 | 1.4 | 1.4 | 1.5 | 1.5 | 1.6 | 1.6 | 1.7 | 1.7 | 1.7 | 1.8 | 1.8 | 0.6 | 0.7 | 0.7 | 0.8 | 0.9 | 1 | 1 | 1.2 | 1.2 | 1.3 | 1.4 | 1.5 | 1.6 | 1.7 | 1.8 | 1.9 | 2 | 2.2 | 2.2 | 2.3 | 2.5 | 2.6 | 2.7 | 2.8 | 2.8 | 2.9 | 3 | 3.2 | 3.2 | 3.4 | 0.6 | 0.7 | 0.7 | 0.7 | 0.8 | 0.9 | 0.9 | 1 | 1.1 | 1.1 | 1.2 | 1.3 | 1.4 | 1.4 | 1.5 | 1.6 | 1.6 | 1.7 | 1.8 | 1.9 | 1.9 | 2 | 2.1 | 2.2 | 2.2 | 2.3 | 2.4 | 2.5 | 2.5 | 2.6
PSS | ABERGELE T1 / PENSARN T1 | 0.5 | 0.5 | 0.6 | 0.6 | 0.6 | 0.6 | 0.6 | 0.7 | 0.7 | 0.8 | 0.9 | 1 | 1 | 1.1 | 1.2 | 1.3 | 1.3 | 1.4 | 1.5 | 1.6 | 1.6 | 1.7 | 1.8 | 1.9 | 2 | 2.1 | 2.2 | 2.3 | 2.4 | 2.5 | 0.5 | 0.6 | 0.7 | 0.8 | 1.1 | 1.3 | 1.6 | 2 | 2.3 | 2.7 | 3.1 | 3.4 | 3.8 | 4.2 | 4.7 | 5.1 | 5.5 | 6 | 6.4 | 6.9 | 7.4 | 7.9 | 8.4 | 8.9 | 9.4 | 9.9 | 10.4 | 11 | 11.5 | 12 | 0.5 | 0.6 | 0.6 | 0.6 | 0.7 | 0.8 | 1 | 1.1 | 1.2 | 1.4 | 1.6 | 1.7 | 1.9 | 2.1 | 2.3 | 2.4 | 2.6 | 2.8 | 3 | 3.1 | 3.3 | 3.5 | 3.7 | 3.9 | 4.1 | 4.3 | 4.5 | 4.7 | 5 | 5.2 | 0.5 | 0.6 | 0.7 | 0.8 | 1 | 1.3 | 1.6 | 1.9 | 2.3 | 2.6 | 3 | 3.4 | 3.8 | 4.2 | 4.6 | 5 | 5.5 | 6 | 6.4 | 6.9 | 7.4 | 7.9 | 8.4 | 8.9 | 9.4 | 10 | 10.5 | 11 | 11.6 | 12.1 | 0.5 | 0.6 | 0.6 | 0.7 | 0.9 | 1.1 | 1.3 | 1.5 | 1.8 | 2 | 2.3 | 2.6 | 2.9 | 3.1 | 3.5 | 3.7 | 4 | 4.4 | 4.7 | 5 | 5.4 | 5.7 | 6.1 | 6.4 | 6.8 | 7.1 | 7.5 | 7.9 | 8.2 | 8.6
PSS | ABERSOCH T1 | 0.5 | 0.5 | 0.5 | 0.5 | 0.5 | 0.5 | 0.5 | 0.5 | 0.5 | 0.5 | 0.6 | 0.6 | 0.6 | 0.6 | 0.6 | 0.6 | 0.7 | 0.7 | 0.7 | 0.7 | 0.7 | 0.7 | 0.8 | 0.8 | 0.8 | 0.8 | 0.9 | 0.9 | 0.9 | 0.9 | 0.5 | 0.5 | 0.5 | 0.5 | 0.7 | 0.7 | 0.8 | 0.9 | 1 | 1.1 | 1.2 | 1.4 | 1.5 | 1.6 | 1.7 | 1.8 | 2 | 2.1 | 2.3 | 2.4 | 2.5 | 2.7 | 2.8 | 2.9 | 3.1 | 3.2 | 3.4 | 3.5 | 3.6 | 3.8 | 0.5 | 0.5 | 0.5 | 0.5 | 0.5 | 0.6 | 0.6 | 0.6 | 0.7 | 0.7 | 0.8 | 0.8 | 0.9 | 0.9 | 1 | 1 | 1.1 | 1.1 | 1.1 | 1.2 | 1.3 | 1.3 | 1.3 | 1.4 | 1.5 | 1.5 | 1.6 | 1.6 | 1.7 | 1.7 | 0.5 | 0.5 | 0.5 | 0.6 | 0.7 | 0.7 | 0.8 | 0.9 | 1 | 1.1 | 1.3 | 1.4 | 1.5 | 1.6 | 1.7 | 1.8 | 2 | 2.1 | 2.3 | 2.4 | 2.5 | 2.7 | 2.8 | 3 | 3.1 | 3.2 | 3.3 | 3.5 | 3.6 | 3.8 | 0.5 | 0.5 | 0.5 | 0.5 | 0.6 | 0.6 | 0.7 | 0.8 | 0.9 | 0.9 | 1 | 1.1 | 1.2 | 1.3 | 1.3 | 1.4 | 1.5 | 1.6 | 1.7 | 1.8 | 1.9 | 2 | 2.1 | 2.2 | 2.3 | 2.4 | 2.5 | 2.5 | 2.7 | 2.8
PSS | ABERYSTWYTH T1 / NORTH RD T1 / PARC-Y-LLYN T1 / PARC-Y-LLYN T2 / U C WALES T1 | 0.9 | 1 | 1.2 | 1.5 | 1.8 | 2.1 | 2.4 | 2.7 | 2.9 | 3 | 3.1 | 3.3 | 3.4 | 3.4 | 3.5 | 3.6 | 3.6 | 3.7 | 3.7 | 3.7 | 3.7 | 3.7 | 3.6 | 3.6 | 3.6 | 3.6 | 3.5 | 3.5 | 3.4 | 3.4 | 0.9 | 0.9 | 1.2 | 1.5 | 1.9 | 2.4 | 2.8 | 3.3 | 3.7 | 4 | 4.4 | 4.6 | 4.8 | 5.2 | 5.4 | 5.8 | 6.1 | 6.4 | 6.7 | 7.1 | 7.3 | 7.6 | 7.8 | 8.1 | 8.4 | 8.6 | 9 | 9.4 | 9.7 | 10.1 | 0.9 | 0.9 | 1.2 | 1.4 | 1.6 | 2 | 2.3 | 2.6 | 2.8 | 3.1 | 3.2 | 3.3 | 3.3 | 3.4 | 3.3 | 3 | 3.1 | 3.2 | 3.3 | 3.4 | 3.5 | 3.5 | 3.6 | 3.8 | 3.9 | 4.1 | 4.2 | 4.4 | 4.6 | 4.7 | 0.9 | 0.9 | 1.2 | 1.5 | 2 | 2.5 | 2.9 | 3.3 | 3.8 | 4.2 | 4.5 | 4.8 | 5 | 5.4 | 5.6 | 6 | 6.4 | 6.8 | 6.7 | 7 | 7.3 | 7.3 | 7.6 | 7.9 | 8.1 | 8.5 | 9 | 9.4 | 9.8 | 10.3 | 0.9 | 0.9 | 1.2 | 1.4 | 1.8 | 2.2 | 2.6 | 2.9 | 3.3 | 3.5 | 3.8 | 4 | 4.1 | 4.3 | 4.4 | 4.4 | 4.6 | 4.8 | 5 | 5.2 | 5.4 | 5.6 | 5.7 | 5.9 | 6.1 | 6.3 | 6.6 | 6.9 | 7.2 | 7.5
PSS | ACER AVE T1 | 0.6 | 0.6 | 0.7 | 0.7 | 0.7 | 0.7 | 0.8 | 0.8 | 0.9 | 0.9 | 1 | 1.1 | 1.1 | 1.2 | 1.3 | 1.4 | 1.5 | 1.5 | 1.6 | 1.7 | 1.8 | 1.9 | 2 | 2.1 | 2.2 | 2.3 | 2.4 | 2.5 | 2.6 | 2.7 | 0.6 | 0.7 | 0.8 | 0.9 | 1.2 | 1.5 | 1.9 | 2.2 | 2.6 | 2.9 | 3.3 | 3.8 | 4.2 | 4.6 | 5.1 | 5.5 | 5.9 | 6.4 | 6.8 | 7.3 | 7.8 | 8.3 | 8.8 | 9.3 | 9.7 | 10.3 | 10.7 | 11.3 | 11.8 | 12.3 | 0.6 | 0.7 | 0.7 | 0.8 | 0.9 | 1 | 1.2 | 1.3 | 1.5 | 1.6 | 1.8 | 2 | 2.2 | 2.4 | 2.6 | 2.8 | 3 | 3.1 | 3.4 | 3.6 | 3.7 | 3.9 | 4.1 | 4.3 | 4.5 | 4.7 | 5 | 5.2 | 5.4 | 5.6 | 0.6 | 0.7 | 0.8 | 0.9 | 1.2 | 1.5 | 1.9 | 2.2 | 2.6 | 2.9 | 3.3 | 3.7 | 4.1 | 4.6 | 5 | 5.4 | 5.9 | 6.3 | 6.8 | 7.3 | 7.8 | 8.3 | 8.8 | 9.3 | 9.8 | 10.3 | 10.8 | 11.4 | 11.9 | 12.5 | 0.6 | 0.7 | 0.8 | 0.9 | 1.1 | 1.3 | 1.5 | 1.8 | 2 | 2.3 | 2.6 | 2.9 | 3.2 | 3.5 | 3.8 | 4.1 | 4.4 | 4.8 | 5.1 | 5.4 | 5.8 | 6.1 | 6.5 | 6.8 | 7.1 | 7.5 | 7.9 | 8.2 | 8.6 | 9
PSS | ACORNFIELD RD T1 / DICKINSONS T1 / HAMMOND RD T1 / KODAK T1 | 1 | 1 | 1 | 1 | 1 | 1.1 | 1.1 | 1.1 | 1.2 | 1.2 | 1.2 | 1.2 | 1.3 | 1.3 | 1.3 | 1.4 | 1.3 | 1.4 | 1.4 | 1.4 | 1.4 | 1.4 | 1.4 | 1.4 | 1.5 | 1.5 | 1.5 | 1.5 | 1.5 | 1.5 | 1 | 1.1 | 1.1 | 1.2 | 1.4 | 1.5 | 1.6 | 1.7 | 1.8 | 1.8 | 1.9 | 1.9 | 2 | 2 | 2.1 | 2.1 | 2.2 | 2.2 | 2.2 | 2.2 | 2.3 | 2.3 | 2.3 | 2.3 | 2.4 | 2.4 | 2.4 | 2.5 | 2.5 | 2.5 | 1 | 1 | 1.1 | 1.1 | 1.2 | 1.2 | 1.3 | 1.4 | 1.4 | 1.5 | 1.5 | 1.6 | 1.6 | 1.7 | 1.7 | 1.7 | 1.7 | 1.8 | 1.8 | 1.8 | 1.8 | 1.8 | 1.9 | 1.9 | 1.9 | 1.9 | 1.9 | 1.9 | 1.9 | 1.9 | 1 | 1.1 | 1.1 | 1.2 | 1.4 | 1.5 | 1.6 | 1.7 | 1.8 | 1.9 | 2 | 2 | 2.1 | 2.1 | 2.2 | 2.2 | 2.2 | 2.3 | 2.3 | 2.3 | 2.4 | 2.4 | 2.4 | 2.4 | 2.3 | 2.4 | 2.4 | 2.4 | 2.5 | 2.5 | 1 | 1 | 1.1 | 1.2 | 1.3 | 1.4 | 1.5 | 1.5 | 1.6 | 1.7 | 1.7 | 1.8 | 1.8 | 1.8 | 1.9 | 1.9 | 1.9 | 2 | 2 | 2 | 2 | 2.1 | 2.1 | 2.1 | 2.1 | 2.2 | 2.2 | 2.2 | 2.2 | 2.2
PSS | ACTON T1 | 1.1 | 1.1 | 1.1 | 1.1 | 1.1 | 1.1 | 1.2 | 1.2 | 1.2 | 1.3 | 1.3 | 1.3 | 1.4 | 1.4 | 1.4 | 1.5 | 1.4 | 1.4 | 1.5 | 1.5 | 1.5 | 1.5 | 1.6 | 1.6 | 1.6 | 1.7 | 1.7 | 1.7 | 1.8 | 1.8 | 1.1 | 1.2 | 1.2 | 1.3 | 1.5 | 1.6 | 1.8 | 1.9 | 2.1 | 2.2 | 2.4 | 2.6 | 2.7 | 2.9 | 3.1 | 3.2 | 3.4 | 3.6 | 3.7 | 3.9 | 4.1 | 4.3 | 4.4 | 4.6 | 4.8 | 5 | 5.2 | 5.4 | 5.5 | 5.7 | 1.1 | 1.1 | 1.1 | 1.2 | 1.2 | 1.3 | 1.4 | 1.5 | 1.5 | 1.6 | 1.7 | 1.7 | 1.8 | 1.9 | 2 | 2 | 2.1 | 2.2 | 2.3 | 2.3 | 2.4 | 2.4 | 2.5 | 2.6 | 2.7 | 2.8 | 2.9 | 3 | 3.1 | 3.2 | 1.1 | 1.2 | 1.2 | 1.3 | 1.5 | 1.6 | 1.8 | 2 | 2.1 | 2.3 | 2.4 | 2.6 | 2.8 | 2.9 | 3.1 | 3.3 | 3.4 | 3.6 | 3.8 | 4 | 4.2 | 4.3 | 4.5 | 4.7 | 4.8 | 5 | 5.2 | 5.3 | 5.5 | 5.7 | 1.1 | 1.1 | 1.2 | 1.2 | 1.3 | 1.5 | 1.6 | 1.7 | 1.8 | 1.9 | 2 | 2.1 | 2.3 | 2.4 | 2.5 | 2.6 | 2.8 | 2.9 | 3 | 3.1 | 3.2 | 3.4 | 3.5 | 3.6 | 3.8 | 3.9 | 4 | 4.2 | 4.3 | 4.5
PSS | AIGBURTH VALE T1 / IVY AVE T1 / MATHER AVE T1 / MOSSLEY HILL T1 / WAVERTREE T1 | 0.1 | 0.2 | 0.2 | 0.2 | 0.2 | 0.3 | 0.3 | 0.4 | 0.5 | 0.6 | 0.6 | 0.8 | 0.8 | 1 | 1.1 | 1.2 | 1.3 | 1.4 | 1.6 | 1.7 | 1.8 | 2 | 2.1 | 2.2 | 2.4 | 2.5 | 2.7 | 2.9 | 3 | 3.2 | 0.1 | 0.2 | 0.3 | 0.5 | 0.9 | 1.4 | 2 | 2.6 | 3.3 | 3.9 | 4.7 | 5.5 | 6.2 | 7 | 7.8 | 8.7 | 9.6 | 10.4 | 11.3 | 12.2 | 13.2 | 14.1 | 15.1 | 16.1 | 17 | 18 | 19 | 20.1 | 21.1 | 22.1 | 0.1 | 0.2 | 0.2 | 0.3 | 0.4 | 0.6 | 0.8 | 1 | 1.2 | 1.5 | 1.8 | 2.1 | 2.4 | 2.7 | 3.1 | 3.5 | 3.8 | 4.2 | 4.5 | 4.9 | 5.3 | 5.6 | 6 | 6.4 | 6.8 | 7.2 | 7.6 | 8 | 8.4 | 8.8 | 0.1 | 0.2 | 0.3 | 0.5 | 0.9 | 1.4 | 1.9 | 2.5 | 3.2 | 3.8 | 4.5 | 5.3 | 6.1 | 6.9 | 7.8 | 8.6 | 9.5 | 10.4 | 11.3 | 12.3 | 13.3 | 14.3 | 15.3 | 16.3 | 17.3 | 18.3 | 19.4 | 20.4 | 21.5 | 22.6 | 0.1 | 0.2 | 0.3 | 0.4 | 0.7 | 1 | 1.4 | 1.8 | 2.2 | 2.7 | 3.2 | 3.8 | 4.3 | 4.9 | 5.5 | 6.1 | 6.7 | 7.3 | 7.9 | 8.5 | 9.2 | 9.9 | 10.6 | 11.2 | 11.9 | 12.6 | 13.3 | 14 | 14.7 | 15.5
PSS | AINSDALE T1 / PINFOLD LA T1 | 0.8 | 0.8 | 0.8 | 0.8 | 0.9 | 0.9 | 0.9 | 1 | 1 | 1.1 | 1.2 | 1.2 | 1.3 | 1.3 | 1.4 | 1.5 | 1.5 | 1.6 | 1.7 | 1.7 | 1.8 | 1.8 | 1.9 | 2 | 2 | 2.1 | 2.1 | 2.2 | 2.3 | 2.3 | 0.8 | 0.9 | 1 | 1.2 | 1.5 | 1.9 | 2.2 | 2.5 | 2.9 | 3.3 | 3.6 | 4 | 4.4 | 4.8 | 5.2 | 5.6 | 6 | 6.4 | 6.8 | 7.3 | 7.7 | 8.2 | 8.6 | 9.1 | 9.6 | 10 | 10.5 | 11 | 11.4 | 11.9 | 0.8 | 0.9 | 0.9 | 1 | 1.1 | 1.2 | 1.4 | 1.5 | 1.7 | 1.9 | 2.1 | 2.3 | 2.5 | 2.6 | 2.8 | 3 | 3.2 | 3.4 | 3.6 | 3.8 | 4 | 4.2 | 4.4 | 4.6 | 4.7 | 4.9 | 5.1 | 5.3 | 5.5 | 5.7 | 0.8 | 0.9 | 1 | 1.2 | 1.5 | 1.9 | 2.2 | 2.6 | 2.9 | 3.2 | 3.6 | 4 | 4.5 | 4.8 | 5.3 | 5.7 | 6.1 | 6.5 | 7 | 7.4 | 7.9 | 8.4 | 8.8 | 9.3 | 9.7 | 10.2 | 10.7 | 11.2 | 11.7 | 12.2 | 0.8 | 0.9 | 1 | 1.1 | 1.3 | 1.5 | 1.8 | 2 | 2.3 | 2.6 | 2.9 | 3.2 | 3.4 | 3.7 | 4 | 4.3 | 4.6 | 4.9 | 5.2 | 5.5 | 5.9 | 6.2 | 6.5 | 6.8 | 7.1 | 7.5 | 7.8 | 8.1 | 8.5 | 8.8
PSS | AINTREE LOCAL T1 / OLD ROAN T1 / WANGO LA T1 | 0.8 | 0.8 | 0.8 | 0.9 | 0.9 | 0.9 | 1 | 1 | 1.1 | 1.1 | 1.2 | 1.2 | 1.3 | 1.4 | 1.5 | 1.5 | 1.5 | 1.6 | 1.7 | 1.7 | 1.8 | 1.9 | 1.9 | 2 | 2.1 | 2.1 | 2.2 | 2.2 | 2.3 | 2.4 | 0.8 | 0.9 | 1 | 1.2 | 1.5 | 1.9 | 2.2 | 2.6 | 3 | 3.3 | 3.7 | 4.1 | 4.6 | 5 | 5.4 | 5.8 | 6.3 | 6.7 | 7.2 | 7.6 | 8.1 | 8.6 | 9.1 | 9.5 | 10 | 10.5 | 11 | 11.5 | 12 | 12.5 | 0.8 | 0.9 | 0.9 | 1 | 1.1 | 1.3 | 1.4 | 1.6 | 1.8 | 2 | 2.2 | 2.4 | 2.5 | 2.7 | 2.9 | 3.1 | 3.3 | 3.5 | 3.7 | 3.9 | 4.1 | 4.3 | 4.5 | 4.7 | 4.9 | 5.1 | 5.3 | 5.5 | 5.7 | 5.9 | 0.8 | 0.9 | 1 | 1.2 | 1.5 | 1.9 | 2.2 | 2.6 | 3 | 3.3 | 3.8 | 4.2 | 4.6 | 5 | 5.5 | 5.9 | 6.3 | 6.8 | 7.3 | 7.7 | 8.2 | 8.7 | 9.2 | 9.7 | 10.1 | 10.6 | 11.1 | 11.6 | 12.2 | 12.7 | 0.8 | 0.9 | 1 | 1.1 | 1.3 | 1.6 | 1.8 | 2.1 | 2.4 | 2.7 | 2.9 | 3.2 | 3.6 | 3.9 | 4.2 | 4.5 | 4.8 | 5.1 | 5.4 | 5.8 | 6.1 | 6.4 | 6.8 | 7.1 | 7.4 | 7.8 | 8.1 | 8.5 | 8.8 | 9.2
PSS | AIRBUS T1 / BROUGHTON RETAIL PARK T1 / MIXALLOY T1 | 1.2 | 1.6 | 2.2 | 2.7 | 3.3 | 3.9 | 4.5 | 4.8 | 5.1 | 5.5 | 5.8 | 6.3 | 6.5 | 6.5 | 6.7 | 6.6 | 6.6 | 6.5 | 6.6 | 6.5 | 6.5 | 6.5 | 6.5 | 6.4 | 6.4 | 6.2 | 6.2 | 5.8 | 5.8 | 5.8 | 1.2 | 1.6 | 2.2 | 2.7 | 3.2 | 3.7 | 4.2 | 4.4 | 4.6 | 4.9 | 5.1 | 5.2 | 5.4 | 5.4 | 5.3 | 5.1 | 5 | 5 | 5 | 5 | 5 | 5.2 | 5.4 | 5.7 | 5.9 | 5.9 | 6.4 | 7.1 | 7.9 | 8.8 | 1.2 | 1.6 | 2.1 | 2.5 | 2.9 | 3.3 | 3.7 | 3.7 | 3.8 | 4 | 4.3 | 4.5 | 4.7 | 5 | 5.1 | 4.9 | 5.2 | 5.4 | 5.7 | 6.1 | 6.5 | 6.9 | 7.3 | 7.7 | 8.1 | 8.5 | 8.9 | 9.2 | 9.5 | 9.7 | 1.2 | 1.6 | 2 | 2.3 | 2.6 | 2.5 | 2.8 | 3 | 3.5 | 4 | 4.8 | 6.2 | 6.9 | 8.2 | 6.6 | 6.6 | 6.9 | 7.1 | 7.8 | 8.8 | 9.9 | 11.1 | 12.2 | 13.2 | 13.9 | 14.8 | 15.7 | 16.7 | 17.4 | 18 | 1.2 | 1.6 | 2.1 | 2.6 | 3.1 | 3.5 | 3.9 | 4.1 | 4.2 | 4.5 | 4.7 | 4.8 | 5 | 5.2 | 5.2 | 5 | 5.1 | 5.2 | 5.3 | 5.5 | 5.7 | 6 | 6.3 | 6.7 | 7 | 7.2 | 7.7 | 8.2 | 8.7 | 9.3
PSS | AIRPORT T1 / ALDERWOOD AVE (CROYDE RD) T1 / HAREFIELD RD T1 / METAL BOX (SPEKE) T1 | 0.1 | 0.1 | 0.1 | 0.1 | 0.1 | 0.2 | 0.2 | 0.2 | 0.2 | 0.2 | 0.2 | 0.2 | 0.2 | 0.2 | 0.3 | 0.3 | 0.3 | 0.3 | 0.3 | 0.3 | 0.3 | 0.3 | 0.3 | 0.4 | 0.4 | 0.4 | 0.4 | 0.4 | 0.4 | 0.4 | 0.1 | 0.2 | 0.2 | 0.2 | 0.3 | 0.4 | 0.5 | 0.5 | 0.6 | 0.7 | 0.8 | 0.9 | 1.1 | 1.2 | 1.3 | 1.4 | 1.5 | 1.6 | 1.7 | 1.8 | 2 | 2.1 | 2.2 | 2.4 | 2.5 | 2.6 | 2.8 | 2.9 | 3.1 | 3.2 | 0.1 | 0.1 | 0.2 | 0.2 | 0.2 | 0.2 | 0.2 | 0.3 | 0.3 | 0.4 | 0.4 | 0.4 | 0.5 | 0.5 | 0.6 | 0.6 | 0.7 | 0.7 | 0.8 | 0.8 | 0.8 | 0.9 | 0.9 | 1 | 1 | 1.1 | 1.1 | 1.2 | 1.2 | 1.3 | 0.1 | 0.2 | 0.2 | 0.2 | 0.3 | 0.4 | 0.5 | 0.6 | 0.7 | 0.7 | 0.8 | 1 | 1.1 | 1.2 | 1.3 | 1.4 | 1.5 | 1.7 | 1.8 | 1.9 | 2.1 | 2.2 | 2.3 | 2.5 | 2.6 | 2.7 | 2.9 | 3 | 3.2 | 3.3 | 0.1 | 0.2 | 0.2 | 0.2 | 0.2 | 0.3 | 0.4 | 0.4 | 0.5 | 0.5 | 0.6 | 0.7 | 0.8 | 0.8 | 0.9 | 1 | 1.1 | 1.2 | 1.2 | 1.3 | 1.4 | 1.5 | 1.6 | 1.7 | 1.8 | 1.9 | 2 | 2.1 | 2.1 | 2.2
PSS | ALBERT DOCK T1 / KINGS DOCK T1 / KINGS DOCK T2 / WAPPING T1 | 0.4 | 0.4 | 0.4 | 0.4 | 0.4 | 0.4 | 0.4 | 0.4 | 0.4 | 0.4 | 0.4 | 0.4 | 0.4 | 0.4 | 0.4 | 0.4 | 0.4 | 0.4 | 0.4 | 0.4 | 0.4 | 0.4 | 0.4 | 0.4 | 0.4 | 0.4 | 0.4 | 0.4 | 0.4 | 0.5 | 0.4 | 0.4 | 0.4 | 0.4 | 0.5 | 0.5 | 0.5 | 0.5 | 0.5 | 0.5 | 0.5 | 0.5 | 0.5 | 0.5 | 0.5 | 0.5 | 0.5 | 0.5 | 0.5 | 0.6 | 0.6 | 0.6 | 0.6 | 0.6 | 0.6 | 0.6 | 0.6 | 0.6 | 0.6 | 0.6 | 0.4 | 0.4 | 0.4 | 0.4 | 0.4 | 0.4 | 0.4 | 0.5 | 0.5 | 0.5 | 0.5 | 0.5 | 0.5 | 0.5 | 0.5 | 0.5 | 0.5 | 0.5 | 0.5 | 0.5 | 0.5 | 0.5 | 0.5 | 0.5 | 0.5 | 0.5 | 0.5 | 0.5 | 0.5 | 0.5 | 0.4 | 0.4 | 0.4 | 0.4 | 0.5 | 0.5 | 0.5 | 0.5 | 0.5 | 0.5 | 0.5 | 0.5 | 0.5 | 0.6 | 0.6 | 0.6 | 0.6 | 0.6 | 0.6 | 0.6 | 0.6 | 0.6 | 0.6 | 0.6 | 0.5 | 0.5 | 0.5 | 0.5 | 0.5 | 0.5 | 0.4 | 0.4 | 0.4 | 0.4 | 0.4 | 0.4 | 0.5 | 0.5 | 0.5 | 0.5 | 0.5 | 0.5 | 0.5 | 0.5 | 0.5 | 0.5 | 0.5 | 0.5 | 0.5 | 0.5 | 0.5 | 0.5 | 0.5 | 0.5 | 0.5 | 0.5 | 0.5 | 0.5 | 0.6 | 0.6
PSS | ALLERTON T1 / ECP WEST-BANKS RD T1 / GARSTON T1 / WEAVER IND EST T1 / YEW TREE RD T1 | 0.1 | 0.1 | 0.2 | 0.2 | 0.2 | 0.2 | 0.2 | 0.2 | 0.2 | 0.3 | 0.3 | 0.3 | 0.3 | 0.4 | 0.4 | 0.4 | 0.5 | 0.5 | 0.5 | 0.6 | 0.6 | 0.7 | 0.7 | 0.7 | 0.8 | 0.8 | 0.9 | 0.9 | 1 | 1 | 0.1 | 0.2 | 0.2 | 0.3 | 0.4 | 0.6 | 0.8 | 1 | 1.2 | 1.5 | 1.7 | 2 | 2.3 | 2.5 | 2.8 | 3.1 | 3.4 | 3.7 | 4 | 4.2 | 4.6 | 4.9 | 5.2 | 5.5 | 5.9 | 6.2 | 6.5 | 6.9 | 7.2 | 7.6 | 0.1 | 0.2 | 0.2 | 0.2 | 0.2 | 0.3 | 0.4 | 0.4 | 0.5 | 0.6 | 0.7 | 0.8 | 0.9 | 1.1 | 1.2 | 1.3 | 1.4 | 1.6 | 1.7 | 1.8 | 1.9 | 2.1 | 2.2 | 2.3 | 2.5 | 2.6 | 2.7 | 2.9 | 3 | 3.1 | 0.1 | 0.2 | 0.2 | 0.3 | 0.4 | 0.6 | 0.8 | 1 | 1.2 | 1.5 | 1.7 | 2 | 2.2 | 2.5 | 2.8 | 3.1 | 3.4 | 3.7 | 4 | 4.3 | 4.6 | 4.9 | 5.3 | 5.6 | 5.9 | 6.3 | 6.6 | 7 | 7.4 | 7.7 | 0.1 | 0.2 | 0.2 | 0.2 | 0.3 | 0.5 | 0.6 | 0.7 | 0.9 | 1 | 1.2 | 1.4 | 1.6 | 1.8 | 2 | 2.2 | 2.4 | 2.6 | 2.8 | 3 | 3.3 | 3.5 | 3.7 | 3.9 | 4.2 | 4.4 | 4.6 | 4.9 | 5.1 | 5.4
PSS | ALMATEX T1 / DELTA METALS T1 / WATERY LA T2 | 0.9 | 0.9 | 0.9 | 0.9 | 0.9 | 1 | 1 | 1 | 1.1 | 1.1 | 1.2 | 1.2 | 1.3 | 1.3 | 1.4 | 1.4 | 1.4 | 1.5 | 1.5 | 1.5 | 1.5 | 1.6 | 1.6 | 1.6 | 1.6 | 1.7 | 1.7 | 1.7 | 1.7 | 1.8 | 0.9 | 0.9 | 1.1 | 1.2 | 1.4 | 1.6 | 1.8 | 1.9 | 2 | 2.1 | 2.2 | 2.3 | 2.4 | 2.5 | 2.5 | 2.6 | 2.7 | 2.7 | 2.8 | 2.9 | 2.9 | 3 | 3.1 | 3.1 | 3.2 | 3.3 | 3.3 | 3.4 | 3.4 | 3.5 | 0.9 | 0.9 | 1 | 1 | 1.1 | 1.2 | 1.3 | 1.4 | 1.5 | 1.6 | 1.7 | 1.8 | 1.8 | 1.9 | 1.9 | 2 | 2.1 | 2.1 | 2.1 | 2.2 | 2.2 | 2.3 | 2.3 | 2.3 | 2.4 | 2.4 | 2.4 | 2.5 | 2.5 | 2.5 | 0.9 | 1 | 1.1 | 1.2 | 1.5 | 1.7 | 1.9 | 2 | 2.2 | 2.3 | 2.4 | 2.5 | 2.6 | 2.7 | 2.8 | 2.9 | 2.9 | 3 | 3 | 3.1 | 3.1 | 3.2 | 3.3 | 3.3 | 3.4 | 3.4 | 3.4 | 3.5 | 3.6 | 3.6 | 0.9 | 0.9 | 1 | 1.1 | 1.3 | 1.4 | 1.6 | 1.7 | 1.8 | 1.9 | 2 | 2 | 2.1 | 2.2 | 2.2 | 2.3 | 2.4 | 2.4 | 2.5 | 2.5 | 2.6 | 2.6 | 2.7 | 2.7 | 2.8 | 2.8 | 2.9 | 2.9 | 3 | 3
PSS | ALMONDS TURN T1 / ATLANTIC COMPLEX T1 / GIRO T1 / MIDLAND BANK T1 / NETHERTON T1 | 3.8 | 4 | 4.8 | 4.8 | 5.1 | 5.4 | 5.5 | 6 | 6.4 | 7 | 7.5 | 8.3 | 8.6 | 8.7 | 8.9 | 8.9 | 9 | 9 | 9.1 | 9.1 | 9.2 | 9.2 | 9.2 | 9.2 | 9.2 | 9.1 | 9.1 | 8.6 | 8.7 | 8.7 | 3.8 | 4 | 4.6 | 4.7 | 5.1 | 5.3 | 5.5 | 5.9 | 6.4 | 6.9 | 7.4 | 7.6 | 8 | 8.2 | 8.3 | 8.2 | 8.2 | 8.3 | 8.5 | 8.8 | 8.9 | 9.3 | 9.7 | 10.3 | 10.8 | 11 | 11.9 | 13.1 | 14.4 | 15.9 | 3.8 | 3.9 | 4.3 | 4.3 | 4.4 | 4.4 | 4.5 | 4.7 | 5 | 5.4 | 5.8 | 6.1 | 6.6 | 7 | 7.4 | 7.2 | 7.6 | 8 | 8.5 | 9.1 | 9.8 | 10.4 | 10.9 | 11.6 | 12.3 | 12.9 | 13.6 | 14.1 | 14.6 | 15 | 3.8 | 3.7 | 3.9 | 3.8 | 3.8 | 3.3 | 3.5 | 4 | 4.8 | 5.6 | 7 | 9.1 | 10.2 | 12.2 | 10.1 | 10.3 | 10.8 | 11.4 | 12.6 | 14.1 | 15.8 | 17.6 | 19.3 | 20.9 | 22.2 | 23.7 | 25.2 | 26.7 | 28 | 29 | 3.8 | 3.9 | 4.4 | 4.5 | 4.7 | 4.9 | 5 | 5.3 | 5.7 | 6.1 | 6.6 | 6.9 | 7.3 | 7.6 | 7.9 | 7.7 | 7.9 | 8.2 | 8.5 | 8.9 | 9.3 | 9.8 | 10.3 | 11 | 11.6 | 12 | 12.8 | 13.6 | 14.5 | 15.4
PSS | ALPOCO T1 | 0.3 | 0.3 | 0.3 | 0.3 | 0.3 | 0.3 | 0.4 | 0.4 | 0.4 | 0.4 | 0.4 | 0.4 | 0.4 | 0.4 | 0.4 | 0.4 | 0.4 | 0.4 | 0.4 | 0.4 | 0.4 | 0.4 | 0.4 | 0.4 | 0.4 | 0.4 | 0.4 | 0.4 | 0.4 | 0.4 | 0.3 | 0.3 | 0.4 | 0.4 | 0.4 | 0.4 | 0.5 | 0.5 | 0.5 | 0.6 | 0.6 | 0.6 | 0.6 | 0.6 | 0.7 | 0.7 | 0.7 | 0.7 | 0.7 | 0.8 | 0.8 | 0.8 | 0.8 | 0.9 | 0.9 | 0.9 | 0.9 | 0.9 | 0.9 | 1 | 0.3 | 0.3 | 0.3 | 0.4 | 0.4 | 0.4 | 0.4 | 0.4 | 0.4 | 0.5 | 0.5 | 0.5 | 0.5 | 0.5 | 0.5 | 0.6 | 0.6 | 0.6 | 0.6 | 0.6 | 0.6 | 0.6 | 0.7 | 0.7 | 0.7 | 0.7 | 0.7 | 0.7 | 0.7 | 0.8 | 0.3 | 0.3 | 0.4 | 0.4 | 0.4 | 0.5 | 0.5 | 0.5 | 0.5 | 0.6 | 0.6 | 0.6 | 0.6 | 0.7 | 0.7 | 0.7 | 0.7 | 0.8 | 0.8 | 0.8 | 0.8 | 0.9 | 0.9 | 0.9 | 0.9 | 0.9 | 0.9 | 0.9 | 0.9 | 1 | 0.3 | 0.3 | 0.4 | 0.4 | 0.4 | 0.4 | 0.4 | 0.5 | 0.5 | 0.5 | 0.5 | 0.5 | 0.6 | 0.6 | 0.6 | 0.6 | 0.6 | 0.6 | 0.7 | 0.7 | 0.7 | 0.7 | 0.8 | 0.8 | 0.8 | 0.8 | 0.8 | 0.8 | 0.8 | 0.9
PSS | AMLWCH T1 / AMLWCH T2 | 4.9 | 4.9 | 4.9 | 4.9 | 4.9 | 5 | 5 | 5 | 5 | 5 | 5 | 5.1 | 5.1 | 5.2 | 5.2 | 5.3 | 5.3 | 5.4 | 5.5 | 5.5 | 5.6 | 5.7 | 5.7 | 5.8 | 5.9 | 5.9 | 6 | 6.1 | 6.2 | 6.3 | 4.9 | 5 | 5 | 5 | 5.2 | 5.3 | 5.4 | 5.6 | 5.7 | 5.8 | 6 | 6.1 | 6.3 | 6.4 | 6.6 | 6.7 | 6.9 | 7.1 | 7.2 | 7.4 | 7.6 | 7.8 | 8 | 8.2 | 8.4 | 8.5 | 8.7 | 8.9 | 7.6 | 7.8 | 4.9 | 4.9 | 5 | 5 | 5 | 5 | 5.1 | 5.1 | 5.2 | 5.2 | 5.3 | 5.4 | 5.4 | 5.5 | 5.5 | 5.6 | 5.7 | 5.7 | 5.8 | 5.9 | 5.9 | 6 | 6.1 | 6.2 | 6.2 | 6.3 | 6.4 | 6.5 | 6.6 | 6.7 | 4.9 | 5 | 5 | 5.1 | 5.2 | 5.3 | 5.4 | 5.5 | 5.7 | 5.8 | 5.9 | 6.1 | 6.2 | 6.4 | 6.6 | 6.8 | 6.9 | 7.1 | 7.3 | 7.5 | 7.6 | 7.8 | 8 | 8.2 | 8.4 | 8.6 | 8.8 | 9 | 9.2 | 9.4 | 4.9 | 5 | 5 | 5 | 5.1 | 5.2 | 5.3 | 5.3 | 5.4 | 5.5 | 5.6 | 5.7 | 5.8 | 6 | 6.1 | 6.2 | 6.3 | 6.4 | 6.5 | 6.6 | 6.8 | 6.9 | 7 | 7.2 | 7.3 | 7.4 | 7.6 | 7.7 | 7.8 | 8
PSS | ANDERTON T1 | 1 | 1 | 1 | 1 | 1 | 1.1 | 1.1 | 1.2 | 1.2 | 1.2 | 1.3 | 1.3 | 1.4 | 1.5 | 1.5 | 1.6 | 1.6 | 1.6 | 1.7 | 1.7 | 1.8 | 1.8 | 1.9 | 1.9 | 2 | 2 | 2.1 | 2.1 | 2.1 | 2.2 | 1 | 1.1 | 1.2 | 1.3 | 1.6 | 1.8 | 2.1 | 2.3 | 2.6 | 2.8 | 3.1 | 3.4 | 3.6 | 3.9 | 4.2 | 4.5 | 4.7 | 5 | 5.3 | 5.6 | 5.9 | 6.2 | 6.5 | 6.8 | 7.1 | 7.4 | 7.7 | 8 | 8.3 | 8.6 | 1 | 1 | 1.1 | 1.1 | 1.2 | 1.3 | 1.4 | 1.6 | 1.7 | 1.8 | 1.9 | 2.1 | 2.2 | 2.3 | 2.5 | 2.6 | 2.7 | 2.9 | 3 | 3.1 | 3.3 | 3.4 | 3.5 | 3.7 | 3.8 | 3.9 | 4.1 | 4.2 | 4.4 | 4.5 | 1 | 1.1 | 1.2 | 1.3 | 1.6 | 1.9 | 2.1 | 2.4 | 2.6 | 2.9 | 3.2 | 3.4 | 3.7 | 4 | 4.2 | 4.5 | 4.8 | 5.1 | 5.4 | 5.7 | 6 | 6.3 | 6.6 | 6.9 | 7.1 | 7.4 | 7.7 | 8.1 | 8.4 | 8.7 | 1 | 1 | 1.1 | 1.2 | 1.4 | 1.6 | 1.8 | 2 | 2.1 | 2.3 | 2.5 | 2.7 | 2.9 | 3.1 | 3.3 | 3.5 | 3.7 | 3.9 | 4.2 | 4.4 | 4.6 | 4.8 | 5 | 5.2 | 5.4 | 5.7 | 5.9 | 6.1 | 6.3 | 6.6
PSS | APPLETON T1 / HORNSBRIDGE T1 / LUGSDALE T2 | 1.9 | 1.9 | 1.9 | 2 | 2 | 2.1 | 2.2 | 2.3 | 2.4 | 2.5 | 2.6 | 2.7 | 2.9 | 3 | 3.1 | 3.2 | 3.3 | 3.4 | 3.5 | 3.6 | 3.8 | 3.9 | 4 | 4.1 | 4.2 | 4.3 | 4.4 | 4.5 | 4.6 | 4.5 | 1.9 | 2 | 2.2 | 2.5 | 3 | 3.5 | 4.1 | 4.6 | 5.2 | 5.7 | 6.2 | 6.6 | 7.1 | 7.5 | 8.1 | 8.7 | 9.5 | 10.1 | 10.8 | 11.5 | 12.3 | 13 | 13.8 | 14.5 | 15.3 | 16.1 | 16.8 | 17.6 | 18.4 | 19.2 | 1.9 | 1.9 | 2 | 2.1 | 2.3 | 2.5 | 2.8 | 3 | 3.3 | 3.5 | 3.7 | 4 | 4.2 | 4.4 | 4.7 | 4.9 | 5.1 | 5.4 | 5.6 | 5.9 | 6.1 | 6.3 | 6.5 | 6.9 | 7.2 | 7.5 | 7.8 | 8.1 | 8.5 | 8.8 | 1.9 | 2 | 2.2 | 2.4 | 2.9 | 3.4 | 3.9 | 4.5 | 5.1 | 5.6 | 6.1 | 6.6 | 7.1 | 7.5 | 8.1 | 8.8 | 9.5 | 10.2 | 11 | 11.7 | 12.5 | 13.3 | 14 | 14.8 | 15.6 | 16.3 | 17.2 | 18 | 18.8 | 19.7 | 1.9 | 2 | 2.1 | 2.3 | 2.6 | 3 | 3.4 | 3.8 | 4.2 | 4.6 | 5 | 5.3 | 5.6 | 6 | 6.3 | 6.6 | 7 | 7.5 | 8 | 8.6 | 9.1 | 9.6 | 10.2 | 10.7 | 11.2 | 11.8 | 12.3 | 12.9 | 13.4 | 14
PSS | ARROWE PK HOSP T1 / CHAMPION PLUGS T1 / CHAMPION PLUGS T2 / WOODCHURCH T1 | 3.1 | 3.1 | 3.1 | 3.2 | 3.2 | 3.3 | 3.3 | 3.3 | 3.3 | 3.3 | 3.3 | 3.3 | 3.3 | 3.3 | 3.3 | 3.3 | 3.3 | 3.2 | 3.2 | 3.2 | 3.1 | 3.1 | 3.1 | 3 | 3 | 2.9 | 2.8 | 2.7 | 2.5 | 2.1 | 3.1 | 3.2 | 3.2 | 3.3 | 3.4 | 3.4 | 3.5 | 3.6 | 3.5 | 3.5 | 3.2 | 2.8 | 2.5 | 2.1 | 1.9 | 2 | 2 | 2 | 2.1 | 2.1 | 2.2 | 2.2 | 2.3 | 2.3 | 2.3 | 2.4 | 2.4 | 2.5 | 2.5 | 2.5 | 3.1 | 3.1 | 3.2 | 3.2 | 3.2 | 3.2 | 3.3 | 3.3 | 3.3 | 3.4 | 3.3 | 3.2 | 3.1 | 3 | 2.9 | 2.7 | 2.6 | 2.5 | 2.4 | 2.3 | 2.1 | 1.9 | 1.7 | 1.8 | 1.8 | 1.8 | 1.8 | 1.9 | 1.9 | 1.9 | 3.1 | 3.2 | 3.1 | 3.1 | 3.2 | 3.2 | 3.3 | 3.3 | 3.3 | 3.2 | 3.1 | 2.9 | 2.6 | 2.1 | 2 | 2.1 | 2.1 | 2.2 | 2.2 | 2.2 | 2.3 | 2.3 | 2.4 | 2.4 | 2.3 | 2.4 | 2.4 | 2.4 | 2.5 | 2.5 | 3.1 | 3.1 | 3.2 | 3.2 | 3.3 | 3.3 | 3.4 | 3.4 | 3.4 | 3.4 | 3.2 | 3 | 2.8 | 2.5 | 2.2 | 2 | 1.8 | 1.8 | 1.9 | 1.9 | 1.9 | 1.9 | 2 | 2 | 2.1 | 2.1 | 2.1 | 2.2 | 2.2 | 2.2
PSS | ARUNDEL T1 / GROVE PK T1 / WAVERTREE VALE T1 | 0.1 | 0.1 | 0.1 | 0.1 | 0.1 | 0.2 | 0.2 | 0.2 | 0.2 | 0.2 | 0.2 | 0.2 | 0.2 | 0.2 | 0.2 | 0.2 | 0.2 | 0.2 | 0.2 | 0.3 | 0.3 | 0.3 | 0.3 | 0.3 | 0.3 | 0.3 | 0.3 | 0.4 | 0.4 | 0.4 | 0.1 | 0.2 | 0.2 | 0.2 | 0.2 | 0.3 | 0.3 | 0.4 | 0.4 | 0.4 | 0.5 | 0.5 | 0.6 | 0.6 | 0.7 | 0.7 | 0.8 | 0.8 | 0.9 | 0.9 | 1 | 1 | 1.1 | 1.1 | 1.1 | 1.2 | 1.3 | 1.3 | 1.4 | 1.4 | 0.1 | 0.1 | 0.2 | 0.2 | 0.2 | 0.2 | 0.2 | 0.2 | 0.3 | 0.3 | 0.3 | 0.3 | 0.3 | 0.3 | 0.4 | 0.4 | 0.4 | 0.4 | 0.4 | 0.4 | 0.4 | 0.5 | 0.5 | 0.5 | 0.5 | 0.5 | 0.5 | 0.6 | 0.6 | 0.6 | 0.1 | 0.2 | 0.2 | 0.2 | 0.2 | 0.3 | 0.3 | 0.3 | 0.4 | 0.5 | 0.5 | 0.5 | 0.6 | 0.6 | 0.7 | 0.7 | 0.7 | 0.8 | 0.8 | 0.9 | 0.9 | 1 | 1 | 1.1 | 1.1 | 1.2 | 1.2 | 1.3 | 1.4 | 1.4 | 0.1 | 0.2 | 0.2 | 0.2 | 0.2 | 0.2 | 0.3 | 0.3 | 0.3 | 0.3 | 0.4 | 0.4 | 0.4 | 0.5 | 0.5 | 0.5 | 0.6 | 0.6 | 0.6 | 0.7 | 0.7 | 0.7 | 0.8 | 0.8 | 0.8 | 0.9 | 0.9 | 0.9 | 1 | 1
PSS | ASH RD T1 / KELLOGGS (WREXHAM) T1 / KELLOGGS (WREXHAM) T2 | 2.5 | 3.3 | 4.4 | 5.3 | 6.5 | 7.8 | 8.9 | 9.6 | 10.2 | 10.9 | 11.6 | 12.5 | 12.9 | 12.9 | 13.2 | 13.1 | 13 | 12.8 | 12.8 | 12.7 | 12.7 | 12.6 | 12.5 | 12.4 | 12.3 | 11.9 | 11.8 | 11 | 11 | 10.9 | 2.5 | 3.3 | 4.3 | 5.2 | 6.2 | 7 | 7.7 | 7.8 | 8.1 | 8.4 | 8.5 | 8.4 | 8.5 | 8.2 | 7.9 | 7.1 | 6.6 | 6.2 | 5.9 | 5.7 | 5.3 | 5.3 | 5.3 | 5.5 | 5.7 | 5.3 | 6 | 7 | 8.2 | 9.7 | 2.5 | 3.3 | 4.2 | 4.9 | 5.7 | 6.5 | 7.2 | 7.2 | 7.3 | 7.7 | 8.1 | 8.3 | 8.7 | 9.1 | 9.3 | 8.9 | 9.2 | 9.6 | 10 | 10.5 | 11.3 | 11.9 | 12.4 | 13.2 | 13.8 | 14.5 | 15.2 | 15.6 | 16 | 16.3 | 2.5 | 3.2 | 4 | 4.6 | 4.9 | 4.6 | 4.9 | 5.1 | 5.8 | 6.5 | 8.1 | 10.6 | 11.5 | 13.9 | 10.4 | 10.1 | 10.2 | 10.4 | 11.5 | 13.2 | 14.9 | 16.9 | 18.7 | 20.3 | 21.4 | 22.9 | 24.3 | 25.8 | 27 | 27.7 | 2.5 | 3.3 | 4.2 | 5.1 | 5.9 | 6.7 | 7.4 | 7.5 | 7.7 | 8 | 8.3 | 8.4 | 8.6 | 8.7 | 8.6 | 8 | 7.9 | 7.9 | 8 | 8.1 | 8.3 | 8.6 | 8.9 | 9.3 | 9.8 | 9.9 | 10.6 | 11.3 | 12.1 | 13
PSS | ASSOCIATED LEAD T1 / GREAT BOUGHTON T1 / PIPERS ASH T1 | 0.7 | 0.7 | 0.8 | 0.8 | 0.8 | 0.9 | 0.9 | 1 | 1.1 | 1.2 | 1.3 | 1.4 | 1.5 | 1.6 | 1.7 | 1.8 | 1.9 | 2 | 2.1 | 2.3 | 2.4 | 2.5 | 2.7 | 2.8 | 2.9 | 3.1 | 3.2 | 3.4 | 3.5 | 3.7 | 0.7 | 0.8 | 1 | 1.1 | 1.6 | 2.1 | 2.6 | 3.2 | 3.8 | 4.4 | 5 | 5.8 | 6.5 | 7.2 | 7.9 | 8.7 | 9.5 | 10.3 | 11.1 | 11.9 | 12.7 | 13.6 | 14.5 | 15.3 | 16.2 | 17.1 | 18 | 18.9 | 19.9 | 20.8 | 0.7 | 0.8 | 0.8 | 0.9 | 1 | 1.2 | 1.4 | 1.6 | 1.9 | 2.1 | 2.4 | 2.7 | 3 | 3.3 | 3.6 | 3.9 | 4.3 | 4.6 | 4.9 | 5.3 | 5.6 | 6 | 6.3 | 6.7 | 7 | 7.4 | 7.8 | 8.1 | 8.5 | 8.9 | 0.7 | 0.8 | 0.9 | 1.1 | 1.5 | 2 | 2.5 | 3.1 | 3.7 | 4.3 | 4.9 | 5.7 | 6.4 | 7.1 | 7.9 | 8.7 | 9.5 | 10.3 | 11.1 | 12 | 12.9 | 13.8 | 14.7 | 15.6 | 16.4 | 17.3 | 18.3 | 19.2 | 20.2 | 21.2 | 0.7 | 0.8 | 0.9 | 1 | 1.3 | 1.6 | 2 | 2.4 | 2.8 | 3.2 | 3.7 | 4.2 | 4.7 | 5.2 | 5.8 | 6.3 | 6.9 | 7.4 | 8 | 8.6 | 9.2 | 9.8 | 10.4 | 11 | 11.6 | 12.3 | 12.9 | 13.5 | 14.2 | 14.8
PSS | ASTMOOR IND EST T1 / MACKAMAX T1 / MERSEY RD T1 / PICOW FARM RD T1 | 8.1 | 9.3 | 12.1 | 13.1 | 14.9 | 16.8 | 17.9 | 19.7 | 21.2 | 22.8 | 24.7 | 27 | 27.9 | 27.9 | 28.5 | 28.2 | 28.2 | 27.9 | 27.9 | 27.7 | 27.6 | 27.2 | 27.1 | 26.6 | 26.4 | 25.4 | 25.1 | 23 | 22.9 | 22.6 | 8.1 | 9.1 | 11.2 | 12 | 13 | 13.6 | 13.9 | 14.1 | 14.6 | 15.3 | 15.6 | 15.2 | 15.2 | 14.4 | 13.4 | 11.4 | 9.7 | 8.6 | 7.8 | 7.1 | 6 | 5.8 | 5.7 | 6.1 | 6.4 | 5.3 | 7 | 9.4 | 12.5 | 16.1 | 8.1 | 8.9 | 10.6 | 11.2 | 12 | 12.5 | 13 | 13.2 | 13.3 | 14.2 | 15.1 | 15.6 | 16.7 | 17.5 | 18.1 | 16.8 | 17.6 | 18.5 | 19.5 | 20.9 | 22.7 | 24.3 | 25.7 | 27.5 | 29.2 | 30.8 | 32.6 | 33.6 | 34.6 | 35.4 | 8.1 | 8.4 | 9.4 | 9.4 | 8.8 | 6.7 | 6.6 | 7.1 | 8.8 | 10.5 | 14.2 | 20.6 | 22.9 | 28.8 | 19.7 | 18.7 | 19 | 19.5 | 22.3 | 26.3 | 30.8 | 35.8 | 40.3 | 44.3 | 47.8 | 51.5 | 55.2 | 58.9 | 61.9 | 63.7 | 8.1 | 9 | 10.9 | 11.6 | 12.5 | 13.1 | 13.5 | 13.6 | 14 | 14.8 | 15.3 | 15.4 | 15.9 | 16 | 15.7 | 14.1 | 13.7 | 13.6 | 13.7 | 14 | 14.4 | 15.1 | 15.7 | 16.8 | 17.8 | 18 | 19.8 | 21.5 | 23.5 | 25.7
PSS | ATHOL ST T1 / CHISENHALE ST T1 / SANDHILLS LA T1 | 0.1 | 0.1 | 0.1 | 0.1 | 0.1 | 0.2 | 0.2 | 0.2 | 0.2 | 0.2 | 0.2 | 0.2 | 0.2 | 0.2 | 0.2 | 0.2 | 0.2 | 0.2 | 0.2 | 0.2 | 0.2 | 0.2 | 0.2 | 0.2 | 0.2 | 0.2 | 0.2 | 0.2 | 0.2 | 0.2 | 0.1 | 0.2 | 0.2 | 0.2 | 0.2 | 0.2 | 0.3 | 0.3 | 0.3 | 0.3 | 0.4 | 0.4 | 0.4 | 0.4 | 0.4 | 0.4 | 0.5 | 0.5 | 0.5 | 0.5 | 0.6 | 0.6 | 0.6 | 0.7 | 0.7 | 0.8 | 0.8 | 0.8 | 0.8 | 0.9 | 0.1 | 0.1 | 0.2 | 0.2 | 0.2 | 0.2 | 0.2 | 0.2 | 0.2 | 0.2 | 0.3 | 0.3 | 0.3 | 0.3 | 0.3 | 0.3 | 0.4 | 0.4 | 0.4 | 0.4 | 0.4 | 0.4 | 0.4 | 0.5 | 0.5 | 0.5 | 0.5 | 0.5 | 0.5 | 0.5 | 0.1 | 0.2 | 0.2 | 0.2 | 0.2 | 0.2 | 0.3 | 0.3 | 0.3 | 0.3 | 0.4 | 0.4 | 0.4 | 0.5 | 0.5 | 0.5 | 0.5 | 0.6 | 0.6 | 0.6 | 0.6 | 0.7 | 0.7 | 0.7 | 0.7 | 0.8 | 0.8 | 0.8 | 0.9 | 0.9 | 0.1 | 0.2 | 0.2 | 0.2 | 0.2 | 0.2 | 0.2 | 0.3 | 0.3 | 0.3 | 0.3 | 0.3 | 0.3 | 0.4 | 0.4 | 0.4 | 0.4 | 0.4 | 0.5 | 0.5 | 0.5 | 0.5 | 0.5 | 0.6 | 0.6 | 0.6 | 0.6 | 0.7 | 0.7 | 0.7
PSS | AUDLEM T1 | 0.7 | 0.7 | 0.7 | 0.7 | 0.7 | 0.8 | 0.8 | 0.8 | 0.8 | 0.9 | 0.9 | 0.9 | 1 | 1 | 1 | 1.1 | 1 | 1.1 | 1.1 | 1.1 | 1.1 | 1.2 | 1.2 | 1.2 | 1.3 | 1.3 | 1.3 | 1.3 | 1.4 | 1.4 | 0.7 | 0.8 | 0.8 | 0.9 | 1.1 | 1.2 | 1.4 | 1.5 | 1.6 | 1.8 | 1.9 | 2.1 | 2.2 | 2.4 | 2.5 | 2.7 | 2.8 | 3 | 3.1 | 3.3 | 3.4 | 3.6 | 3.8 | 3.9 | 4.1 | 4.3 | 4.4 | 4.6 | 4.8 | 5 | 0.7 | 0.7 | 0.8 | 0.8 | 0.8 | 0.9 | 1 | 1.1 | 1.1 | 1.2 | 1.3 | 1.3 | 1.4 | 1.5 | 1.5 | 1.6 | 1.7 | 1.7 | 1.8 | 1.8 | 1.9 | 2 | 2 | 2.1 | 2.1 | 2.2 | 2.3 | 2.3 | 2.4 | 2.5 | 0.7 | 0.8 | 0.8 | 0.9 | 1.1 | 1.2 | 1.4 | 1.5 | 1.7 | 1.8 | 2 | 2.1 | 2.3 | 2.4 | 2.6 | 2.7 | 2.9 | 3 | 3.2 | 3.3 | 3.5 | 3.6 | 3.8 | 4 | 4.1 | 4.2 | 4.4 | 4.6 | 4.7 | 4.9 | 0.7 | 0.8 | 0.8 | 0.9 | 1 | 1.1 | 1.2 | 1.3 | 1.4 | 1.5 | 1.6 | 1.7 | 1.8 | 1.9 | 2 | 2.1 | 2.2 | 2.3 | 2.5 | 2.6 | 2.7 | 2.8 | 2.9 | 3 | 3.1 | 3.2 | 3.3 | 3.5 | 3.6 | 3.7
PSS | BALA T1 | 1.8 | 1.8 | 1.8 | 1.8 | 1.8 | 1.8 | 1.8 | 1.8 | 1.8 | 1.8 | 1.8 | 1.8 | 1.9 | 1.9 | 1.9 | 1.9 | 1.9 | 1.9 | 2 | 2 | 2 | 2 | 2.1 | 2.1 | 2.1 | 2.1 | 2.1 | 2.2 | 2.2 | 2.2 | 1.8 | 1.8 | 1.8 | 1.8 | 1.9 | 2 | 2.1 | 2.2 | 2.3 | 2.4 | 2.5 | 2.6 | 2.8 | 2.9 | 3 | 3.1 | 3.3 | 3.4 | 3.6 | 3.7 | 3.8 | 4 | 4.1 | 4.3 | 4.4 | 4.5 | 4.7 | 4.8 | 4.9 | 5 | 1.8 | 1.8 | 1.8 | 1.8 | 1.8 | 1.8 | 1.9 | 1.9 | 1.9 | 2 | 2.1 | 2.1 | 2.1 | 2.2 | 2.2 | 2.3 | 2.3 | 2.4 | 2.4 | 2.5 | 2.5 | 2.6 | 2.6 | 2.7 | 2.7 | 2.8 | 2.8 | 2.9 | 2.9 | 3 | 1.8 | 1.8 | 1.8 | 1.8 | 1.9 | 2 | 2.1 | 2.2 | 2.3 | 2.4 | 2.5 | 2.7 | 2.8 | 2.9 | 3.1 | 3.2 | 3.3 | 3.5 | 3.6 | 3.8 | 3.9 | 4 | 4.2 | 4.4 | 4.4 | 4.6 | 4.8 | 4.9 | 5.1 | 5.3 | 1.8 | 1.8 | 1.8 | 1.8 | 1.9 | 1.9 | 2 | 2.1 | 2.1 | 2.2 | 2.3 | 2.4 | 2.4 | 2.5 | 2.6 | 2.7 | 2.8 | 2.9 | 3 | 3.1 | 3.2 | 3.3 | 3.4 | 3.5 | 3.6 | 3.7 | 3.8 | 3.9 | 4 | 4.1
PSS | BANASTRE RD T1 / DOVER RD T1 / GRANTHAM CL T1 | 0.8 | 0.8 | 0.9 | 0.9 | 0.9 | 1 | 1 | 1.1 | 1.2 | 1.3 | 1.4 | 1.5 | 1.6 | 1.7 | 1.8 | 1.9 | 2 | 2.1 | 2.2 | 2.3 | 2.4 | 2.5 | 2.6 | 2.8 | 2.9 | 3 | 3.1 | 3.3 | 3.4 | 3.5 | 0.8 | 0.9 | 1.1 | 1.2 | 1.7 | 2.1 | 2.5 | 3 | 3.5 | 4 | 4.5 | 5 | 5.6 | 6.1 | 6.7 | 7.3 | 7.9 | 8.5 | 9.1 | 9.7 | 10.3 | 10.9 | 11.6 | 12.2 | 12.9 | 13.5 | 14.2 | 14.9 | 15.5 | 16.2 | 0.8 | 0.9 | 0.9 | 1 | 1.1 | 1.3 | 1.5 | 1.7 | 1.9 | 2.2 | 2.4 | 2.7 | 2.9 | 3.1 | 3.4 | 3.6 | 3.9 | 4.1 | 4.4 | 4.7 | 4.9 | 5.2 | 5.5 | 5.8 | 6 | 6.3 | 6.6 | 6.8 | 7.1 | 7.4 | 0.8 | 0.9 | 1.1 | 1.3 | 1.7 | 2.1 | 2.5 | 3 | 3.5 | 4 | 4.5 | 5.1 | 5.6 | 6.2 | 6.7 | 7.3 | 7.9 | 8.5 | 9.1 | 9.8 | 10.4 | 11.1 | 11.8 | 12.4 | 13 | 13.7 | 14.4 | 15.1 | 15.8 | 16.5 | 0.8 | 0.9 | 1 | 1.1 | 1.4 | 1.7 | 2 | 2.4 | 2.7 | 3.1 | 3.4 | 3.8 | 4.2 | 4.6 | 5.1 | 5.5 | 5.9 | 6.3 | 6.7 | 7.2 | 7.6 | 8.1 | 8.5 | 9 | 9.5 | 9.9 | 10.4 | 10.8 | 11.3 | 11.8
PSS | BANGOR HOSP T1 / EITHINOG T1 / BANGOR UNIVERSITY T1 / HIRAEL T1 | 4.9 | 4.9 | 4.9 | 5 | 5.1 | 5.2 | 5.2 | 5.3 | 5.2 | 5.2 | 5.2 | 5.2 | 5.2 | 5.2 | 5.2 | 5.1 | 5.1 | 5 | 5 | 4.9 | 4.9 | 4.8 | 4.7 | 4.6 | 4.5 | 4.4 | 4.2 | 3.9 | 3.5 | 2.7 | 4.9 | 5 | 5 | 5.1 | 5.2 | 5.3 | 5.4 | 5.6 | 5.5 | 5.4 | 4.8 | 4.2 | 3.4 | 2.6 | 2.4 | 2.6 | 2.7 | 2.9 | 3.1 | 3.3 | 3.5 | 3.7 | 3.9 | 4 | 4.2 | 4.4 | 4.6 | 4.8 | 5 | 5.2 | 4.9 | 4.9 | 5 | 4.9 | 4.9 | 5 | 5 | 5.1 | 5.1 | 5.1 | 4.9 | 4.7 | 4.5 | 4.3 | 4.1 | 3.8 | 3.6 | 3.3 | 3.1 | 2.8 | 2.5 | 2.2 | 1.9 | 2 | 2 | 2.1 | 2.2 | 2.3 | 2.4 | 2.5 | 4.9 | 5 | 4.8 | 4.7 | 4.8 | 4.8 | 4.9 | 4.9 | 5 | 4.7 | 4.4 | 4 | 3.4 | 2.4 | 2.4 | 2.5 | 2.7 | 2.9 | 3.1 | 3.3 | 3.5 | 3.6 | 3.9 | 4.1 | 4.2 | 4.4 | 4.6 | 4.8 | 5 | 5.2 | 4.9 | 5 | 5 | 5 | 5.1 | 5.1 | 5.2 | 5.3 | 5.3 | 5.3 | 4.9 | 4.5 | 4 | 3.5 | 2.9 | 2.4 | 2 | 2.2 | 2.3 | 2.4 | 2.5 | 2.7 | 2.8 | 3 | 3.1 | 3.3 | 3.4 | 3.5 | 3.7 | 3.8
PSS | BARBAULD ST T1 / HORROCKS LA T1 / WARRINGTON CENTRAL T1 | 0.8 | 0.8 | 0.8 | 0.8 | 0.8 | 0.8 | 0.9 | 0.9 | 0.9 | 1 | 1 | 1 | 1.1 | 1.1 | 1.1 | 1.1 | 1.1 | 1.1 | 1.2 | 1.2 | 1.2 | 1.2 | 1.2 | 1.3 | 1.3 | 1.3 | 1.3 | 1.3 | 1.3 | 1.3 | 0.8 | 0.8 | 0.9 | 1 | 1.1 | 1.3 | 1.4 | 1.4 | 1.5 | 1.6 | 1.6 | 1.7 | 1.7 | 1.8 | 1.8 | 1.9 | 1.9 | 1.9 | 2 | 2 | 2 | 2.1 | 2.1 | 2.1 | 2.1 | 2.1 | 2.2 | 2.2 | 2.2 | 2.2 | 0.8 | 0.8 | 0.8 | 0.9 | 0.9 | 1 | 1.1 | 1.1 | 1.2 | 1.2 | 1.3 | 1.3 | 1.4 | 1.4 | 1.4 | 1.5 | 1.5 | 1.5 | 1.5 | 1.5 | 1.6 | 1.6 | 1.6 | 1.6 | 1.6 | 1.6 | 1.7 | 1.7 | 1.7 | 1.7 | 0.8 | 0.8 | 0.9 | 1 | 1.2 | 1.3 | 1.4 | 1.5 | 1.6 | 1.7 | 1.7 | 1.8 | 1.8 | 1.8 | 1.9 | 1.9 | 1.9 | 2 | 2 | 2 | 2 | 2 | 2.1 | 2.1 | 2 | 2 | 2 | 2.1 | 2.1 | 2.1 | 0.8 | 0.8 | 0.9 | 0.9 | 1 | 1.1 | 1.2 | 1.3 | 1.4 | 1.4 | 1.5 | 1.5 | 1.6 | 1.6 | 1.6 | 1.7 | 1.7 | 1.7 | 1.7 | 1.8 | 1.8 | 1.8 | 1.8 | 1.8 | 1.9 | 1.9 | 1.9 | 1.9 | 1.9 | 2
PSS | BARMOUTH T1 | 0.7 | 0.8 | 0.8 | 0.8 | 0.8 | 0.8 | 0.8 | 0.9 | 0.9 | 0.9 | 1 | 1 | 1 | 1 | 1.1 | 1.1 | 1.1 | 1.1 | 1.1 | 1.1 | 1.1 | 1.1 | 1.1 | 1.1 | 1.1 | 1.1 | 1.1 | 1.1 | 1.1 | 1.1 | 0.7 | 0.8 | 0.8 | 0.8 | 0.9 | 0.9 | 1 | 1 | 1.1 | 1.2 | 1.2 | 1.3 | 1.3 | 1.4 | 1.4 | 1.4 | 1.4 | 1.5 | 1.5 | 1.6 | 1.6 | 1.7 | 1.7 | 1.8 | 1.8 | 1.9 | 2 | 2.1 | 2.2 | 2.3 | 0.7 | 0.8 | 0.8 | 0.8 | 0.8 | 0.8 | 0.8 | 0.8 | 0.9 | 0.9 | 1 | 1 | 1 | 1.1 | 1.1 | 1.1 | 1.2 | 1.2 | 1.2 | 1.3 | 1.3 | 1.4 | 1.4 | 1.5 | 1.5 | 1.6 | 1.6 | 1.7 | 1.7 | 1.7 | 0.7 | 0.7 | 0.8 | 0.8 | 0.8 | 0.8 | 0.9 | 0.9 | 1 | 1.1 | 1.2 | 1.4 | 1.5 | 1.6 | 1.5 | 1.5 | 1.6 | 1.7 | 1.8 | 1.9 | 2 | 2.1 | 2.3 | 2.4 | 2.4 | 2.5 | 2.6 | 2.8 | 2.9 | 3 | 0.7 | 0.8 | 0.8 | 0.8 | 0.8 | 0.9 | 0.9 | 0.9 | 1 | 1 | 1.1 | 1.1 | 1.2 | 1.2 | 1.2 | 1.3 | 1.3 | 1.3 | 1.4 | 1.4 | 1.5 | 1.5 | 1.6 | 1.6 | 1.7 | 1.7 | 1.8 | 1.9 | 1.9 | 2
PSS | BARNSTON T1 / GAYTON T1 / IRBY T1 / THINGWALL T1 | 0.6 | 0.6 | 0.7 | 0.7 | 0.7 | 0.8 | 0.9 | 1 | 1.1 | 1.2 | 1.4 | 1.5 | 1.6 | 1.8 | 1.9 | 2.1 | 2.2 | 2.4 | 2.6 | 2.8 | 2.9 | 3.1 | 3.3 | 3.5 | 3.7 | 3.9 | 4.1 | 4.3 | 4.5 | 4.7 | 0.6 | 0.8 | 1 | 1.2 | 1.9 | 2.6 | 3.5 | 4.3 | 5.3 | 6.2 | 7.3 | 8.4 | 9.5 | 10.6 | 11.8 | 13 | 14.2 | 15.4 | 16.7 | 18 | 19.3 | 20.6 | 22 | 23.3 | 24.7 | 26.1 | 27.5 | 28.9 | 30.3 | 31.8 | 0.6 | 0.7 | 0.8 | 0.9 | 1 | 1.3 | 1.6 | 2 | 2.3 | 2.7 | 3.2 | 3.6 | 4.1 | 4.5 | 5 | 5.5 | 6 | 6.5 | 7.1 | 7.6 | 8.1 | 8.7 | 9.2 | 9.8 | 10.3 | 10.9 | 11.4 | 12 | 12.6 | 13.1 | 0.6 | 0.7 | 0.9 | 1.2 | 1.8 | 2.6 | 3.4 | 4.2 | 5.1 | 6.1 | 7.1 | 8.2 | 9.3 | 10.5 | 11.7 | 12.9 | 14.1 | 15.4 | 16.7 | 18 | 19.4 | 20.8 | 22.2 | 23.6 | 25 | 26.4 | 27.9 | 29.4 | 30.9 | 32.4 | 0.6 | 0.7 | 0.9 | 1.1 | 1.5 | 2 | 2.5 | 3.2 | 3.8 | 4.5 | 5.2 | 6 | 6.8 | 7.6 | 8.4 | 9.3 | 10.1 | 11 | 11.9 | 12.8 | 13.7 | 14.6 | 15.6 | 16.5 | 17.5 | 18.5 | 19.5 | 20.4 | 21.4 | 22.5
PSS | BASCHURCH T1 | 8.5 | 8.3 | 8.2 | 8.2 | 8.2 | 8.2 | 8.2 | 8.2 | 8.2 | 8.2 | 8.3 | 8.3 | 8.3 | 8.3 | 8.3 | 8.3 | 8 | 7.9 | 8 | 7.9 | 7.9 | 7.9 | 7.8 | 7.8 | 7.9 | 7.8 | 7.8 | 7.7 | 7.6 | 7.2 | 8.5 | 8.5 | 8.6 | 8.7 | 8.8 | 9 | 9.2 | 9.4 | 9.5 | 9.6 | 9.5 | 9.3 | 9.2 | 9 | 9.1 | 9.3 | 9.5 | 9.7 | 10 | 10.2 | 10.5 | 10.7 | 10.9 | 11.2 | 11.4 | 11.7 | 12 | 12.2 | 12.3 | 12.5 | 8.5 | 8.5 | 8.4 | 8.4 | 8.5 | 8.5 | 8.6 | 8.7 | 8.7 | 8.8 | 8.8 | 8.8 | 8.7 | 8.7 | 8.7 | 8.7 | 8.6 | 8.6 | 8.6 | 8.6 | 8.5 | 8.5 | 8.4 | 8.5 | 8.6 | 8.7 | 8.8 | 9 | 9.1 | 9.2 | 8.5 | 8.5 | 8.5 | 8.5 | 8.7 | 8.8 | 9 | 9.1 | 9.3 | 9.4 | 9.4 | 9.4 | 9.3 | 9 | 9.2 | 9.4 | 9.6 | 9.9 | 10.1 | 10.4 | 10.6 | 10.8 | 11.1 | 11.4 | 10.8 | 11 | 11.2 | 11.5 | 11.7 | 11.9 | 8.5 | 8.5 | 8.5 | 8.6 | 8.6 | 8.8 | 8.9 | 9 | 9.1 | 9.2 | 9.1 | 9.1 | 9 | 8.9 | 8.7 | 8.6 | 8.6 | 8.8 | 8.9 | 9.1 | 9.3 | 9.5 | 9.6 | 9.8 | 10 | 10.2 | 10.4 | 10.6 | 10.7 | 10.9
PSS | BASS CHARRINGTON T1 / BASS CHARRINGTON T2 / CLIFTON T1 / YKK T1 | 2.4 | 2.4 | 2.4 | 2.4 | 2.5 | 2.5 | 2.5 | 2.6 | 2.6 | 2.6 | 2.6 | 2.6 | 2.7 | 2.7 | 2.7 | 2.7 | 2.7 | 2.7 | 2.8 | 2.8 | 2.8 | 2.8 | 2.8 | 2.8 | 2.7 | 2.7 | 2.7 | 2.6 | 2.4 | 2.1 | 2.4 | 2.4 | 2.5 | 2.6 | 2.8 | 2.9 | 3.1 | 3.4 | 3.5 | 3.7 | 3.6 | 3.5 | 3.4 | 3.2 | 3.3 | 3.6 | 3.9 | 4.2 | 4.5 | 4.8 | 5.1 | 5.4 | 5.8 | 6.1 | 6.4 | 6.7 | 7.1 | 7.5 | 7.8 | 8.1 | 2.4 | 2.4 | 2.4 | 2.4 | 2.5 | 2.5 | 2.6 | 2.7 | 2.8 | 2.8 | 2.8 | 2.9 | 2.9 | 2.9 | 2.8 | 2.8 | 2.8 | 2.8 | 2.8 | 2.8 | 2.8 | 2.7 | 2.7 | 2.8 | 2.9 | 3.1 | 3.2 | 3.3 | 3.5 | 3.6 | 2.4 | 2.4 | 2.4 | 2.4 | 2.6 | 2.7 | 2.9 | 3.1 | 3.3 | 3.3 | 3.4 | 3.4 | 3.4 | 3.1 | 3.3 | 3.6 | 3.9 | 4.2 | 4.5 | 4.8 | 5.2 | 5.5 | 5.8 | 6.2 | 6.5 | 6.8 | 7.2 | 7.6 | 7.9 | 8.3 | 2.4 | 2.4 | 2.4 | 2.5 | 2.6 | 2.7 | 2.9 | 3 | 3.1 | 3.3 | 3.2 | 3.2 | 3.1 | 3 | 3 | 2.8 | 2.9 | 3.1 | 3.3 | 3.5 | 3.7 | 4 | 4.2 | 4.4 | 4.7 | 4.9 | 5.2 | 5.4 | 5.6 | 5.9
PSS | BATTERSBY LA T1 / RYLANDS ELDON ST T2 | 0.8 | 0.8 | 0.8 | 0.9 | 0.9 | 1 | 1 | 1.1 | 1.1 | 1.1 | 1.2 | 1.2 | 1.2 | 1.2 | 1.3 | 1.3 | 1.5 | 1.5 | 1.5 | 1.5 | 1.5 | 1.5 | 1.6 | 1.6 | 1.6 | 1.6 | 1.6 | 1.6 | 1.6 | 1.7 | 0.8 | 0.9 | 1 | 1.1 | 1.2 | 1.4 | 1.5 | 1.6 | 1.6 | 1.7 | 1.7 | 1.8 | 1.8 | 1.8 | 1.9 | 1.9 | 1.9 | 2 | 2 | 2 | 2 | 2.1 | 2.1 | 2.1 | 2.1 | 2.2 | 2.2 | 2.2 | 2.2 | 2.3 | 0.8 | 0.8 | 0.9 | 1 | 1 | 1.1 | 1.2 | 1.3 | 1.4 | 1.4 | 1.5 | 1.5 | 1.6 | 1.6 | 1.6 | 1.6 | 1.7 | 1.7 | 1.7 | 1.7 | 1.7 | 1.8 | 1.8 | 1.8 | 1.8 | 1.8 | 1.8 | 1.8 | 1.8 | 1.9 | 0.8 | 0.9 | 1 | 1.1 | 1.3 | 1.5 | 1.6 | 1.7 | 1.8 | 1.9 | 1.9 | 2 | 2 | 2.1 | 2.1 | 2.1 | 2.1 | 2.1 | 2.1 | 2.2 | 2.2 | 2.2 | 2.2 | 2.2 | 2.3 | 2.2 | 2.2 | 2.2 | 2.3 | 2.3 | 0.8 | 0.8 | 0.9 | 1 | 1.1 | 1.3 | 1.4 | 1.4 | 1.5 | 1.5 | 1.6 | 1.6 | 1.7 | 1.7 | 1.7 | 1.8 | 1.8 | 1.8 | 1.8 | 1.9 | 1.9 | 1.9 | 1.9 | 1.9 | 2 | 2 | 2 | 2 | 2 | 2
PSS | BEAUMARIS T1 | 0.3 | 0.3 | 0.3 | 0.3 | 0.3 | 0.4 | 0.4 | 0.4 | 0.4 | 0.4 | 0.4 | 0.4 | 0.5 | 0.5 | 0.5 | 0.5 | 0.5 | 0.5 | 0.5 | 0.5 | 0.5 | 0.5 | 0.6 | 0.6 | 0.6 | 0.6 | 0.6 | 0.6 | 0.6 | 0.7 | 0.3 | 0.4 | 0.4 | 0.4 | 0.5 | 0.6 | 0.7 | 0.8 | 0.9 | 1 | 1.1 | 1.2 | 1.3 | 1.4 | 1.6 | 1.7 | 1.8 | 1.9 | 2 | 2.1 | 2.3 | 2.4 | 2.5 | 2.6 | 2.8 | 2.9 | 3 | 3.2 | 3.3 | 3.4 | 0.3 | 0.3 | 0.4 | 0.4 | 0.4 | 0.4 | 0.5 | 0.5 | 0.5 | 0.6 | 0.6 | 0.7 | 0.7 | 0.8 | 0.8 | 0.9 | 0.9 | 1 | 1 | 1.1 | 1.1 | 1.2 | 1.2 | 1.3 | 1.3 | 1.4 | 1.4 | 1.5 | 1.5 | 1.6 | 0.3 | 0.4 | 0.4 | 0.4 | 0.5 | 0.6 | 0.7 | 0.8 | 0.9 | 1 | 1.1 | 1.2 | 1.3 | 1.4 | 1.6 | 1.7 | 1.8 | 1.9 | 2 | 2.2 | 2.3 | 2.4 | 2.5 | 2.6 | 2.8 | 2.9 | 3 | 3.2 | 3.3 | 3.5 | 0.3 | 0.4 | 0.4 | 0.4 | 0.5 | 0.5 | 0.6 | 0.6 | 0.7 | 0.8 | 0.9 | 0.9 | 1 | 1.1 | 1.2 | 1.3 | 1.4 | 1.4 | 1.5 | 1.6 | 1.7 | 1.8 | 1.9 | 1.9 | 2 | 2.1 | 2.2 | 2.3 | 2.4 | 2.5
PSS | BEAUMONT ST T1 / DINGLE VALE T1 / LARK LA T1 / MDHB BRUNSWICK DOCK T1 | 0.1 | 0.1 | 0.1 | 0.1 | 0.1 | 0.2 | 0.2 | 0.2 | 0.2 | 0.2 | 0.2 | 0.2 | 0.2 | 0.2 | 0.2 | 0.3 | 0.3 | 0.3 | 0.3 | 0.3 | 0.3 | 0.3 | 0.3 | 0.3 | 0.3 | 0.4 | 0.4 | 0.4 | 0.4 | 0.4 | 0.1 | 0.2 | 0.2 | 0.2 | 0.2 | 0.3 | 0.3 | 0.4 | 0.4 | 0.5 | 0.6 | 0.6 | 0.7 | 0.7 | 0.7 | 0.8 | 0.8 | 0.9 | 0.9 | 1 | 1.1 | 1.1 | 1.2 | 1.2 | 1.3 | 1.3 | 1.4 | 1.4 | 1.5 | 1.6 | 0.1 | 0.2 | 0.2 | 0.2 | 0.2 | 0.2 | 0.2 | 0.3 | 0.3 | 0.3 | 0.3 | 0.4 | 0.4 | 0.4 | 0.4 | 0.5 | 0.5 | 0.5 | 0.5 | 0.6 | 0.6 | 0.6 | 0.7 | 0.7 | 0.7 | 0.8 | 0.8 | 0.8 | 0.8 | 0.8 | 0.1 | 0.2 | 0.2 | 0.2 | 0.2 | 0.3 | 0.4 | 0.4 | 0.5 | 0.5 | 0.6 | 0.6 | 0.7 | 0.7 | 0.8 | 0.9 | 0.9 | 1 | 1 | 1.1 | 1.2 | 1.2 | 1.3 | 1.3 | 1.4 | 1.4 | 1.5 | 1.6 | 1.7 | 1.7 | 0.1 | 0.2 | 0.2 | 0.2 | 0.2 | 0.3 | 0.3 | 0.3 | 0.4 | 0.4 | 0.5 | 0.5 | 0.5 | 0.6 | 0.6 | 0.6 | 0.7 | 0.7 | 0.7 | 0.8 | 0.8 | 0.9 | 0.9 | 1 | 1 | 1 | 1.1 | 1.1 | 1.2 | 1.2
PSS | BEDBURN DV T1 / BLUEBELL LA T1 / BROOKBRIDGE T1 / ECCLESTON T1 | 3.3 | 3.4 | 3.4 | 3.4 | 3.5 | 3.5 | 3.6 | 3.7 | 3.8 | 3.9 | 4 | 4.2 | 4.3 | 4.4 | 4.5 | 4.7 | 4.6 | 4.7 | 4.8 | 4.9 | 5 | 5.1 | 5.3 | 5.4 | 5.6 | 5.7 | 5.8 | 6 | 6.1 | 6.3 | 3.3 | 3.5 | 3.7 | 3.9 | 4.4 | 4.9 | 5.5 | 6 | 6.5 | 7.1 | 7.6 | 8.3 | 8.9 | 9.5 | 10.1 | 10.7 | 11.4 | 12 | 12.7 | 13.3 | 14 | 14.7 | 15.4 | 16.1 | 16.8 | 17.5 | 18.3 | 19 | 19.7 | 20.4 | 3.3 | 3.4 | 3.5 | 3.6 | 3.8 | 4 | 4.2 | 4.5 | 4.7 | 5 | 5.2 | 5.5 | 5.8 | 6.1 | 6.3 | 6.6 | 6.9 | 7.2 | 7.5 | 7.8 | 8.1 | 8.4 | 8.7 | 9 | 9.3 | 9.6 | 9.9 | 10.2 | 10.5 | 10.8 | 3.3 | 3.5 | 3.7 | 3.9 | 4.4 | 4.9 | 5.5 | 6 | 6.5 | 7.1 | 7.7 | 8.3 | 8.9 | 9.5 | 10.2 | 10.8 | 11.5 | 12.1 | 12.8 | 13.5 | 14.2 | 14.9 | 15.7 | 16.4 | 16.7 | 17.4 | 18.1 | 18.8 | 19.6 | 20.3 | 3.3 | 3.4 | 3.6 | 3.7 | 4.1 | 4.4 | 4.8 | 5.2 | 5.6 | 6 | 6.4 | 6.9 | 7.3 | 7.8 | 8.2 | 8.7 | 9.1 | 9.6 | 10.1 | 10.6 | 11.1 | 11.6 | 12.1 | 12.6 | 13.1 | 13.6 | 14.1 | 14.6 | 15.1 | 15.6
PSS | BEECH ST T1 / LISTER DV A T2 | 0.1 | 0.1 | 0.1 | 0.1 | 0.1 | 0.2 | 0.2 | 0.2 | 0.2 | 0.2 | 0.2 | 0.2 | 0.2 | 0.2 | 0.2 | 0.2 | 0.2 | 0.2 | 0.2 | 0.2 | 0.2 | 0.2 | 0.2 | 0.2 | 0.2 | 0.2 | 0.2 | 0.2 | 0.2 | 0.2 | 0.1 | 0.2 | 0.2 | 0.2 | 0.2 | 0.3 | 0.3 | 0.3 | 0.4 | 0.4 | 0.4 | 0.5 | 0.5 | 0.6 | 0.6 | 0.6 | 0.6 | 0.7 | 0.7 | 0.7 | 0.8 | 0.8 | 0.9 | 0.9 | 0.9 | 1 | 1 | 1 | 1.1 | 1.1 | 0.1 | 0.1 | 0.2 | 0.2 | 0.2 | 0.2 | 0.2 | 0.2 | 0.3 | 0.3 | 0.3 | 0.3 | 0.3 | 0.3 | 0.3 | 0.4 | 0.4 | 0.4 | 0.4 | 0.4 | 0.4 | 0.4 | 0.5 | 0.5 | 0.5 | 0.5 | 0.5 | 0.5 | 0.6 | 0.6 | 0.1 | 0.2 | 0.2 | 0.2 | 0.2 | 0.3 | 0.3 | 0.3 | 0.4 | 0.4 | 0.5 | 0.5 | 0.5 | 0.6 | 0.6 | 0.7 | 0.7 | 0.7 | 0.8 | 0.8 | 0.8 | 0.9 | 0.9 | 1 | 1 | 1 | 1 | 1.1 | 1.1 | 1.2 | 0.1 | 0.2 | 0.2 | 0.2 | 0.2 | 0.2 | 0.2 | 0.3 | 0.3 | 0.3 | 0.4 | 0.4 | 0.4 | 0.4 | 0.4 | 0.5 | 0.5 | 0.5 | 0.6 | 0.6 | 0.6 | 0.6 | 0.7 | 0.7 | 0.7 | 0.7 | 0.8 | 0.8 | 0.8 | 0.8
PSS | BEMROSE T1 / CARR LA EAST T1 / LUCAS (FAZAKERLEY) T1 / NORRIS GREEN T1 / WEST DERBY T1 | 0.8 | 0.8 | 0.9 | 0.9 | 0.9 | 1 | 1.1 | 1.2 | 1.3 | 1.4 | 1.5 | 1.6 | 1.8 | 1.9 | 2.1 | 2.2 | 2.3 | 2.5 | 2.6 | 2.8 | 2.9 | 3.1 | 3.3 | 3.4 | 3.6 | 3.8 | 4 | 4.1 | 4.3 | 4.5 | 0.8 | 1 | 1.1 | 1.4 | 2 | 2.6 | 3.3 | 4 | 4.7 | 5.5 | 6.3 | 7.2 | 8 | 9 | 9.8 | 10.8 | 11.7 | 12.7 | 13.6 | 14.6 | 15.6 | 16.7 | 17.7 | 18.8 | 19.8 | 20.9 | 22 | 23.1 | 24.2 | 25.3 | 0.8 | 0.9 | 1 | 1.1 | 1.2 | 1.4 | 1.7 | 2 | 2.3 | 2.6 | 3 | 3.4 | 3.7 | 4.1 | 4.5 | 4.9 | 5.3 | 5.7 | 6.1 | 6.5 | 6.9 | 7.3 | 7.7 | 8.2 | 8.6 | 9 | 9.5 | 9.9 | 10.3 | 10.8 | 0.8 | 0.9 | 1.1 | 1.4 | 1.9 | 2.6 | 3.2 | 3.9 | 4.6 | 5.4 | 6.2 | 7.1 | 8 | 8.8 | 9.8 | 10.7 | 11.7 | 12.7 | 13.6 | 14.7 | 15.7 | 16.8 | 17.9 | 19 | 20 | 21.1 | 22.3 | 23.4 | 24.5 | 25.7 | 0.8 | 0.9 | 1 | 1.2 | 1.6 | 2 | 2.5 | 3 | 3.5 | 4.1 | 4.7 | 5.3 | 5.9 | 6.5 | 7.2 | 7.8 | 8.5 | 9.2 | 9.8 | 10.6 | 11.3 | 12 | 12.7 | 13.5 | 14.2 | 15 | 15.7 | 16.5 | 17.3 | 18
PSS | BENTINCK ST T1 / BENTINCK ST T2 / CHESTER ST (BIRKENHEAD) T1 | 0.6 | 0.6 | 0.6 | 0.6 | 0.6 | 0.7 | 0.7 | 0.7 | 0.7 | 0.7 | 0.8 | 0.8 | 0.8 | 0.8 | 0.8 | 0.8 | 0.8 | 0.8 | 0.9 | 0.9 | 0.9 | 0.9 | 0.9 | 0.9 | 0.9 | 0.9 | 0.9 | 1 | 1 | 1 | 0.6 | 0.7 | 0.7 | 0.8 | 0.9 | 1 | 1 | 1.1 | 1.2 | 1.2 | 1.2 | 1.3 | 1.3 | 1.3 | 1.4 | 1.4 | 1.4 | 1.5 | 1.5 | 1.5 | 1.5 | 1.6 | 1.6 | 1.6 | 1.7 | 1.7 | 1.7 | 1.7 | 1.8 | 1.8 | 0.6 | 0.6 | 0.7 | 0.7 | 0.7 | 0.8 | 0.8 | 0.9 | 0.9 | 1 | 1 | 1.1 | 1.1 | 1.1 | 1.2 | 1.2 | 1.2 | 1.2 | 1.3 | 1.3 | 1.3 | 1.3 | 1.3 | 1.4 | 1.4 | 1.4 | 1.5 | 1.5 | 1.5 | 1.5 | 0.6 | 0.7 | 0.7 | 0.8 | 0.9 | 1 | 1.1 | 1.1 | 1.2 | 1.2 | 1.3 | 1.3 | 1.4 | 1.4 | 1.5 | 1.5 | 1.5 | 1.6 | 1.6 | 1.6 | 1.6 | 1.7 | 1.7 | 1.7 | 1.7 | 1.7 | 1.7 | 1.7 | 1.7 | 1.7 | 0.6 | 0.6 | 0.7 | 0.7 | 0.8 | 0.9 | 0.9 | 1 | 1 | 1.1 | 1.1 | 1.2 | 1.2 | 1.2 | 1.3 | 1.3 | 1.3 | 1.3 | 1.4 | 1.4 | 1.4 | 1.5 | 1.5 | 1.5 | 1.5 | 1.6 | 1.6 | 1.6 | 1.6 | 1.6
PSS | BERSHAM COLLIERY T1 | 3 | 2.5 | 2.3 | 2.3 | 2.2 | 2.1 | 2.1 | 2.1 | 2.2 | 2.1 | 2.2 | 2.2 | 2.2 | 2.2 | 2.2 | 2.2 | 2.1 | 2.1 | 2.1 | 2.1 | 2.2 | 2.2 | 2.2 | 2.2 | 2.3 | 2.4 | 2.4 | 2.4 | 2.4 | 2.4 | 3 | 3 | 3 | 3.1 | 3.2 | 3.3 | 3.4 | 3.5 | 3.6 | 3.7 | 3.8 | 3.9 | 4 | 4.1 | 4.2 | 4.3 | 4.4 | 4.5 | 4.6 | 4.7 | 4.8 | 4.9 | 5 | 5.1 | 5.2 | 5.3 | 5.4 | 5.4 | 5.5 | 5.6 | 3 | 2.9 | 2.8 | 2.8 | 2.8 | 2.8 | 2.9 | 2.9 | 3 | 3 | 3.1 | 3.1 | 3.2 | 3.2 | 3.3 | 3.3 | 3.3 | 3.4 | 3.4 | 3.5 | 3.5 | 3.5 | 3.6 | 3.6 | 3.7 | 3.8 | 3.8 | 3.8 | 3.8 | 3.9 | 3 | 3 | 3 | 3.1 | 3.2 | 3.3 | 3.4 | 3.6 | 3.7 | 3.8 | 4 | 4.1 | 4.2 | 4.3 | 4.5 | 4.6 | 4.7 | 4.8 | 4.9 | 5 | 5.1 | 5.2 | 5.3 | 5.4 | 5.4 | 5.5 | 5.6 | 5.7 | 5.8 | 5.9 | 3 | 3 | 2.9 | 2.9 | 3 | 3 | 3.1 | 3.2 | 3.3 | 3.3 | 3.4 | 3.5 | 3.6 | 3.7 | 3.8 | 3.8 | 3.9 | 3.9 | 4 | 4.1 | 4.2 | 4.2 | 4.3 | 4.3 | 4.5 | 4.5 | 4.6 | 4.6 | 4.7 | 4.7
PSS | BERSHAM RD T1 / IND COOPE T1 / RHYD BROUGHTON LA T1 / TUTTLE ST T1 | 0.8 | 0.8 | 0.8 | 0.8 | 0.8 | 0.8 | 0.8 | 0.9 | 0.9 | 0.9 | 1 | 1 | 1.1 | 1.1 | 1.2 | 1.2 | 1.2 | 1.3 | 1.3 | 1.4 | 1.4 | 1.5 | 1.5 | 1.5 | 1.6 | 1.6 | 1.7 | 1.8 | 1.8 | 1.8 | 0.8 | 0.8 | 0.9 | 1 | 1.2 | 1.5 | 1.7 | 2 | 2.3 | 2.5 | 2.8 | 3.1 | 3.4 | 3.7 | 4 | 4.3 | 4.7 | 5 | 5.3 | 5.7 | 6 | 6.3 | 6.7 | 7.1 | 7.4 | 7.8 | 8.1 | 8.5 | 8.9 | 9.2 | 0.8 | 0.8 | 0.8 | 0.9 | 0.9 | 1 | 1.1 | 1.2 | 1.4 | 1.5 | 1.6 | 1.7 | 1.9 | 2 | 2.2 | 2.3 | 2.5 | 2.6 | 2.8 | 2.9 | 3.1 | 3.2 | 3.4 | 3.5 | 3.7 | 3.8 | 4 | 4.1 | 4.3 | 4.4 | 0.8 | 0.8 | 0.9 | 1 | 1.2 | 1.5 | 1.7 | 2 | 2.2 | 2.5 | 2.8 | 3.1 | 3.4 | 3.7 | 4 | 4.4 | 4.7 | 5 | 5.4 | 5.7 | 6.1 | 6.4 | 6.8 | 7.2 | 7.4 | 7.8 | 8.2 | 8.6 | 9 | 9.3 | 0.8 | 0.8 | 0.8 | 0.9 | 1.1 | 1.2 | 1.4 | 1.6 | 1.8 | 2 | 2.2 | 2.4 | 2.7 | 2.9 | 3.1 | 3.3 | 3.6 | 3.8 | 4.1 | 4.3 | 4.5 | 4.8 | 5 | 5.3 | 5.5 | 5.8 | 6 | 6.3 | 6.6 | 6.8
PSS | BETHESDA T1 | 2.7 | 2.7 | 2.7 | 2.7 | 2.8 | 2.8 | 2.8 | 2.9 | 2.9 | 2.9 | 2.9 | 2.9 | 3 | 3 | 3 | 3 | 3.2 | 3.2 | 3.2 | 3.2 | 3.3 | 3.3 | 3.3 | 3.3 | 3.3 | 3.4 | 3.4 | 3.4 | 3.5 | 3.5 | 2.7 | 2.7 | 2.7 | 2.8 | 2.9 | 3.1 | 3.2 | 3.3 | 3.5 | 3.6 | 3.7 | 3.9 | 4.1 | 4.3 | 4.5 | 4.6 | 4.8 | 5 | 5.2 | 5.4 | 5.6 | 5.8 | 6 | 6.2 | 6.4 | 6.7 | 6.9 | 7.1 | 7.3 | 7.5 | 2.7 | 2.7 | 2.7 | 2.8 | 2.8 | 2.9 | 3 | 3 | 3.1 | 3.2 | 3.2 | 3.3 | 3.4 | 3.4 | 3.5 | 3.5 | 3.6 | 3.7 | 3.8 | 3.8 | 3.9 | 4 | 4.1 | 4.2 | 4.3 | 4.4 | 4.5 | 4.6 | 4.6 | 4.7 | 2.7 | 2.7 | 2.8 | 2.9 | 3.1 | 3.3 | 3.5 | 3.6 | 3.8 | 4 | 4.1 | 4.3 | 4.5 | 4.7 | 4.9 | 5 | 5.2 | 5.4 | 5.7 | 5.8 | 6.1 | 6.3 | 6.5 | 6.8 | 6.9 | 7.2 | 7.4 | 7.6 | 7.9 | 8.1 | 2.7 | 2.7 | 2.7 | 2.8 | 2.9 | 3 | 3.1 | 3.2 | 3.3 | 3.4 | 3.5 | 3.6 | 3.7 | 3.8 | 4 | 4.1 | 4.2 | 4.3 | 4.5 | 4.6 | 4.8 | 4.9 | 5 | 5.2 | 5.3 | 5.5 | 5.7 | 5.8 | 6 | 6.1
PSS | BETWS-Y-COED T1 | 2 | 2.1 | 2.3 | 2.5 | 2.7 | 2.9 | 3.1 | 3.3 | 3.7 | 4 | 4.4 | 4.9 | 5 | 5.1 | 5.2 | 5.2 | 5.3 | 5.3 | 5.3 | 5.4 | 5.4 | 5.3 | 5.4 | 5.3 | 5.3 | 5.2 | 5.2 | 5 | 5 | 5 | 2 | 2 | 2.2 | 2.3 | 2.5 | 2.8 | 3 | 3.1 | 3.3 | 3.5 | 3.7 | 3.9 | 4.1 | 4.2 | 4.3 | 4.3 | 4.4 | 4.5 | 4.6 | 4.7 | 4.8 | 4.9 | 5.1 | 5.2 | 5.4 | 5.4 | 5.7 | 6 | 6.2 | 6.6 | 2 | 2.1 | 2.2 | 2.2 | 2.3 | 2.3 | 2.4 | 2.5 | 2.6 | 2.7 | 2.9 | 3.1 | 3.4 | 3.5 | 3.7 | 3.8 | 3.9 | 4 | 4.1 | 4.4 | 4.9 | 5.5 | 6.2 | 6.9 | 7.6 | 8.4 | 9.1 | 9.7 | 10.2 | 10.8 | 2 | 2 | 2.1 | 2.3 | 2.5 | 2.7 | 2.9 | 3 | 3.2 | 3.5 | 3.8 | 4.1 | 4.3 | 4.7 | 4.6 | 4.7 | 4.9 | 5 | 5.2 | 5.4 | 5.7 | 6 | 6.2 | 6.4 | 7.1 | 7.5 | 8.1 | 9 | 10.1 | 11.3 | 2 | 2 | 2.2 | 2.3 | 2.4 | 2.5 | 2.7 | 2.8 | 2.9 | 3.1 | 3.3 | 3.5 | 3.7 | 3.9 | 4 | 4.1 | 4.2 | 4.2 | 4.4 | 4.6 | 4.8 | 5.2 | 5.6 | 6.1 | 6.5 | 6.9 | 7.4 | 7.9 | 8.3 | 8.8
PSS | BEWSEY T1 / OWEN ST T1 / RODNEY ST T1 / RYLANDS ELDON ST T1 | 1.6 | 1.6 | 1.6 | 1.7 | 1.7 | 1.7 | 1.8 | 1.8 | 1.9 | 1.9 | 1.9 | 2 | 2 | 2.1 | 2.1 | 2.1 | 2.1 | 2.1 | 2.2 | 2.2 | 2.2 | 2.2 | 2.2 | 2.3 | 2.3 | 2.3 | 2.3 | 2.2 | 2.2 | 2.1 | 1.6 | 1.7 | 1.8 | 1.9 | 2.2 | 2.4 | 2.6 | 2.8 | 2.9 | 3.1 | 3.2 | 3.2 | 3.3 | 3.3 | 3.4 | 3.6 | 3.8 | 4.1 | 4.3 | 4.5 | 4.7 | 4.9 | 5.1 | 5.3 | 5.6 | 5.8 | 6 | 6.3 | 6.5 | 6.7 | 1.6 | 1.7 | 1.7 | 1.7 | 1.8 | 1.9 | 2 | 2.1 | 2.2 | 2.3 | 2.4 | 2.4 | 2.5 | 2.5 | 2.6 | 2.6 | 2.6 | 2.7 | 2.7 | 2.8 | 2.8 | 2.9 | 2.9 | 3 | 3.1 | 3.2 | 3.3 | 3.4 | 3.5 | 3.7 | 1.6 | 1.7 | 1.8 | 1.9 | 2.1 | 2.3 | 2.5 | 2.7 | 2.9 | 3 | 3.2 | 3.3 | 3.4 | 3.4 | 3.5 | 3.7 | 3.9 | 4.2 | 4.4 | 4.6 | 4.8 | 5 | 5.3 | 5.5 | 5.6 | 5.9 | 6.1 | 6.3 | 6.5 | 6.8 | 1.6 | 1.7 | 1.8 | 1.8 | 2 | 2.1 | 2.3 | 2.5 | 2.6 | 2.7 | 2.8 | 2.8 | 2.9 | 2.9 | 3 | 3 | 3 | 3.2 | 3.4 | 3.5 | 3.7 | 3.8 | 4 | 4.2 | 4.3 | 4.5 | 4.7 | 4.8 | 5 | 5.2
PSS | BIBBYS T1 / INLAND REVENUE OFFICES T1 / REGENT RD T1 | 0.1 | 0.1 | 0.1 | 0.1 | 0.1 | 0.2 | 0.2 | 0.2 | 0.2 | 0.2 | 0.2 | 0.2 | 0.2 | 0.2 | 0.3 | 0.3 | 0.3 | 0.3 | 0.3 | 0.3 | 0.3 | 0.3 | 0.4 | 0.4 | 0.4 | 0.4 | 0.4 | 0.4 | 0.4 | 0.4 | 0.1 | 0.2 | 0.2 | 0.2 | 0.3 | 0.3 | 0.4 | 0.5 | 0.6 | 0.6 | 0.7 | 0.8 | 0.9 | 1 | 1.1 | 1.1 | 1.2 | 1.3 | 1.4 | 1.5 | 1.6 | 1.7 | 1.7 | 1.9 | 2 | 2.1 | 2.1 | 2.3 | 2.4 | 2.5 | 0.1 | 0.2 | 0.2 | 0.2 | 0.2 | 0.2 | 0.2 | 0.3 | 0.3 | 0.3 | 0.4 | 0.4 | 0.4 | 0.5 | 0.5 | 0.6 | 0.6 | 0.6 | 0.7 | 0.7 | 0.7 | 0.8 | 0.8 | 0.9 | 0.9 | 1 | 1 | 1 | 1 | 1.1 | 0.1 | 0.2 | 0.2 | 0.2 | 0.3 | 0.3 | 0.4 | 0.5 | 0.6 | 0.6 | 0.7 | 0.8 | 0.9 | 1 | 1 | 1.1 | 1.2 | 1.3 | 1.4 | 1.5 | 1.6 | 1.7 | 1.8 | 1.9 | 2 | 2.1 | 2.2 | 2.3 | 2.4 | 2.5 | 0.1 | 0.2 | 0.2 | 0.2 | 0.2 | 0.3 | 0.3 | 0.4 | 0.4 | 0.5 | 0.5 | 0.6 | 0.7 | 0.7 | 0.8 | 0.8 | 0.9 | 1 | 1 | 1.1 | 1.2 | 1.2 | 1.3 | 1.4 | 1.4 | 1.5 | 1.6 | 1.7 | 1.7 | 1.8
PSS | BICC HELSBY T2 / EVC T1 | 0.4 | 0.4 | 0.4 | 0.4 | 0.4 | 0.4 | 0.4 | 0.4 | 0.5 | 0.5 | 0.5 | 0.6 | 0.6 | 0.6 | 0.7 | 0.7 | 0.7 | 0.8 | 0.8 | 0.8 | 0.9 | 0.9 | 0.9 | 1 | 1 | 1.1 | 1.1 | 1.1 | 1.2 | 1.2 | 0.4 | 0.4 | 0.5 | 0.6 | 0.7 | 0.9 | 1.1 | 1.3 | 1.5 | 1.7 | 1.9 | 2.2 | 2.4 | 2.6 | 2.9 | 3.1 | 3.4 | 3.6 | 3.9 | 4.1 | 4.4 | 4.6 | 4.9 | 5.2 | 5.5 | 5.8 | 6.1 | 6.4 | 6.6 | 6.9 | 0.4 | 0.4 | 0.4 | 0.4 | 0.5 | 0.5 | 0.6 | 0.7 | 0.8 | 0.9 | 1 | 1.1 | 1.2 | 1.3 | 1.4 | 1.5 | 1.6 | 1.7 | 1.9 | 2 | 2.1 | 2.2 | 2.4 | 2.5 | 2.6 | 2.7 | 2.8 | 2.9 | 3.1 | 3.2 | 0.4 | 0.4 | 0.5 | 0.5 | 0.7 | 0.9 | 1.1 | 1.3 | 1.5 | 1.7 | 2 | 2.1 | 2.4 | 2.6 | 2.9 | 3.1 | 3.4 | 3.6 | 3.9 | 4.1 | 4.4 | 4.7 | 5 | 5.3 | 5.5 | 5.8 | 6.1 | 6.4 | 6.7 | 7 | 0.4 | 0.4 | 0.4 | 0.5 | 0.6 | 0.7 | 0.9 | 1 | 1.2 | 1.3 | 1.5 | 1.6 | 1.8 | 2 | 2.1 | 2.3 | 2.5 | 2.7 | 2.9 | 3.1 | 3.3 | 3.4 | 3.6 | 3.8 | 4 | 4.2 | 4.4 | 4.6 | 4.8 | 5.1
PSS | BICC HUYTON QUARRY T1 / TARBOCK T1 / WHISTON T1 | 0.9 | 0.9 | 0.9 | 0.9 | 0.9 | 1 | 1 | 1.1 | 1.1 | 1.2 | 1.3 | 1.3 | 1.4 | 1.5 | 1.5 | 1.6 | 1.6 | 1.7 | 1.7 | 1.8 | 1.9 | 1.9 | 2 | 2 | 2.1 | 2.1 | 2.2 | 2.2 | 2.3 | 2.3 | 0.9 | 1 | 1.1 | 1.3 | 1.6 | 1.9 | 2.2 | 2.5 | 2.7 | 3 | 3.3 | 3.5 | 3.8 | 4.1 | 4.4 | 4.6 | 4.9 | 5.1 | 5.4 | 5.7 | 6 | 6.3 | 6.6 | 6.8 | 7.1 | 7.4 | 7.7 | 8 | 8.3 | 8.6 | 0.9 | 0.9 | 1 | 1 | 1.2 | 1.3 | 1.4 | 1.6 | 1.7 | 1.8 | 2 | 2.1 | 2.3 | 2.4 | 2.6 | 2.7 | 2.9 | 3 | 3.1 | 3.3 | 3.4 | 3.6 | 3.7 | 3.8 | 4 | 4.1 | 4.3 | 4.4 | 4.5 | 4.7 | 0.9 | 1 | 1.1 | 1.3 | 1.7 | 2 | 2.3 | 2.5 | 2.8 | 3.1 | 3.4 | 3.7 | 4 | 4.2 | 4.5 | 4.8 | 5.1 | 5.3 | 5.6 | 5.9 | 6.2 | 6.5 | 6.7 | 7 | 7.3 | 7.6 | 7.8 | 8.1 | 8.4 | 8.7 | 0.9 | 0.9 | 1 | 1.2 | 1.4 | 1.6 | 1.8 | 2 | 2.2 | 2.4 | 2.6 | 2.8 | 3 | 3.3 | 3.5 | 3.7 | 3.9 | 4.1 | 4.3 | 4.5 | 4.7 | 4.9 | 5.1 | 5.3 | 5.5 | 5.8 | 6 | 6.2 | 6.4 | 6.6
PSS | BICC WREXHAM T1 / MARCHWIEL T1 / WIE CENTRAL T1 | 0.8 | 0.9 | 1.2 | 1.4 | 1.6 | 1.9 | 2.2 | 2.5 | 3 | 3.4 | 4.1 | 4.8 | 5.1 | 5.3 | 5.5 | 5.5 | 5.7 | 5.7 | 5.8 | 5.8 | 5.9 | 5.9 | 5.9 | 5.9 | 5.9 | 5.8 | 5.8 | 5.6 | 5.6 | 5.7 | 0.8 | 0.8 | 1 | 1.2 | 1.5 | 1.7 | 1.9 | 2 | 2.3 | 2.5 | 2.8 | 3.1 | 3.3 | 3.4 | 3.5 | 3.4 | 3.4 | 3.3 | 3.3 | 3.4 | 3.4 | 3.4 | 3.5 | 3.6 | 3.6 | 3.6 | 3.8 | 4.1 | 4.5 | 5 | 0.8 | 0.8 | 1 | 1.1 | 1.2 | 1.3 | 1.4 | 1.6 | 1.8 | 2 | 2.4 | 2.7 | 3.3 | 3.5 | 3.8 | 3.8 | 3.9 | 4.1 | 4.2 | 4.7 | 5.5 | 6.3 | 7.4 | 8.4 | 9.5 | 10.6 | 11.6 | 12.5 | 13.2 | 14 | 0.8 | 0.8 | 1.1 | 1.4 | 1.8 | 2 | 2.2 | 2.5 | 2.8 | 3.1 | 3.5 | 4 | 4.3 | 4.8 | 4.6 | 4.7 | 4.7 | 4.8 | 5 | 5.3 | 5.6 | 5.9 | 6.2 | 6.4 | 7 | 7.5 | 8.3 | 9.3 | 10.8 | 12.5 | 0.8 | 0.8 | 1 | 1.1 | 1.3 | 1.5 | 1.7 | 1.8 | 2 | 2.3 | 2.6 | 2.9 | 3.3 | 3.5 | 3.6 | 3.6 | 3.7 | 3.7 | 3.8 | 4 | 4.4 | 4.9 | 5.4 | 6 | 6.6 | 7.1 | 7.7 | 8.3 | 8.9 | 9.5
PSS | BIRKENHEAD CENTRAL T1 / SINGLETON AVE T1 / TRANMERE T1 | 0.6 | 0.6 | 0.6 | 0.6 | 0.6 | 0.7 | 0.7 | 0.7 | 0.7 | 0.7 | 0.8 | 0.8 | 0.8 | 0.8 | 0.8 | 0.8 | 0.8 | 0.8 | 0.9 | 0.9 | 0.9 | 0.9 | 0.9 | 0.9 | 0.9 | 0.9 | 0.9 | 1 | 1 | 1 | 0.6 | 0.7 | 0.7 | 0.8 | 0.9 | 1 | 1.1 | 1.1 | 1.2 | 1.3 | 1.3 | 1.4 | 1.4 | 1.5 | 1.5 | 1.5 | 1.6 | 1.7 | 1.7 | 1.7 | 1.8 | 1.8 | 1.9 | 1.9 | 2 | 2 | 2 | 2.1 | 2.1 | 2.1 | 0.6 | 0.6 | 0.7 | 0.7 | 0.7 | 0.8 | 0.8 | 0.9 | 0.9 | 1 | 1 | 1.1 | 1.1 | 1.1 | 1.2 | 1.2 | 1.2 | 1.2 | 1.3 | 1.3 | 1.3 | 1.3 | 1.3 | 1.4 | 1.4 | 1.4 | 1.4 | 1.5 | 1.5 | 1.5 | 0.6 | 0.7 | 0.7 | 0.8 | 0.9 | 1 | 1.1 | 1.2 | 1.2 | 1.3 | 1.3 | 1.4 | 1.5 | 1.5 | 1.6 | 1.6 | 1.7 | 1.7 | 1.8 | 1.8 | 1.8 | 1.9 | 1.9 | 2 | 1.9 | 1.9 | 2 | 2 | 2.1 | 2.1 | 0.6 | 0.6 | 0.7 | 0.7 | 0.8 | 0.9 | 0.9 | 1 | 1.1 | 1.1 | 1.1 | 1.2 | 1.2 | 1.3 | 1.3 | 1.4 | 1.4 | 1.5 | 1.5 | 1.5 | 1.5 | 1.6 | 1.6 | 1.6 | 1.7 | 1.7 | 1.7 | 1.8 | 1.8 | 1.8
PSS | BIXTETH ST T1 / LITTLEWOODS T1 | 0.1 | 0.1 | 0.1 | 0.1 | 0.1 | 0.2 | 0.2 | 0.2 | 0.2 | 0.2 | 0.2 | 0.2 | 0.2 | 0.2 | 0.2 | 0.2 | 0.2 | 0.2 | 0.2 | 0.2 | 0.2 | 0.2 | 0.2 | 0.2 | 0.2 | 0.2 | 0.2 | 0.2 | 0.2 | 0.2 | 0.1 | 0.2 | 0.2 | 0.2 | 0.2 | 0.2 | 0.2 | 0.2 | 0.3 | 0.3 | 0.3 | 0.3 | 0.3 | 0.3 | 0.3 | 0.3 | 0.3 | 0.3 | 0.3 | 0.3 | 0.3 | 0.3 | 0.3 | 0.3 | 0.3 | 0.3 | 0.3 | 0.3 | 0.3 | 0.3 | 0.1 | 0.1 | 0.2 | 0.2 | 0.2 | 0.2 | 0.2 | 0.2 | 0.2 | 0.2 | 0.2 | 0.2 | 0.2 | 0.2 | 0.2 | 0.3 | 0.3 | 0.3 | 0.3 | 0.3 | 0.3 | 0.3 | 0.3 | 0.3 | 0.3 | 0.3 | 0.3 | 0.3 | 0.3 | 0.3 | 0.1 | 0.2 | 0.2 | 0.2 | 0.2 | 0.2 | 0.2 | 0.3 | 0.3 | 0.3 | 0.3 | 0.3 | 0.3 | 0.3 | 0.3 | 0.3 | 0.3 | 0.3 | 0.3 | 0.3 | 0.3 | 0.3 | 0.3 | 0.3 | 0.3 | 0.3 | 0.3 | 0.3 | 0.3 | 0.3 | 0.1 | 0.2 | 0.2 | 0.2 | 0.2 | 0.2 | 0.2 | 0.2 | 0.2 | 0.2 | 0.2 | 0.3 | 0.3 | 0.3 | 0.3 | 0.3 | 0.3 | 0.3 | 0.3 | 0.3 | 0.3 | 0.3 | 0.3 | 0.3 | 0.3 | 0.3 | 0.3 | 0.3 | 0.3 | 0.3
PSS | BLACON T1 / COCOA BARRY T1 / CRANE BANK T1 / KNUTSFORD WAY T1 / TOWER WHARF T1 | 0.6 | 0.6 | 0.7 | 0.7 | 0.7 | 0.7 | 0.7 | 0.8 | 0.8 | 0.8 | 0.9 | 0.9 | 1 | 1 | 1.1 | 1.1 | 1.1 | 1.2 | 1.3 | 1.3 | 1.4 | 1.4 | 1.5 | 1.5 | 1.6 | 1.6 | 1.7 | 1.7 | 1.8 | 1.9 | 0.6 | 0.7 | 0.8 | 0.9 | 1.2 | 1.5 | 1.7 | 2.1 | 2.4 | 2.7 | 3.1 | 3.4 | 3.8 | 4.2 | 4.6 | 5 | 5.4 | 5.8 | 6.2 | 6.6 | 7.1 | 7.5 | 8 | 8.4 | 8.9 | 9.3 | 9.8 | 10.3 | 10.7 | 11.2 | 0.6 | 0.7 | 0.7 | 0.7 | 0.8 | 0.9 | 1.1 | 1.2 | 1.4 | 1.5 | 1.7 | 1.8 | 2 | 2.2 | 2.3 | 2.5 | 2.7 | 2.9 | 3 | 3.2 | 3.4 | 3.6 | 3.8 | 4 | 4.1 | 4.3 | 4.5 | 4.7 | 4.9 | 5.1 | 0.6 | 0.7 | 0.8 | 0.9 | 1.2 | 1.4 | 1.7 | 2 | 2.3 | 2.7 | 3 | 3.4 | 3.8 | 4.2 | 4.6 | 5 | 5.4 | 5.8 | 6.2 | 6.7 | 7.2 | 7.6 | 8.1 | 8.5 | 8.9 | 9.4 | 9.9 | 10.4 | 10.9 | 11.4 | 0.6 | 0.7 | 0.7 | 0.8 | 1 | 1.2 | 1.4 | 1.6 | 1.9 | 2.1 | 2.4 | 2.6 | 2.9 | 3.2 | 3.5 | 3.8 | 4 | 4.3 | 4.6 | 4.9 | 5.2 | 5.5 | 5.9 | 6.2 | 6.5 | 6.8 | 7.1 | 7.5 | 7.8 | 8.1
PSS | BLAENAU FFESTINIOG T1 | 1.4 | 1.4 | 1.4 | 1.4 | 1.4 | 1.4 | 1.4 | 1.4 | 1.4 | 1.4 | 1.4 | 1.4 | 1.4 | 1.4 | 1.4 | 1.4 | 1.4 | 1.4 | 1.4 | 1.4 | 1.4 | 1.4 | 1.4 | 1.5 | 1.5 | 1.5 | 1.5 | 1.5 | 1.5 | 1.5 | 1.4 | 1.4 | 1.4 | 1.4 | 1.4 | 1.4 | 1.4 | 1.4 | 1.4 | 1.4 | 1.4 | 1.4 | 1.4 | 1.4 | 1.4 | 1.4 | 1.4 | 1.4 | 1.4 | 1.4 | 1.4 | 1.4 | 1.4 | 1.4 | 1.4 | 1.4 | 1.4 | 1.4 | 1.4 | 1.4 | 1.4 | 1.4 | 1.4 | 1.4 | 1.4 | 1.4 | 1.4 | 1.4 | 1.5 | 1.5 | 1.5 | 1.5 | 1.5 | 1.5 | 1.5 | 1.5 | 1.5 | 1.5 | 1.5 | 1.5 | 1.5 | 1.5 | 1.5 | 1.5 | 1.5 | 1.5 | 1.5 | 1.5 | 1.5 | 1.4 | 1.4 | 1.4 | 1.4 | 1.4 | 1.5 | 1.5 | 1.5 | 1.5 | 1.5 | 1.5 | 1.6 | 1.6 | 1.6 | 1.6 | 1.6 | 1.6 | 1.6 | 1.6 | 1.6 | 1.6 | 1.6 | 1.6 | 1.6 | 1.6 | 1.5 | 1.5 | 1.5 | 1.5 | 1.5 | 1.5 | 1.4 | 1.4 | 1.4 | 1.4 | 1.4 | 1.4 | 1.4 | 1.4 | 1.4 | 1.4 | 1.4 | 1.4 | 1.4 | 1.5 | 1.4 | 1.4 | 1.4 | 1.4 | 1.4 | 1.4 | 1.4 | 1.4 | 1.4 | 1.4 | 1.4 | 1.4 | 1.4 | 1.4 | 1.4 | 1.4
PSS | BLUNDELL ST T1 / ST JAMES T1 / ROPEWALKS T1 | 0.1 | 0.1 | 0.1 | 0.1 | 0.1 | 0.2 | 0.2 | 0.2 | 0.2 | 0.2 | 0.2 | 0.2 | 0.2 | 0.2 | 0.2 | 0.2 | 0.2 | 0.2 | 0.2 | 0.2 | 0.2 | 0.2 | 0.2 | 0.2 | 0.2 | 0.2 | 0.2 | 0.2 | 0.2 | 0.2 | 0.1 | 0.2 | 0.2 | 0.2 | 0.2 | 0.2 | 0.2 | 0.2 | 0.3 | 0.3 | 0.3 | 0.3 | 0.3 | 0.3 | 0.3 | 0.3 | 0.3 | 0.3 | 0.3 | 0.3 | 0.3 | 0.3 | 0.3 | 0.3 | 0.3 | 0.3 | 0.3 | 0.3 | 0.3 | 0.3 | 0.1 | 0.1 | 0.2 | 0.2 | 0.2 | 0.2 | 0.2 | 0.2 | 0.2 | 0.2 | 0.2 | 0.2 | 0.2 | 0.2 | 0.2 | 0.3 | 0.3 | 0.3 | 0.3 | 0.3 | 0.3 | 0.3 | 0.3 | 0.3 | 0.3 | 0.3 | 0.3 | 0.3 | 0.3 | 0.3 | 0.1 | 0.2 | 0.2 | 0.2 | 0.2 | 0.2 | 0.2 | 0.3 | 0.3 | 0.3 | 0.3 | 0.3 | 0.3 | 0.3 | 0.3 | 0.3 | 0.3 | 0.3 | 0.3 | 0.3 | 0.3 | 0.3 | 0.3 | 0.3 | 0.3 | 0.3 | 0.3 | 0.3 | 0.3 | 0.3 | 0.1 | 0.2 | 0.2 | 0.2 | 0.2 | 0.2 | 0.2 | 0.2 | 0.2 | 0.2 | 0.2 | 0.3 | 0.3 | 0.3 | 0.3 | 0.3 | 0.3 | 0.3 | 0.3 | 0.3 | 0.3 | 0.3 | 0.3 | 0.3 | 0.3 | 0.3 | 0.3 | 0.3 | 0.3 | 0.3
PSS | BLUNDELLSANDS (NORTH) T1 / BLUNDELLSANDS (SOUTH) T1 / CROSBY T1 / KERSHAW AVE T1 / WATERLOO T2 | 0.8 | 0.8 | 0.9 | 0.9 | 0.9 | 1 | 1.1 | 1.2 | 1.3 | 1.4 | 1.6 | 1.7 | 1.9 | 2 | 2.2 | 2.4 | 2.5 | 2.7 | 2.8 | 3 | 3.2 | 3.4 | 3.6 | 3.8 | 4 | 4.2 | 4.4 | 4.6 | 4.8 | 5 | 0.8 | 1 | 1.2 | 1.5 | 2.2 | 2.9 | 3.7 | 4.6 | 5.5 | 6.4 | 7.4 | 8.5 | 9.6 | 10.7 | 11.8 | 12.9 | 14 | 15.2 | 16.4 | 17.6 | 18.9 | 20.2 | 21.5 | 22.7 | 24.1 | 25.4 | 26.7 | 28.1 | 29.4 | 30.8 | 0.8 | 0.9 | 1 | 1.1 | 1.3 | 1.5 | 1.9 | 2.2 | 2.6 | 3 | 3.4 | 3.8 | 4.3 | 4.7 | 5.2 | 5.7 | 6.2 | 6.7 | 7.2 | 7.7 | 8.2 | 8.7 | 9.2 | 9.8 | 10.3 | 10.8 | 11.4 | 11.9 | 12.4 | 13 | 0.8 | 1 | 1.2 | 1.5 | 2.1 | 2.8 | 3.6 | 4.5 | 5.4 | 6.3 | 7.3 | 8.4 | 9.4 | 10.5 | 11.7 | 12.9 | 14.1 | 15.2 | 16.5 | 17.7 | 19 | 20.4 | 21.7 | 23.1 | 24.4 | 25.7 | 27.1 | 28.5 | 30 | 31.4 | 0.8 | 0.9 | 1.1 | 1.3 | 1.7 | 2.2 | 2.8 | 3.4 | 4 | 4.7 | 5.4 | 6.2 | 6.9 | 7.7 | 8.5 | 9.3 | 10.1 | 11 | 11.8 | 12.7 | 13.6 | 14.4 | 15.3 | 16.2 | 17.2 | 18.1 | 19 | 20 | 20.9 | 21.9
PSS | BODFARI PRODUCERS T1 | 0.5 | 0.7 | 0.9 | 1.1 | 1.3 | 1.5 | 1.8 | 2 | 2.4 | 2.8 | 3.4 | 4 | 4.2 | 4.4 | 4.6 | 4.7 | 4.8 | 4.8 | 4.9 | 5 | 5 | 5 | 5.1 | 5.1 | 5.1 | 5 | 5 | 4.9 | 4.9 | 4.9 | 0.5 | 0.6 | 0.8 | 1 | 1.2 | 1.4 | 1.6 | 1.7 | 2 | 2.2 | 2.5 | 2.7 | 2.9 | 3.1 | 3.2 | 3.2 | 3.2 | 3.1 | 3.2 | 3.3 | 3.3 | 3.4 | 3.5 | 3.6 | 3.6 | 3.6 | 3.8 | 4 | 4.3 | 4.6 | 0.5 | 0.7 | 0.8 | 0.9 | 1 | 1.1 | 1.2 | 1.3 | 1.6 | 1.8 | 2.1 | 2.4 | 2.8 | 3.1 | 3.3 | 3.4 | 3.5 | 3.6 | 3.7 | 4 | 4.6 | 5.1 | 5.8 | 6.5 | 7.1 | 7.8 | 8.5 | 9 | 9.5 | 10 | 0.5 | 0.7 | 0.9 | 1.2 | 1.5 | 1.8 | 2 | 2.3 | 2.6 | 2.9 | 3.2 | 3.7 | 4 | 4.4 | 4.4 | 4.4 | 4.5 | 4.5 | 4.7 | 5 | 5.2 | 5.5 | 5.7 | 5.9 | 6.4 | 6.7 | 7.2 | 7.9 | 8.8 | 9.8 | 0.5 | 0.6 | 0.8 | 0.9 | 1.1 | 1.2 | 1.4 | 1.5 | 1.8 | 2 | 2.3 | 2.6 | 2.9 | 3.1 | 3.3 | 3.3 | 3.3 | 3.3 | 3.4 | 3.7 | 3.9 | 4.3 | 4.6 | 5 | 5.4 | 5.7 | 6.1 | 6.5 | 6.9 | 7.3
PSS | BOLTON ST T1 / GREEK ST T1 / HPO COPPERAS HILL T1 / OLDHAM PLACE T1 | 0.1 | 0.1 | 0.1 | 0.1 | 0.1 | 0.2 | 0.2 | 0.2 | 0.2 | 0.2 | 0.2 | 0.2 | 0.2 | 0.2 | 0.2 | 0.2 | 0.2 | 0.2 | 0.2 | 0.2 | 0.2 | 0.2 | 0.2 | 0.2 | 0.2 | 0.2 | 0.2 | 0.2 | 0.2 | 0.2 | 0.1 | 0.2 | 0.2 | 0.2 | 0.2 | 0.2 | 0.2 | 0.2 | 0.3 | 0.3 | 0.3 | 0.3 | 0.3 | 0.3 | 0.3 | 0.3 | 0.3 | 0.3 | 0.3 | 0.3 | 0.3 | 0.3 | 0.3 | 0.3 | 0.3 | 0.3 | 0.3 | 0.3 | 0.3 | 0.3 | 0.1 | 0.1 | 0.2 | 0.2 | 0.2 | 0.2 | 0.2 | 0.2 | 0.2 | 0.2 | 0.2 | 0.2 | 0.2 | 0.2 | 0.2 | 0.3 | 0.3 | 0.3 | 0.3 | 0.3 | 0.3 | 0.3 | 0.3 | 0.3 | 0.3 | 0.3 | 0.3 | 0.3 | 0.3 | 0.3 | 0.1 | 0.2 | 0.2 | 0.2 | 0.2 | 0.2 | 0.2 | 0.3 | 0.3 | 0.3 | 0.3 | 0.3 | 0.3 | 0.3 | 0.3 | 0.3 | 0.3 | 0.3 | 0.3 | 0.3 | 0.3 | 0.3 | 0.3 | 0.3 | 0.3 | 0.3 | 0.3 | 0.3 | 0.3 | 0.3 | 0.1 | 0.2 | 0.2 | 0.2 | 0.2 | 0.2 | 0.2 | 0.2 | 0.2 | 0.2 | 0.2 | 0.3 | 0.3 | 0.3 | 0.3 | 0.3 | 0.3 | 0.3 | 0.3 | 0.3 | 0.3 | 0.3 | 0.3 | 0.3 | 0.3 | 0.3 | 0.3 | 0.3 | 0.3 | 0.3
PSS | BOOTLE GRID T1 / KELLOGGS T1 / PACIFIC RD T1 / WASHINGTON ST T1 / WATERLOO T1 | 1.3 | 2.4 | 3 | 3.6 | 4.6 | 5.7 | 6.7 | 7.3 | 7.8 | 8.4 | 9.1 | 9.9 | 10.2 | 10.2 | 10.5 | 10.4 | 10.4 | 10.3 | 10.4 | 10.3 | 10.3 | 10.3 | 10.2 | 10.1 | 10.1 | 9.8 | 9.7 | 9 | 9 | 9 | 1.3 | 2.6 | 3.3 | 4.1 | 4.9 | 5.7 | 6.6 | 7.4 | 7.6 | 7.8 | 8 | 8.2 | 8.4 | 8.6 | 8.8 | 9 | 9.3 | 9.5 | 9.7 | 9.9 | 10.1 | 10.3 | 10.6 | 10.8 | 11.1 | 11.3 | 11.5 | 11.7 | 12 | 12.2 | 1.3 | 2.6 | 3.2 | 3.8 | 4.5 | 5.2 | 6 | 6.7 | 6.8 | 6.9 | 7 | 7.1 | 7.2 | 7.6 | 7.8 | 7.5 | 7.8 | 8.2 | 8.6 | 9.2 | 9.9 | 10.5 | 11.1 | 11.8 | 12.5 | 13.1 | 13.7 | 14.2 | 14.6 | 15 | 1.3 | 2.6 | 3.3 | 4.1 | 4.9 | 5.8 | 6.6 | 7.4 | 7.6 | 7.9 | 8.1 | 9.5 | 10.4 | 12.6 | 9.8 | 9.6 | 9.9 | 10.2 | 11.3 | 12.8 | 14.5 | 16.4 | 18.1 | 19.6 | 21 | 22.4 | 23.8 | 25.3 | 26.5 | 27.3 | 1.3 | 2.6 | 3.3 | 3.9 | 4.7 | 5.5 | 6.3 | 7 | 7.2 | 7.3 | 7.5 | 7.6 | 7.8 | 8 | 8.1 | 8.3 | 8.4 | 8.6 | 8.7 | 8.9 | 9 | 9.2 | 9.4 | 9.6 | 9.8 | 10 | 10.7 | 11.4 | 12.2 | 13.1
PSS | BOOTLE GRID T2 / ORRELL MOUNT T1 / SCARISBRICK AVE T1 / TATTON RD T1 | 0.8 | 0.8 | 0.9 | 0.9 | 0.9 | 1 | 1 | 1.1 | 1.2 | 1.3 | 1.4 | 1.5 | 1.6 | 1.7 | 1.8 | 1.9 | 2 | 2.1 | 2.2 | 2.3 | 2.4 | 2.5 | 2.6 | 2.8 | 2.9 | 3 | 3.1 | 3.3 | 3.4 | 3.5 | 0.8 | 0.9 | 1.1 | 1.2 | 1.7 | 2.1 | 2.5 | 3 | 3.5 | 4 | 4.5 | 5 | 5.6 | 6.1 | 6.7 | 7.3 | 7.9 | 8.5 | 9.1 | 9.7 | 10.3 | 10.9 | 11.6 | 12.2 | 12.9 | 13.5 | 14.2 | 14.9 | 15.5 | 16.2 | 0.8 | 0.9 | 0.9 | 1 | 1.1 | 1.3 | 1.5 | 1.7 | 1.9 | 2.2 | 2.4 | 2.7 | 2.9 | 3.1 | 3.4 | 3.6 | 3.9 | 4.1 | 4.4 | 4.7 | 4.9 | 5.2 | 5.5 | 5.8 | 6 | 6.3 | 6.5 | 6.8 | 7.1 | 7.4 | 0.8 | 0.9 | 1 | 1.3 | 1.7 | 2.1 | 2.5 | 3 | 3.5 | 4 | 4.5 | 5.1 | 5.6 | 6.2 | 6.7 | 7.3 | 7.9 | 8.5 | 9.1 | 9.8 | 10.4 | 11.1 | 11.8 | 12.4 | 13.1 | 13.7 | 14.4 | 15.1 | 15.8 | 16.6 | 0.8 | 0.9 | 1 | 1.1 | 1.4 | 1.7 | 2 | 2.4 | 2.7 | 3.1 | 3.4 | 3.8 | 4.2 | 4.6 | 5.1 | 5.5 | 5.9 | 6.3 | 6.7 | 7.2 | 7.6 | 8.1 | 8.5 | 9 | 9.5 | 9.9 | 10.4 | 10.9 | 11.3 | 11.8
PSS | BOTWNNOG T1 | 1 | 1.1 | 1.4 | 1.5 | 1.7 | 2 | 2.2 | 2.4 | 2.8 | 3.3 | 3.9 | 4.5 | 4.9 | 5.2 | 5.4 | 5.5 | 5.7 | 5.7 | 5.8 | 5.9 | 6 | 6.1 | 6.1 | 6.2 | 6.2 | 6.2 | 6.3 | 6.1 | 6.2 | 6.3 | 1 | 1 | 1.2 | 1.6 | 2 | 2.5 | 3 | 3.8 | 4.5 | 5.3 | 6.1 | 6.8 | 7.6 | 8.4 | 9 | 9.6 | 10.1 | 10.7 | 11.3 | 11.9 | 12.5 | 13.1 | 13.6 | 14.2 | 14.7 | 15 | 15.3 | 15.7 | 16.8 | 17.3 | 1 | 1.1 | 1.2 | 1.3 | 1.4 | 1.6 | 1.7 | 2.2 | 2.8 | 3.4 | 4.1 | 4.9 | 5.8 | 6.5 | 7.2 | 7.8 | 8.3 | 8.8 | 9.3 | 10.1 | 11.1 | 12.1 | 13.2 | 14.3 | 15.3 | 16.3 | 17.4 | 18.4 | 19.4 | 20.3 | 1 | 1.1 | 1.4 | 1.8 | 2.2 | 2.8 | 3.5 | 4.4 | 5.1 | 5.9 | 6.8 | 7.8 | 8.6 | 9.5 | 9.9 | 10.4 | 11 | 11.5 | 12.2 | 12.9 | 13.7 | 14.5 | 15.2 | 15.7 | 16.7 | 17.3 | 17.9 | 18.7 | 19.7 | 20.9 | 1 | 1.1 | 1.2 | 1.5 | 1.7 | 2 | 2.4 | 3 | 3.7 | 4.5 | 5.3 | 6.1 | 7 | 7.7 | 8.4 | 9 | 9.6 | 10.1 | 10.8 | 11.5 | 12.2 | 13 | 13.9 | 14.7 | 15.5 | 16.2 | 17 | 17.6 | 18.2 | 18.8
PSS | BOULEVARD T1 / CHAPELFORD T1 / HAWLEYS LA T1 / WESTBROOK T1 / WINWICK QUAY T1 | 1.3 | 1.3 | 1.3 | 1.4 | 1.4 | 1.4 | 1.5 | 1.6 | 1.7 | 1.8 | 1.9 | 2 | 2.1 | 2.2 | 2.3 | 2.5 | 2.6 | 2.7 | 2.8 | 2.9 | 3 | 3.2 | 3.3 | 3.5 | 3.6 | 3.8 | 3.9 | 4 | 4.2 | 4.3 | 1.3 | 1.4 | 1.5 | 1.8 | 2.2 | 2.7 | 3.2 | 3.7 | 4.3 | 4.9 | 5.5 | 6.1 | 6.7 | 7.4 | 8 | 8.7 | 9.4 | 10 | 10.7 | 11.5 | 12.2 | 12.9 | 13.7 | 14.4 | 15.2 | 16 | 16.7 | 17.5 | 18.1 | 18.9 | 1.3 | 1.3 | 1.4 | 1.5 | 1.6 | 1.8 | 2.1 | 2.3 | 2.5 | 2.8 | 3 | 3.3 | 3.6 | 3.8 | 4.1 | 4.4 | 4.7 | 5 | 5.4 | 5.7 | 6 | 6.3 | 6.6 | 6.9 | 7.2 | 7.5 | 7.8 | 8.1 | 8.5 | 8.8 | 1.3 | 1.4 | 1.5 | 1.8 | 2.2 | 2.7 | 3.2 | 3.7 | 4.3 | 4.8 | 5.4 | 6.1 | 6.7 | 7.4 | 8 | 8.7 | 9.4 | 10.1 | 10.8 | 11.6 | 12.3 | 13.1 | 13.9 | 14.6 | 15.4 | 16.2 | 17 | 17.8 | 18.6 | 19.4 | 1.3 | 1.4 | 1.5 | 1.6 | 1.9 | 2.3 | 2.6 | 3 | 3.4 | 3.8 | 4.3 | 4.7 | 5.1 | 5.6 | 6.1 | 6.6 | 7.1 | 7.5 | 8 | 8.6 | 9.1 | 9.6 | 10.1 | 10.7 | 11.2 | 11.7 | 12.3 | 12.8 | 13.4 | 13.9
PSS | BOW ST T1 | 1.5 | 1.6 | 1.8 | 1.9 | 2.1 | 2.3 | 2.5 | 2.8 | 3.1 | 3.5 | 4 | 4.6 | 4.9 | 5 | 5.2 | 5.3 | 5.5 | 5.6 | 5.6 | 5.7 | 5.8 | 5.9 | 6 | 6 | 6 | 6 | 6.1 | 6 | 6 | 6.1 | 1.5 | 1.6 | 1.8 | 1.9 | 2.2 | 2.4 | 2.7 | 3 | 3.3 | 3.7 | 4.3 | 5.1 | 5.8 | 6.6 | 7.3 | 7.9 | 8.5 | 9.1 | 9.8 | 10.1 | 10.6 | 11.2 | 11.9 | 12.5 | 13.1 | 13.5 | 13.9 | 14.3 | 15.7 | 16.3 | 1.5 | 1.6 | 1.6 | 1.7 | 1.7 | 1.9 | 2 | 2.1 | 2.4 | 2.6 | 2.9 | 3.3 | 3.7 | 4.1 | 4.3 | 4.5 | 4.6 | 4.8 | 5 | 5.4 | 6 | 6.7 | 7.4 | 8.2 | 9 | 9.8 | 10.6 | 11.2 | 11.8 | 12.4 | 1.5 | 1.6 | 1.9 | 2.1 | 2.5 | 2.8 | 3.1 | 3.5 | 3.9 | 4.3 | 4.8 | 5.5 | 6.4 | 7.2 | 7.6 | 8.2 | 8.8 | 9.4 | 10.1 | 10.9 | 11.6 | 12.4 | 13.2 | 13.8 | 14.9 | 15.6 | 16.4 | 17.5 | 18.9 | 20.4 | 1.5 | 1.6 | 1.7 | 1.8 | 1.9 | 2.2 | 2.3 | 2.6 | 2.8 | 3.1 | 3.5 | 4 | 4.6 | 5.1 | 5.6 | 6 | 6.3 | 6.7 | 7.2 | 7.5 | 8.1 | 8.7 | 9.4 | 10.1 | 10.8 | 11.3 | 12 | 12.5 | 13.1 | 13.6
PSS | BOWATER CONTAINERS T1 / ELLESMERE PORT LOCAL T1 / HH ROBERTSONS T1 / MOBIL OIL (E PORT) T1 / WHITBY MAIN T1 | 0.5 | 0.6 | 0.6 | 0.6 | 0.6 | 0.6 | 0.7 | 0.7 | 0.7 | 0.8 | 0.8 | 0.9 | 1 | 1.1 | 1.1 | 1.2 | 1.2 | 1.2 | 1.3 | 1.4 | 1.4 | 1.5 | 1.5 | 1.6 | 1.7 | 1.7 | 1.8 | 1.9 | 1.9 | 2 | 0.5 | 0.6 | 0.7 | 0.8 | 1.1 | 1.4 | 1.7 | 2 | 2.4 | 2.7 | 3.1 | 3.5 | 3.9 | 4.3 | 4.7 | 5.2 | 5.6 | 6 | 6.5 | 6.9 | 7.4 | 7.9 | 8.3 | 8.8 | 9.3 | 9.8 | 10.3 | 10.8 | 11.3 | 11.8 | 0.5 | 0.6 | 0.6 | 0.7 | 0.8 | 0.9 | 1 | 1.2 | 1.3 | 1.5 | 1.6 | 1.8 | 2 | 2.2 | 2.3 | 2.5 | 2.7 | 2.9 | 3.1 | 3.3 | 3.4 | 3.6 | 3.8 | 4 | 4.2 | 4.4 | 4.6 | 4.8 | 5 | 5.2 | 0.5 | 0.6 | 0.7 | 0.8 | 1.1 | 1.4 | 1.7 | 2 | 2.4 | 2.7 | 3.1 | 3.5 | 3.9 | 4.3 | 4.7 | 5.2 | 5.6 | 6.1 | 6.5 | 7 | 7.5 | 8 | 8.4 | 8.9 | 9.4 | 9.9 | 10.4 | 10.9 | 11.5 | 12 | 0.5 | 0.6 | 0.7 | 0.8 | 0.9 | 1.1 | 1.4 | 1.6 | 1.8 | 2.1 | 2.4 | 2.7 | 3 | 3.2 | 3.5 | 3.8 | 4.1 | 4.5 | 4.8 | 5.1 | 5.4 | 5.8 | 6.1 | 6.4 | 6.8 | 7.1 | 7.4 | 7.8 | 8.2 | 8.5
PSS | BR STATION T1 / DUCHY RD T1 / ELECTRA WAY T1 / MIDLAND ROLLMAKERS T1A / NORTH WESTERN MILLS T1 | 1 | 1 | 1.1 | 1.3 | 1.4 | 1.6 | 1.7 | 1.9 | 2 | 2 | 2.1 | 2.2 | 2.2 | 2.3 | 2.4 | 2.4 | 2.5 | 2.6 | 2.6 | 2.6 | 2.6 | 2.7 | 2.7 | 2.7 | 2.7 | 2.7 | 2.7 | 2.7 | 2.7 | 2.7 | 1 | 1 | 1.2 | 1.4 | 1.7 | 2 | 2.3 | 2.5 | 2.8 | 3 | 3.3 | 3.5 | 3.7 | 3.9 | 4.1 | 4.3 | 4.5 | 4.8 | 5 | 5.3 | 5.4 | 5.7 | 5.9 | 6.1 | 6.3 | 6.5 | 6.7 | 7 | 7.3 | 7.6 | 1 | 1 | 1.1 | 1.3 | 1.4 | 1.6 | 1.8 | 2 | 2.1 | 2.3 | 2.4 | 2.4 | 2.4 | 2.5 | 2.5 | 2.5 | 2.6 | 2.7 | 2.7 | 2.9 | 2.9 | 3 | 3.1 | 3.2 | 3.3 | 3.4 | 3.5 | 3.6 | 3.8 | 3.9 | 1 | 1.1 | 1.2 | 1.4 | 1.8 | 2.1 | 2.4 | 2.7 | 3 | 3.2 | 3.5 | 3.7 | 3.9 | 4.1 | 4.3 | 4.6 | 4.8 | 5.1 | 5.1 | 5.3 | 5.6 | 5.7 | 5.9 | 6.2 | 6.4 | 6.7 | 6.9 | 7.2 | 7.5 | 7.8 | 1 | 1 | 1.2 | 1.3 | 1.5 | 1.8 | 2 | 2.2 | 2.5 | 2.7 | 2.8 | 2.9 | 3.1 | 3.2 | 3.3 | 3.4 | 3.5 | 3.7 | 3.9 | 4.1 | 4.2 | 4.3 | 4.5 | 4.6 | 4.8 | 4.9 | 5.1 | 5.3 | 5.5 | 5.7
PSS | BRD T1 | 1.9 | 1.8 | 1.8 | 1.8 | 1.8 | 1.8 | 1.8 | 1.8 | 1.8 | 1.9 | 1.9 | 1.9 | 2 | 2 | 2 | 2 | 2 | 2 | 2 | 2.1 | 2.1 | 2.1 | 2.2 | 2.2 | 2.2 | 2.3 | 2.3 | 2.3 | 2.4 | 2.4 | 1.9 | 2 | 2 | 2.1 | 2.3 | 2.4 | 2.6 | 2.7 | 2.9 | 3 | 3.2 | 3.3 | 3.5 | 3.7 | 3.8 | 4 | 4.2 | 4.3 | 4.5 | 4.7 | 4.8 | 5 | 5.2 | 5.3 | 5.5 | 5.7 | 5.9 | 6.1 | 6.2 | 6.4 | 1.9 | 1.9 | 1.9 | 2 | 2 | 2.1 | 2.1 | 2.2 | 2.3 | 2.3 | 2.4 | 2.5 | 2.6 | 2.6 | 2.7 | 2.8 | 2.8 | 2.9 | 3 | 3.1 | 3.1 | 3.2 | 3.3 | 3.3 | 3.4 | 3.5 | 3.6 | 3.7 | 3.7 | 3.8 | 1.9 | 2 | 2 | 2.1 | 2.3 | 2.4 | 2.6 | 2.7 | 2.9 | 3.1 | 3.2 | 3.4 | 3.5 | 3.7 | 3.9 | 4.1 | 4.2 | 4.4 | 4.5 | 4.7 | 4.9 | 5.1 | 5.3 | 5.5 | 5.5 | 5.7 | 5.8 | 6 | 6.2 | 6.4 | 1.9 | 2 | 2 | 2 | 2.1 | 2.2 | 2.3 | 2.5 | 2.6 | 2.7 | 2.8 | 2.9 | 3 | 3.1 | 3.3 | 3.4 | 3.5 | 3.6 | 3.7 | 3.9 | 4 | 4.1 | 4.2 | 4.3 | 4.5 | 4.6 | 4.7 | 4.9 | 5 | 5.1
PSS | BRITISH ALUMINIUM LATCHFORD T1 / GREENHALL WHITLEY T1 / LATCHFORD T1 / LATCHFORD T2 / THAMES BOARD MILL T1 | 1 | 1 | 1 | 1 | 1 | 1.1 | 1.1 | 1.1 | 1.2 | 1.2 | 1.3 | 1.4 | 1.4 | 1.5 | 1.5 | 1.6 | 1.6 | 1.7 | 1.7 | 1.8 | 1.8 | 1.9 | 1.9 | 2 | 2.1 | 2.1 | 2.2 | 2.2 | 2.3 | 2.4 | 1 | 1.1 | 1.2 | 1.3 | 1.6 | 1.9 | 2.2 | 2.5 | 2.8 | 3.1 | 3.4 | 3.8 | 4.1 | 4.4 | 4.8 | 5.1 | 5.5 | 5.8 | 6.1 | 6.5 | 6.9 | 7.3 | 7.6 | 8 | 8.4 | 8.8 | 9.2 | 9.6 | 10 | 10.4 | 1 | 1 | 1.1 | 1.1 | 1.2 | 1.3 | 1.5 | 1.6 | 1.8 | 1.9 | 2.1 | 2.3 | 2.4 | 2.6 | 2.8 | 2.9 | 3.1 | 3.3 | 3.4 | 3.6 | 3.8 | 3.9 | 4.1 | 4.3 | 4.4 | 4.6 | 4.8 | 4.9 | 5.1 | 5.2 | 1 | 1.1 | 1.2 | 1.3 | 1.6 | 1.9 | 2.2 | 2.5 | 2.8 | 3.1 | 3.5 | 3.8 | 4.2 | 4.5 | 4.8 | 5.2 | 5.5 | 5.9 | 6.3 | 6.7 | 7.1 | 7.5 | 7.8 | 8.2 | 8.5 | 9 | 9.3 | 9.8 | 10.2 | 10.6 | 1 | 1 | 1.1 | 1.2 | 1.4 | 1.6 | 1.8 | 2.1 | 2.3 | 2.5 | 2.8 | 3 | 3.3 | 3.5 | 3.8 | 4 | 4.3 | 4.5 | 4.8 | 5.1 | 5.3 | 5.6 | 5.9 | 6.2 | 6.4 | 6.7 | 7 | 7.3 | 7.5 | 7.8
PSS | BRITISH OXYGEN T1 / WINDLEHURST T1 | 0.9 | 0.9 | 0.9 | 0.9 | 0.9 | 1 | 1 | 1.1 | 1.1 | 1.2 | 1.2 | 1.3 | 1.4 | 1.4 | 1.5 | 1.5 | 1.6 | 1.6 | 1.7 | 1.7 | 1.7 | 1.8 | 1.8 | 1.9 | 1.9 | 2 | 2 | 2 | 2.1 | 2.2 | 0.9 | 1 | 1.1 | 1.3 | 1.6 | 1.8 | 2 | 2.3 | 2.4 | 2.6 | 2.8 | 3 | 3.2 | 3.4 | 3.6 | 3.8 | 4 | 4.1 | 4.3 | 4.5 | 4.7 | 4.9 | 5.1 | 5.3 | 5.5 | 5.6 | 5.8 | 6 | 6.2 | 6.4 | 0.9 | 0.9 | 1 | 1 | 1.1 | 1.3 | 1.4 | 1.5 | 1.6 | 1.8 | 1.9 | 2 | 2.1 | 2.2 | 2.3 | 2.4 | 2.5 | 2.5 | 2.6 | 2.7 | 2.8 | 2.9 | 3 | 3.1 | 3.1 | 3.3 | 3.3 | 3.5 | 3.5 | 3.6 | 0.9 | 1 | 1.1 | 1.3 | 1.6 | 1.8 | 2.1 | 2.3 | 2.5 | 2.8 | 3 | 3.2 | 3.4 | 3.6 | 3.7 | 3.9 | 4.1 | 4.3 | 4.5 | 4.6 | 4.8 | 5 | 5.2 | 5.4 | 5.5 | 5.7 | 5.9 | 6.1 | 6.3 | 6.4 | 0.9 | 0.9 | 1 | 1.1 | 1.3 | 1.5 | 1.7 | 1.9 | 2 | 2.2 | 2.4 | 2.5 | 2.6 | 2.8 | 2.9 | 3.1 | 3.2 | 3.3 | 3.5 | 3.6 | 3.8 | 3.9 | 4 | 4.2 | 4.3 | 4.5 | 4.6 | 4.7 | 4.9 | 5
PSS | BRITISH PIPE ASSOCIATION T1 | 1.6 | 1.3 | 1.2 | 1.2 | 1.1 | 1.1 | 1.1 | 1.1 | 1.1 | 1.1 | 1.1 | 1.1 | 1.1 | 1.1 | 1.1 | 1.1 | 1.1 | 1.1 | 1.1 | 1.1 | 1.1 | 1.1 | 1.1 | 1.1 | 1.2 | 1.2 | 1.2 | 1.2 | 1.2 | 1.2 | 1.6 | 1.6 | 1.6 | 1.6 | 1.7 | 1.7 | 1.7 | 1.8 | 1.8 | 1.8 | 1.9 | 1.9 | 1.9 | 1.9 | 1.9 | 2 | 2 | 2 | 2 | 2 | 2 | 2 | 2 | 2 | 2 | 2 | 2 | 2 | 2 | 2 | 1.6 | 1.5 | 1.5 | 1.5 | 1.5 | 1.5 | 1.5 | 1.5 | 1.5 | 1.6 | 1.6 | 1.6 | 1.6 | 1.6 | 1.7 | 1.7 | 1.7 | 1.7 | 1.7 | 1.7 | 1.7 | 1.7 | 1.7 | 1.7 | 1.8 | 1.8 | 1.8 | 1.8 | 1.8 | 1.8 | 1.6 | 1.6 | 1.6 | 1.6 | 1.7 | 1.7 | 1.8 | 1.8 | 1.9 | 1.9 | 2 | 2 | 2.1 | 2.1 | 2.1 | 2.1 | 2.1 | 2.1 | 2.2 | 2.2 | 2.2 | 2.2 | 2.2 | 2.3 | 2.2 | 2.3 | 2.3 | 2.3 | 2.3 | 2.3 | 1.6 | 1.6 | 1.5 | 1.5 | 1.6 | 1.6 | 1.6 | 1.7 | 1.7 | 1.7 | 1.7 | 1.7 | 1.8 | 1.8 | 1.8 | 1.8 | 1.8 | 1.8 | 1.8 | 1.9 | 1.9 | 1.9 | 1.9 | 1.9 | 1.9 | 1.9 | 1.9 | 1.9 | 1.9 | 1.9
PSS | BRITISH SIDAC T1 / SHERDLEY RD T1 / ST HELENS LINKWAY T1 / WATERY LA T1 | 0.9 | 0.9 | 0.9 | 0.9 | 0.9 | 1 | 1 | 1.1 | 1.1 | 1.2 | 1.3 | 1.3 | 1.4 | 1.5 | 1.5 | 1.6 | 1.6 | 1.7 | 1.8 | 1.8 | 1.9 | 1.9 | 2 | 2 | 2.1 | 2.1 | 2.2 | 2.3 | 2.3 | 2.4 | 0.9 | 1 | 1.1 | 1.3 | 1.6 | 1.9 | 2.2 | 2.5 | 2.7 | 3 | 3.3 | 3.6 | 3.8 | 4.1 | 4.4 | 4.6 | 4.9 | 5.2 | 5.4 | 5.7 | 6 | 6.3 | 6.6 | 6.9 | 7.1 | 7.4 | 7.7 | 8 | 8.3 | 8.6 | 0.9 | 0.9 | 1 | 1 | 1.2 | 1.3 | 1.4 | 1.6 | 1.7 | 1.9 | 2 | 2.2 | 2.3 | 2.4 | 2.6 | 2.7 | 2.9 | 3 | 3.2 | 3.3 | 3.5 | 3.6 | 3.7 | 3.9 | 4 | 4.1 | 4.3 | 4.4 | 4.5 | 4.7 | 0.9 | 1 | 1.1 | 1.3 | 1.6 | 2 | 2.3 | 2.5 | 2.8 | 3.1 | 3.4 | 3.7 | 4 | 4.2 | 4.5 | 4.8 | 5 | 5.3 | 5.6 | 5.9 | 6.2 | 6.4 | 6.7 | 7 | 7.3 | 7.5 | 7.8 | 8.1 | 8.4 | 8.7 | 0.9 | 0.9 | 1 | 1.2 | 1.4 | 1.6 | 1.8 | 2 | 2.2 | 2.4 | 2.7 | 2.9 | 3.1 | 3.3 | 3.5 | 3.7 | 3.9 | 4.1 | 4.3 | 4.5 | 4.7 | 4.9 | 5.1 | 5.4 | 5.6 | 5.8 | 6 | 6.2 | 6.4 | 6.7
PSS | BROADGREEN T1 / CROXTETH T1 / EAST PRESCOT RD (FINCH LA) T1 / KNOTTY ASH T1 / LEYFIELD RD T1 | 5.1 | 5.1 | 5.1 | 5.3 | 5.4 | 5.5 | 5.6 | 5.7 | 5.8 | 5.9 | 6 | 6.1 | 6.2 | 6.4 | 6.4 | 6.6 | 6.6 | 6.7 | 6.8 | 6.9 | 7 | 7.1 | 7.1 | 7.2 | 7.2 | 7.2 | 7.2 | 7.1 | 6.9 | 6.3 | 5.1 | 5.2 | 5.5 | 5.7 | 6.3 | 7 | 7.7 | 8.4 | 8.9 | 9.5 | 9.6 | 9.7 | 9.7 | 9.6 | 10.1 | 11 | 11.9 | 12.9 | 13.8 | 14.8 | 15.8 | 16.8 | 17.8 | 18.8 | 19.9 | 20.9 | 22 | 23.1 | 24.1 | 25.2 | 5.1 | 5.1 | 5.2 | 5.3 | 5.5 | 5.7 | 6 | 6.3 | 6.6 | 6.9 | 7 | 7.2 | 7.3 | 7.4 | 7.5 | 7.6 | 7.7 | 7.9 | 8 | 8.1 | 8.2 | 8.2 | 8.2 | 8.7 | 9.1 | 9.5 | 9.9 | 10.4 | 10.8 | 11.3 | 5.1 | 5.2 | 5.3 | 5.4 | 6 | 6.5 | 7.1 | 7.8 | 8.4 | 8.8 | 9.2 | 9.5 | 9.7 | 9.5 | 10.2 | 11.1 | 12.1 | 13 | 14 | 15 | 16.1 | 17.1 | 18.2 | 19.2 | 20.3 | 21.4 | 22.5 | 23.6 | 24.7 | 25.8 | 5.1 | 5.2 | 5.4 | 5.5 | 5.9 | 6.3 | 6.8 | 7.4 | 7.8 | 8.2 | 8.3 | 8.4 | 8.5 | 8.5 | 8.5 | 8.5 | 8.8 | 9.5 | 10.1 | 10.8 | 11.5 | 12.3 | 13 | 13.7 | 14.5 | 15.2 | 15.9 | 16.7 | 17.4 | 18.2
PSS | BROMFIELD T1 / BROMFIELD T2 / PONTERWYL T1 / RHYD-Y-GOLEU T1 / SYNTHITE T1 | 0.5 | 0.6 | 0.6 | 0.6 | 0.6 | 0.7 | 0.7 | 0.8 | 0.8 | 0.9 | 1 | 1.1 | 1.2 | 1.3 | 1.4 | 1.5 | 1.6 | 1.7 | 1.7 | 1.8 | 1.9 | 2.1 | 2.2 | 2.3 | 2.4 | 2.6 | 2.7 | 2.8 | 3 | 3.1 | 0.5 | 0.6 | 0.7 | 0.9 | 1.2 | 1.6 | 2 | 2.5 | 3 | 3.5 | 4 | 4.6 | 5.2 | 5.8 | 6.4 | 7.1 | 7.7 | 8.3 | 9 | 9.6 | 10.3 | 11 | 11.7 | 12.4 | 13.2 | 13.9 | 14.6 | 15.3 | 16.1 | 16.9 | 0.5 | 0.6 | 0.6 | 0.7 | 0.8 | 0.9 | 1.1 | 1.3 | 1.5 | 1.7 | 1.9 | 2.1 | 2.4 | 2.6 | 2.9 | 3.1 | 3.4 | 3.6 | 3.9 | 4.2 | 4.5 | 4.8 | 5.1 | 5.4 | 5.7 | 6 | 6.2 | 6.5 | 6.8 | 7.1 | 0.5 | 0.6 | 0.7 | 0.8 | 1.2 | 1.6 | 2 | 2.4 | 2.9 | 3.4 | 3.9 | 4.5 | 5.1 | 5.7 | 6.3 | 7 | 7.6 | 8.3 | 9 | 9.7 | 10.4 | 11.1 | 11.9 | 12.6 | 13.2 | 14 | 14.7 | 15.5 | 16.3 | 17.1 | 0.5 | 0.6 | 0.7 | 0.8 | 1 | 1.3 | 1.6 | 1.9 | 2.2 | 2.6 | 3 | 3.4 | 3.8 | 4.2 | 4.6 | 5.1 | 5.5 | 6 | 6.4 | 6.9 | 7.4 | 7.9 | 8.4 | 8.9 | 9.4 | 9.9 | 10.4 | 10.9 | 11.5 | 12
PSS | BROOK LA T1 / MANNINGS LA T1 / NEWTOWN CHESTER T1 / UPTON HEATH T1 | 2.5 | 2.6 | 2.6 | 2.7 | 2.7 | 2.8 | 2.9 | 2.9 | 3 | 3 | 3.1 | 3.2 | 3.3 | 3.4 | 3.4 | 3.5 | 3.6 | 3.6 | 3.7 | 3.8 | 3.8 | 3.9 | 4 | 4 | 4.1 | 4.2 | 4.2 | 4.2 | 4.1 | 3.9 | 2.5 | 2.6 | 2.8 | 2.9 | 3.3 | 3.7 | 4.1 | 4.6 | 5 | 5.4 | 5.6 | 5.9 | 6.1 | 6.2 | 6.6 | 7.3 | 8 | 8.6 | 9.3 | 10 | 10.7 | 11.4 | 12.1 | 12.8 | 13.5 | 14.3 | 15 | 15.8 | 16.5 | 17.3 | 2.5 | 2.6 | 2.6 | 2.7 | 2.8 | 2.9 | 3.1 | 3.3 | 3.5 | 3.7 | 3.8 | 3.9 | 4 | 4.1 | 4.3 | 4.4 | 4.6 | 4.7 | 4.9 | 5 | 5.1 | 5.3 | 5.3 | 5.6 | 5.9 | 6.2 | 6.5 | 6.8 | 7.1 | 7.4 | 2.5 | 2.6 | 2.7 | 2.7 | 3.1 | 3.4 | 3.8 | 4.2 | 4.7 | 5 | 5.4 | 5.7 | 5.9 | 6.1 | 6.6 | 7.3 | 7.9 | 8.6 | 9.3 | 10 | 10.8 | 11.5 | 12.3 | 13 | 13.7 | 14.5 | 15.3 | 16.1 | 16.9 | 17.7 | 2.5 | 2.6 | 2.7 | 2.8 | 3 | 3.3 | 3.6 | 3.9 | 4.2 | 4.5 | 4.7 | 4.9 | 5 | 5.2 | 5.3 | 5.5 | 5.8 | 6.2 | 6.7 | 7.2 | 7.7 | 8.2 | 8.7 | 9.2 | 9.7 | 10.2 | 10.8 | 11.3 | 11.8 | 12.4
PSS | BROOK ST T1 / KINGSWAY TUNNEL T1 / NWWA SANDON DOCK T1 / NWWA SANDON DOCK T2 | 0.2 | 0.2 | 0.2 | 0.2 | 0.2 | 0.2 | 0.2 | 0.3 | 0.3 | 0.3 | 0.3 | 0.3 | 0.3 | 0.3 | 0.3 | 0.3 | 0.3 | 0.3 | 0.3 | 0.3 | 0.3 | 0.3 | 0.3 | 0.3 | 0.3 | 0.3 | 0.3 | 0.3 | 0.3 | 0.3 | 0.2 | 0.2 | 0.3 | 0.3 | 0.3 | 0.3 | 0.3 | 0.3 | 0.3 | 0.4 | 0.4 | 0.4 | 0.4 | 0.4 | 0.4 | 0.4 | 0.4 | 0.4 | 0.4 | 0.4 | 0.4 | 0.4 | 0.4 | 0.4 | 0.4 | 0.4 | 0.4 | 0.4 | 0.4 | 0.4 | 0.2 | 0.2 | 0.2 | 0.3 | 0.3 | 0.3 | 0.3 | 0.3 | 0.3 | 0.3 | 0.3 | 0.3 | 0.3 | 0.3 | 0.3 | 0.3 | 0.3 | 0.3 | 0.4 | 0.4 | 0.4 | 0.4 | 0.4 | 0.4 | 0.4 | 0.4 | 0.4 | 0.4 | 0.4 | 0.4 | 0.2 | 0.2 | 0.3 | 0.3 | 0.3 | 0.3 | 0.3 | 0.3 | 0.4 | 0.4 | 0.4 | 0.4 | 0.4 | 0.4 | 0.4 | 0.4 | 0.4 | 0.4 | 0.4 | 0.4 | 0.4 | 0.4 | 0.4 | 0.4 | 0.4 | 0.4 | 0.4 | 0.4 | 0.4 | 0.4 | 0.2 | 0.2 | 0.3 | 0.3 | 0.3 | 0.3 | 0.3 | 0.3 | 0.3 | 0.3 | 0.3 | 0.3 | 0.3 | 0.4 | 0.4 | 0.4 | 0.4 | 0.4 | 0.4 | 0.4 | 0.4 | 0.4 | 0.4 | 0.4 | 0.4 | 0.4 | 0.4 | 0.4 | 0.4 | 0.4
PSS | BRYN STANLEY T1 | 1.6 | 1.6 | 1.6 | 1.6 | 1.6 | 1.6 | 1.6 | 1.6 | 1.7 | 1.7 | 1.7 | 1.7 | 1.7 | 1.8 | 1.8 | 1.8 | 1.8 | 1.9 | 1.9 | 1.9 | 1.9 | 2 | 2 | 2 | 2.1 | 2.1 | 2.1 | 2.1 | 2.2 | 2.2 | 1.6 | 1.6 | 1.7 | 1.7 | 1.8 | 1.9 | 2 | 2.1 | 2.2 | 2.3 | 2.4 | 2.4 | 2.6 | 2.7 | 2.8 | 2.9 | 3 | 3.1 | 3.2 | 3.3 | 3.4 | 3.5 | 3.6 | 3.7 | 3.8 | 4 | 4 | 4.2 | 3.9 | 4 | 1.6 | 1.6 | 1.6 | 1.6 | 1.7 | 1.7 | 1.8 | 1.8 | 1.9 | 1.9 | 1.9 | 2 | 2 | 2.1 | 2.1 | 2.2 | 2.2 | 2.3 | 2.3 | 2.3 | 2.4 | 2.4 | 2.5 | 2.5 | 2.6 | 2.6 | 2.7 | 2.7 | 2.7 | 2.8 | 1.6 | 1.6 | 1.7 | 1.7 | 1.8 | 1.9 | 2 | 2.1 | 2.2 | 2.3 | 2.4 | 2.5 | 2.6 | 2.7 | 2.8 | 2.9 | 3 | 3.1 | 3.2 | 3.3 | 3.4 | 3.5 | 3.6 | 3.7 | 3.8 | 3.9 | 4 | 4.1 | 4.2 | 4.4 | 1.6 | 1.6 | 1.6 | 1.7 | 1.7 | 1.8 | 1.9 | 2 | 2 | 2.1 | 2.2 | 2.2 | 2.3 | 2.4 | 2.5 | 2.5 | 2.6 | 2.7 | 2.7 | 2.8 | 2.9 | 3 | 3 | 3.1 | 3.2 | 3.3 | 3.3 | 3.4 | 3.5 | 3.6
PSS | BUCKINGHAM ST T1 / EVERTON RD T1 / SUBURBAN RD T1 | 0.1 | 0.1 | 0.1 | 0.1 | 0.1 | 0.2 | 0.2 | 0.2 | 0.2 | 0.2 | 0.2 | 0.2 | 0.2 | 0.2 | 0.2 | 0.2 | 0.2 | 0.2 | 0.2 | 0.2 | 0.2 | 0.2 | 0.2 | 0.2 | 0.2 | 0.2 | 0.2 | 0.2 | 0.2 | 0.2 | 0.1 | 0.2 | 0.2 | 0.2 | 0.2 | 0.2 | 0.2 | 0.2 | 0.3 | 0.3 | 0.3 | 0.3 | 0.3 | 0.3 | 0.3 | 0.3 | 0.3 | 0.3 | 0.3 | 0.3 | 0.3 | 0.3 | 0.3 | 0.3 | 0.3 | 0.3 | 0.3 | 0.3 | 0.3 | 0.3 | 0.1 | 0.1 | 0.2 | 0.2 | 0.2 | 0.2 | 0.2 | 0.2 | 0.2 | 0.2 | 0.2 | 0.2 | 0.2 | 0.2 | 0.2 | 0.3 | 0.3 | 0.3 | 0.3 | 0.3 | 0.3 | 0.3 | 0.3 | 0.3 | 0.3 | 0.3 | 0.3 | 0.3 | 0.3 | 0.3 | 0.1 | 0.2 | 0.2 | 0.2 | 0.2 | 0.2 | 0.2 | 0.3 | 0.3 | 0.3 | 0.3 | 0.3 | 0.3 | 0.3 | 0.3 | 0.3 | 0.3 | 0.3 | 0.3 | 0.3 | 0.3 | 0.3 | 0.3 | 0.3 | 0.3 | 0.3 | 0.3 | 0.3 | 0.3 | 0.3 | 0.1 | 0.2 | 0.2 | 0.2 | 0.2 | 0.2 | 0.2 | 0.2 | 0.2 | 0.2 | 0.2 | 0.3 | 0.3 | 0.3 | 0.3 | 0.3 | 0.3 | 0.3 | 0.3 | 0.3 | 0.3 | 0.3 | 0.3 | 0.3 | 0.3 | 0.3 | 0.3 | 0.3 | 0.3 | 0.3
PSS | BUCKLEY T1 / BUCKLEY T2 / BUCKLEY CROSS T1 | 2.6 | 2.2 | 2 | 1.9 | 1.9 | 1.9 | 1.9 | 1.9 | 2 | 2 | 2.1 | 2.2 | 2.2 | 2.3 | 2.4 | 2.5 | 2.5 | 2.6 | 2.7 | 2.8 | 2.9 | 3 | 3.1 | 3.2 | 3.5 | 3.6 | 3.7 | 3.8 | 4 | 4.1 | 2.6 | 2.7 | 2.7 | 2.9 | 3.2 | 3.5 | 4 | 4.5 | 4.9 | 5.4 | 6 | 6.6 | 7.3 | 7.8 | 8.5 | 9.1 | 9.8 | 10.4 | 11.1 | 11.8 | 12.5 | 13.2 | 13.9 | 14.6 | 15.4 | 16.1 | 16.8 | 17.6 | 18.3 | 19.1 | 2.6 | 2.6 | 2.5 | 2.5 | 2.6 | 2.7 | 2.8 | 3 | 3.2 | 3.4 | 3.6 | 3.9 | 4.1 | 4.3 | 4.6 | 4.9 | 5.1 | 5.4 | 5.7 | 6 | 6.3 | 6.6 | 6.8 | 7.1 | 7.5 | 7.8 | 8 | 8.3 | 8.6 | 8.9 | 2.6 | 2.7 | 2.7 | 2.8 | 3.2 | 3.5 | 4 | 4.5 | 5 | 5.5 | 6.1 | 6.7 | 7.3 | 8 | 8.6 | 9.3 | 9.9 | 10.6 | 11.3 | 12.1 | 12.8 | 13.5 | 14.3 | 15.1 | 15.8 | 16.5 | 17.3 | 18.1 | 18.9 | 19.8 | 2.6 | 2.6 | 2.6 | 2.7 | 2.9 | 3.1 | 3.4 | 3.7 | 4 | 4.4 | 4.8 | 5.2 | 5.7 | 6.1 | 6.6 | 7 | 7.4 | 7.9 | 8.4 | 8.9 | 9.4 | 9.9 | 10.4 | 10.9 | 11.4 | 11.9 | 12.4 | 13 | 13.5 | 14
PSS | BUILDWAS ROAD T1 / MORGAN REFRACTORIES T1 / NESTON MAIN T1 | 1.7 | 1.7 | 1.7 | 1.7 | 1.8 | 1.8 | 1.9 | 1.9 | 2 | 2.3 | 2.4 | 2.5 | 2.5 | 2.6 | 2.7 | 2.8 | 3 | 3.1 | 3.2 | 3.3 | 3.4 | 3.5 | 3.6 | 3.7 | 3.8 | 4 | 4.1 | 4.2 | 4.3 | 4.5 | 1.7 | 1.8 | 1.9 | 2.1 | 2.4 | 2.9 | 3.3 | 3.7 | 4.2 | 4.6 | 5.1 | 5.6 | 6.1 | 6.6 | 7.2 | 7.7 | 8.2 | 8.8 | 9.3 | 9.9 | 10.5 | 11.1 | 11.7 | 12.3 | 12.9 | 13.5 | 14.2 | 14.8 | 15.4 | 16.1 | 1.7 | 1.7 | 1.8 | 1.9 | 2.1 | 2.2 | 2.5 | 2.7 | 2.8 | 3.1 | 3.3 | 3.5 | 3.7 | 3.9 | 4.2 | 4.4 | 4.6 | 4.8 | 5.1 | 5.3 | 5.6 | 5.8 | 6.1 | 6.3 | 6.6 | 6.9 | 7.1 | 7.4 | 7.6 | 7.9 | 1.7 | 1.8 | 1.9 | 2.1 | 2.5 | 2.9 | 3.4 | 3.8 | 4.3 | 4.7 | 5.2 | 5.7 | 6.2 | 6.8 | 7.3 | 7.9 | 8.4 | 9 | 9.6 | 10.2 | 10.8 | 11.4 | 12.1 | 12.7 | 13.1 | 13.8 | 14.4 | 15.1 | 15.7 | 16.4 | 1.7 | 1.7 | 1.8 | 2 | 2.3 | 2.6 | 2.9 | 3.2 | 3.5 | 3.8 | 4.2 | 4.6 | 4.9 | 5.3 | 5.7 | 6 | 6.4 | 6.8 | 7.2 | 7.6 | 8 | 8.5 | 8.9 | 9.3 | 9.8 | 10.2 | 10.7 | 11.1 | 11.5 | 12
PSS | BURLINGTON AVE T1 / FRESHFIELD T1 / MARSH BROWS T1 / SOUTHPORT RD T1 | 2.6 | 2.6 | 2.7 | 2.7 | 2.7 | 2.8 | 2.9 | 3 | 3.1 | 3.2 | 3.3 | 3.4 | 3.6 | 3.7 | 3.9 | 4 | 4 | 4.1 | 4.3 | 4.4 | 4.5 | 4.7 | 4.9 | 5.1 | 5.2 | 5.4 | 5.6 | 5.7 | 5.9 | 6.1 | 2.6 | 2.8 | 2.9 | 3.2 | 3.8 | 4.4 | 5.1 | 5.8 | 6.6 | 7.3 | 8.2 | 9 | 9.9 | 10.8 | 11.7 | 12.7 | 13.6 | 14.5 | 15.5 | 16.5 | 17.5 | 18.6 | 19.6 | 20.7 | 21.7 | 22.8 | 23.9 | 25 | 26.1 | 27.3 | 2.6 | 2.7 | 2.8 | 2.9 | 3 | 3.2 | 3.5 | 3.8 | 4.2 | 4.5 | 4.9 | 5.2 | 5.6 | 6 | 6.4 | 6.8 | 7.2 | 7.6 | 8 | 8.5 | 8.9 | 9.3 | 9.8 | 10.2 | 10.6 | 11.1 | 11.5 | 12 | 12.4 | 12.9 | 2.6 | 2.7 | 2.9 | 3.2 | 3.7 | 4.4 | 5 | 5.8 | 6.5 | 7.3 | 8.1 | 9 | 9.9 | 10.8 | 11.8 | 12.7 | 13.7 | 14.7 | 15.7 | 16.7 | 17.8 | 18.9 | 19.9 | 21 | 21.8 | 22.9 | 24 | 25.1 | 26.3 | 27.5 | 2.6 | 2.7 | 2.8 | 3 | 3.4 | 3.8 | 4.3 | 4.8 | 5.4 | 5.9 | 6.5 | 7.1 | 7.8 | 8.4 | 9.1 | 9.7 | 10.4 | 11.1 | 11.8 | 12.5 | 13.2 | 13.9 | 14.7 | 15.4 | 16.2 | 16.9 | 17.7 | 18.5 | 19.3 | 20.1
PSS | BURMAH OIL T1 / VAN LEER NO 1 T1 | 0.4 | 0.4 | 0.4 | 0.4 | 0.4 | 0.4 | 0.4 | 0.4 | 0.4 | 0.4 | 0.5 | 0.5 | 0.5 | 0.5 | 0.5 | 0.5 | 0.5 | 0.5 | 0.5 | 0.5 | 0.5 | 0.6 | 0.6 | 0.6 | 0.6 | 0.6 | 0.6 | 0.6 | 0.6 | 0.6 | 0.4 | 0.4 | 0.4 | 0.5 | 0.5 | 0.6 | 0.6 | 0.6 | 0.7 | 0.7 | 0.7 | 0.7 | 0.7 | 0.8 | 0.8 | 0.8 | 0.8 | 0.8 | 0.8 | 0.8 | 0.8 | 0.8 | 0.8 | 0.8 | 0.8 | 0.8 | 0.8 | 0.8 | 0.8 | 0.8 | 0.4 | 0.4 | 0.4 | 0.4 | 0.4 | 0.5 | 0.5 | 0.5 | 0.5 | 0.6 | 0.6 | 0.6 | 0.6 | 0.6 | 0.6 | 0.7 | 0.7 | 0.7 | 0.7 | 0.7 | 0.7 | 0.7 | 0.7 | 0.7 | 0.7 | 0.7 | 0.7 | 0.7 | 0.8 | 0.8 | 0.4 | 0.4 | 0.4 | 0.5 | 0.5 | 0.6 | 0.6 | 0.7 | 0.7 | 0.7 | 0.8 | 0.8 | 0.8 | 0.8 | 0.8 | 0.8 | 0.8 | 0.8 | 0.8 | 0.9 | 0.9 | 0.9 | 0.9 | 0.9 | 0.8 | 0.8 | 0.8 | 0.8 | 0.8 | 0.8 | 0.4 | 0.4 | 0.4 | 0.4 | 0.5 | 0.5 | 0.5 | 0.6 | 0.6 | 0.6 | 0.6 | 0.7 | 0.7 | 0.7 | 0.7 | 0.7 | 0.7 | 0.7 | 0.7 | 0.8 | 0.8 | 0.8 | 0.8 | 0.8 | 0.8 | 0.8 | 0.8 | 0.8 | 0.8 | 0.8
PSS | BUTLINS T1 | 4.6 | 4.7 | 5 | 5.1 | 5.3 | 5.6 | 5.8 | 6 | 6.4 | 6.7 | 7.2 | 7.9 | 8.2 | 8.4 | 8.6 | 8.6 | 8.8 | 8.7 | 8.8 | 8.8 | 8.8 | 8.8 | 8.8 | 8.8 | 8.8 | 8.7 | 8.7 | 8.6 | 8.6 | 8.6 | 4.6 | 4.6 | 4.8 | 4.9 | 5.1 | 5.2 | 5.3 | 5.5 | 5.7 | 6 | 6.3 | 6.6 | 6.9 | 7.1 | 7.2 | 7.3 | 7.3 | 7.2 | 7.2 | 7.4 | 7.4 | 7.5 | 7.6 | 7.7 | 7.8 | 7.8 | 8 | 8.2 | 8.5 | 8.8 | 4.6 | 4.7 | 4.8 | 4.8 | 4.8 | 4.9 | 5 | 5.2 | 5.4 | 5.7 | 6 | 6.4 | 6.9 | 7.2 | 7.4 | 7.6 | 7.7 | 7.7 | 7.8 | 8.2 | 8.7 | 9.3 | 10 | 10.7 | 11.3 | 12 | 12.7 | 13.2 | 13.7 | 14.2 | 4.6 | 4.6 | 4.8 | 5.2 | 5.5 | 5.8 | 6 | 6.4 | 6.7 | 7.1 | 7.5 | 8 | 8.4 | 8.8 | 8.8 | 8.9 | 9 | 9.1 | 9.3 | 9.5 | 9.8 | 10.1 | 10.4 | 10.5 | 11.1 | 11.4 | 11.8 | 12.4 | 13.3 | 14.3 | 4.6 | 4.7 | 4.8 | 4.9 | 5 | 5.1 | 5.2 | 5.3 | 5.6 | 5.8 | 6.2 | 6.5 | 6.9 | 7.2 | 7.3 | 7.4 | 7.5 | 7.5 | 7.5 | 7.8 | 8.1 | 8.4 | 8.8 | 9.2 | 9.6 | 9.9 | 10.4 | 10.7 | 11.1 | 11.5
PSS | BUTTINGTON CROSS T1 | 0.8 | 0.8 | 0.8 | 0.8 | 0.8 | 0.8 | 0.8 | 0.8 | 0.8 | 0.9 | 0.9 | 0.9 | 0.9 | 0.9 | 1 | 1 | 1 | 1 | 1 | 1 | 1 | 1 | 1 | 1 | 1 | 1 | 1 | 1.1 | 1.1 | 1.1 | 0.8 | 0.8 | 0.8 | 0.9 | 1 | 1.1 | 1.2 | 1.2 | 1.3 | 1.4 | 1.4 | 1.5 | 1.5 | 1.6 | 1.6 | 1.7 | 1.7 | 1.7 | 1.8 | 1.9 | 1.9 | 1.9 | 1.9 | 2 | 2.1 | 2.1 | 2.1 | 2.1 | 2.2 | 2.3 | 0.8 | 0.8 | 0.8 | 0.8 | 0.9 | 0.9 | 1 | 1 | 1.1 | 1.1 | 1.1 | 1.1 | 1.2 | 1.2 | 1.2 | 1.3 | 1.3 | 1.3 | 1.4 | 1.4 | 1.4 | 1.4 | 1.5 | 1.5 | 1.5 | 1.5 | 1.5 | 1.5 | 1.6 | 1.6 | 0.8 | 0.8 | 0.9 | 0.9 | 1 | 1.1 | 1.2 | 1.3 | 1.4 | 1.4 | 1.5 | 1.6 | 1.6 | 1.7 | 1.7 | 1.8 | 1.8 | 1.8 | 1.9 | 2 | 2 | 2 | 2 | 2.1 | 2.1 | 2.1 | 2.1 | 2.1 | 2.2 | 2.2 | 0.8 | 0.8 | 0.8 | 0.9 | 0.9 | 1 | 1.1 | 1.1 | 1.2 | 1.2 | 1.3 | 1.3 | 1.3 | 1.4 | 1.4 | 1.5 | 1.5 | 1.5 | 1.6 | 1.6 | 1.6 | 1.7 | 1.7 | 1.7 | 1.8 | 1.8 | 1.8 | 1.8 | 1.9 | 1.9
PSS | BXL BROMBOROUGH T1 / TULIP T1 | 0.6 | 0.6 | 0.6 | 0.6 | 0.6 | 0.7 | 0.7 | 0.7 | 0.7 | 0.7 | 0.8 | 0.8 | 0.8 | 0.8 | 0.8 | 0.8 | 0.8 | 0.8 | 0.9 | 0.9 | 0.9 | 0.9 | 0.9 | 0.9 | 0.9 | 0.9 | 0.9 | 1 | 1 | 1 | 0.6 | 0.7 | 0.7 | 0.8 | 0.9 | 1 | 1 | 1.1 | 1.1 | 1.2 | 1.2 | 1.3 | 1.3 | 1.3 | 1.4 | 1.4 | 1.4 | 1.5 | 1.5 | 1.5 | 1.5 | 1.6 | 1.6 | 1.6 | 1.7 | 1.7 | 1.7 | 1.7 | 1.7 | 1.8 | 0.6 | 0.6 | 0.7 | 0.7 | 0.7 | 0.8 | 0.8 | 0.9 | 0.9 | 1 | 1 | 1.1 | 1.1 | 1.1 | 1.2 | 1.2 | 1.2 | 1.2 | 1.3 | 1.3 | 1.3 | 1.3 | 1.3 | 1.4 | 1.4 | 1.4 | 1.4 | 1.5 | 1.5 | 1.5 | 0.6 | 0.7 | 0.7 | 0.8 | 0.9 | 1 | 1.1 | 1.1 | 1.2 | 1.2 | 1.3 | 1.3 | 1.4 | 1.4 | 1.5 | 1.5 | 1.5 | 1.6 | 1.6 | 1.6 | 1.6 | 1.7 | 1.7 | 1.7 | 1.7 | 1.7 | 1.7 | 1.7 | 1.7 | 1.7 | 0.6 | 0.6 | 0.7 | 0.7 | 0.8 | 0.9 | 0.9 | 1 | 1 | 1.1 | 1.1 | 1.2 | 1.2 | 1.2 | 1.3 | 1.3 | 1.3 | 1.3 | 1.4 | 1.4 | 1.4 | 1.4 | 1.5 | 1.5 | 1.5 | 1.6 | 1.6 | 1.6 | 1.6 | 1.6
PSS | CABLE ST T1 / GRADWELL ST T2 / OLDHAM PLACE T2 | 0.3 | 0.3 | 0.3 | 0.3 | 0.3 | 0.3 | 0.3 | 0.3 | 0.3 | 0.3 | 0.4 | 0.4 | 0.4 | 0.4 | 0.4 | 0.4 | 0.4 | 0.4 | 0.4 | 0.4 | 0.4 | 0.4 | 0.4 | 0.4 | 0.4 | 0.4 | 0.4 | 0.4 | 0.4 | 0.4 | 0.3 | 0.3 | 0.3 | 0.4 | 0.4 | 0.4 | 0.4 | 0.4 | 0.4 | 0.4 | 0.4 | 0.4 | 0.5 | 0.5 | 0.5 | 0.5 | 0.5 | 0.5 | 0.5 | 0.5 | 0.5 | 0.5 | 0.5 | 0.5 | 0.5 | 0.5 | 0.5 | 0.5 | 0.5 | 0.5 | 0.3 | 0.3 | 0.3 | 0.3 | 0.3 | 0.4 | 0.4 | 0.4 | 0.4 | 0.4 | 0.4 | 0.4 | 0.4 | 0.4 | 0.4 | 0.4 | 0.4 | 0.4 | 0.4 | 0.4 | 0.4 | 0.4 | 0.4 | 0.4 | 0.5 | 0.5 | 0.5 | 0.5 | 0.5 | 0.5 | 0.3 | 0.3 | 0.3 | 0.4 | 0.4 | 0.4 | 0.4 | 0.4 | 0.4 | 0.4 | 0.5 | 0.5 | 0.5 | 0.5 | 0.5 | 0.5 | 0.5 | 0.5 | 0.5 | 0.5 | 0.5 | 0.5 | 0.5 | 0.5 | 0.5 | 0.5 | 0.5 | 0.4 | 0.4 | 0.4 | 0.3 | 0.3 | 0.3 | 0.3 | 0.4 | 0.4 | 0.4 | 0.4 | 0.4 | 0.4 | 0.4 | 0.4 | 0.4 | 0.4 | 0.4 | 0.4 | 0.4 | 0.5 | 0.5 | 0.5 | 0.5 | 0.5 | 0.5 | 0.5 | 0.5 | 0.5 | 0.5 | 0.5 | 0.5 | 0.5
PSS | CABLE ST T2 / CROWN COURTS T1 / GRADWELL ST T1 | 0.4 | 0.4 | 0.4 | 0.4 | 0.4 | 0.4 | 0.4 | 0.4 | 0.4 | 0.4 | 0.4 | 0.4 | 0.4 | 0.4 | 0.4 | 0.4 | 0.4 | 0.4 | 0.4 | 0.4 | 0.4 | 0.4 | 0.4 | 0.4 | 0.4 | 0.4 | 0.4 | 0.4 | 0.4 | 0.5 | 0.4 | 0.4 | 0.4 | 0.4 | 0.4 | 0.5 | 0.5 | 0.5 | 0.5 | 0.5 | 0.5 | 0.5 | 0.5 | 0.5 | 0.5 | 0.5 | 0.5 | 0.5 | 0.5 | 0.5 | 0.5 | 0.5 | 0.5 | 0.5 | 0.5 | 0.5 | 0.5 | 0.5 | 0.5 | 0.5 | 0.4 | 0.4 | 0.4 | 0.4 | 0.4 | 0.4 | 0.4 | 0.4 | 0.4 | 0.5 | 0.5 | 0.5 | 0.5 | 0.5 | 0.5 | 0.5 | 0.5 | 0.5 | 0.5 | 0.5 | 0.5 | 0.5 | 0.5 | 0.5 | 0.5 | 0.5 | 0.5 | 0.5 | 0.5 | 0.5 | 0.4 | 0.4 | 0.4 | 0.4 | 0.4 | 0.5 | 0.5 | 0.5 | 0.5 | 0.5 | 0.5 | 0.5 | 0.5 | 0.5 | 0.5 | 0.5 | 0.5 | 0.6 | 0.6 | 0.6 | 0.6 | 0.6 | 0.6 | 0.6 | 0.5 | 0.5 | 0.5 | 0.5 | 0.5 | 0.5 | 0.4 | 0.4 | 0.4 | 0.4 | 0.4 | 0.4 | 0.4 | 0.5 | 0.5 | 0.5 | 0.5 | 0.5 | 0.5 | 0.5 | 0.5 | 0.5 | 0.5 | 0.5 | 0.5 | 0.5 | 0.5 | 0.5 | 0.5 | 0.5 | 0.5 | 0.5 | 0.5 | 0.5 | 0.5 | 0.5
PSS | CADBURYS KRONOSPAN T1 / CADBURYS KRONOSPAN T2 | 0.8 | 0.8 | 0.8 | 0.8 | 0.8 | 0.8 | 0.8 | 0.8 | 0.9 | 0.9 | 0.9 | 1 | 1 | 1 | 1.1 | 1.1 | 1.1 | 1.1 | 1.1 | 1.2 | 1.2 | 1.2 | 1.2 | 1.3 | 1.3 | 1.3 | 1.3 | 1.4 | 1.4 | 1.4 | 0.8 | 0.8 | 0.9 | 0.9 | 1.1 | 1.2 | 1.4 | 1.5 | 1.6 | 1.8 | 1.9 | 2 | 2.2 | 2.3 | 2.4 | 2.6 | 2.7 | 2.9 | 3 | 3.2 | 3.3 | 3.4 | 3.6 | 3.7 | 3.9 | 4.1 | 4.2 | 4.3 | 4.5 | 4.6 | 0.8 | 0.8 | 0.8 | 0.8 | 0.9 | 0.9 | 1 | 1.1 | 1.1 | 1.2 | 1.3 | 1.3 | 1.4 | 1.5 | 1.5 | 1.6 | 1.7 | 1.7 | 1.8 | 1.8 | 1.9 | 2 | 2 | 2.1 | 2.1 | 2.2 | 2.2 | 2.3 | 2.3 | 2.4 | 0.8 | 0.8 | 0.9 | 0.9 | 1.1 | 1.2 | 1.4 | 1.5 | 1.7 | 1.8 | 1.9 | 2.1 | 2.2 | 2.4 | 2.5 | 2.7 | 2.8 | 2.9 | 3.1 | 3.2 | 3.4 | 3.5 | 3.6 | 3.8 | 3.9 | 4 | 4.2 | 4.3 | 4.5 | 4.7 | 0.8 | 0.8 | 0.8 | 0.9 | 1 | 1.1 | 1.2 | 1.3 | 1.4 | 1.5 | 1.6 | 1.7 | 1.8 | 1.9 | 2 | 2.1 | 2.2 | 2.3 | 2.4 | 2.5 | 2.6 | 2.7 | 2.8 | 2.9 | 3 | 3.1 | 3.2 | 3.3 | 3.4 | 3.5
PSS | CADBURYS T1 / CADBURYS T2 / HOPFIELD RD T1 | 3.1 | 2.6 | 2.4 | 2.3 | 2.2 | 2.2 | 2.1 | 2.1 | 2.2 | 2.1 | 2.2 | 2.2 | 2.2 | 2.2 | 2.3 | 2.2 | 2.2 | 2.2 | 2.2 | 2.2 | 2.2 | 2.3 | 2.3 | 2.3 | 2.5 | 2.5 | 2.5 | 2.5 | 2.6 | 2.6 | 3.1 | 3.2 | 3.2 | 3.2 | 3.3 | 3.4 | 3.6 | 3.7 | 3.8 | 4 | 4.1 | 4.2 | 4.4 | 4.5 | 4.7 | 4.9 | 5 | 5.1 | 5.3 | 5.4 | 5.5 | 5.7 | 5.8 | 6 | 6.1 | 6.2 | 6.4 | 6.5 | 6.7 | 6.8 | 3.1 | 3.1 | 2.9 | 2.9 | 2.9 | 3 | 3 | 3.1 | 3.1 | 3.2 | 3.2 | 3.3 | 3.4 | 3.5 | 3.6 | 3.6 | 3.6 | 3.7 | 3.8 | 3.8 | 3.9 | 3.9 | 4 | 4.1 | 4.2 | 4.2 | 4.3 | 4.3 | 4.4 | 4.5 | 3.1 | 3.2 | 3.2 | 3.2 | 3.4 | 3.5 | 3.6 | 3.8 | 4 | 4.2 | 4.4 | 4.5 | 4.7 | 4.9 | 5 | 5.2 | 5.3 | 5.4 | 5.6 | 5.8 | 5.9 | 6.1 | 6.2 | 6.4 | 6.4 | 6.6 | 6.8 | 6.9 | 7 | 7.2 | 3.1 | 3.1 | 3.1 | 3.1 | 3.1 | 3.2 | 3.3 | 3.4 | 3.5 | 3.6 | 3.7 | 3.8 | 3.9 | 4 | 4.1 | 4.2 | 4.3 | 4.4 | 4.5 | 4.6 | 4.7 | 4.8 | 4.9 | 5 | 5.2 | 5.2 | 5.4 | 5.4 | 5.6 | 5.6
PSS | CAERGEILIOG T1 | 0.3 | 0.3 | 0.3 | 0.3 | 0.3 | 0.3 | 0.4 | 0.4 | 0.4 | 0.4 | 0.4 | 0.5 | 0.5 | 0.5 | 0.5 | 0.5 | 0.6 | 0.6 | 0.6 | 0.6 | 0.6 | 0.7 | 0.7 | 0.7 | 0.7 | 0.7 | 0.8 | 0.8 | 0.8 | 0.9 | 0.3 | 0.4 | 0.4 | 0.5 | 0.6 | 0.7 | 0.9 | 1.1 | 1.2 | 1.4 | 1.6 | 1.7 | 1.9 | 2.1 | 2.3 | 2.5 | 2.7 | 2.9 | 3.1 | 3.3 | 3.5 | 3.7 | 4 | 4.2 | 4.4 | 4.7 | 4.9 | 5.1 | 5.4 | 5.6 | 0.3 | 0.3 | 0.4 | 0.4 | 0.4 | 0.5 | 0.5 | 0.6 | 0.6 | 0.7 | 0.8 | 0.8 | 0.9 | 1 | 1.1 | 1.1 | 1.2 | 1.3 | 1.4 | 1.5 | 1.6 | 1.7 | 1.8 | 1.9 | 2 | 2.1 | 2.2 | 2.3 | 2.4 | 2.5 | 0.3 | 0.4 | 0.4 | 0.5 | 0.6 | 0.7 | 0.9 | 1 | 1.2 | 1.3 | 1.5 | 1.7 | 1.9 | 2.1 | 2.3 | 2.5 | 2.7 | 2.9 | 3.1 | 3.3 | 3.6 | 3.8 | 4 | 4.2 | 4.4 | 4.7 | 4.9 | 5.2 | 5.4 | 5.7 | 0.3 | 0.4 | 0.4 | 0.4 | 0.5 | 0.6 | 0.7 | 0.8 | 0.9 | 1 | 1.2 | 1.3 | 1.4 | 1.6 | 1.7 | 1.8 | 2 | 2.1 | 2.3 | 2.4 | 2.6 | 2.7 | 2.9 | 3.1 | 3.2 | 3.4 | 3.5 | 3.7 | 3.9 | 4.1
PSS | CAERGWRLE T1 | 0.6 | 0.6 | 0.7 | 0.7 | 0.7 | 0.7 | 0.7 | 0.7 | 0.8 | 0.8 | 0.8 | 0.9 | 0.9 | 0.9 | 1 | 1 | 1 | 1.1 | 1.1 | 1.2 | 1.2 | 1.3 | 1.3 | 1.3 | 1.4 | 1.5 | 1.5 | 1.5 | 1.6 | 1.6 | 0.6 | 0.7 | 0.8 | 0.9 | 1.1 | 1.3 | 1.5 | 1.8 | 2.1 | 2.3 | 2.6 | 3 | 3.3 | 3.6 | 3.9 | 4.3 | 4.6 | 4.9 | 5.3 | 5.6 | 6 | 6.4 | 6.7 | 7.1 | 7.5 | 7.9 | 8.3 | 8.7 | 9.1 | 9.5 | 0.6 | 0.7 | 0.7 | 0.7 | 0.8 | 0.8 | 0.9 | 1.1 | 1.2 | 1.3 | 1.4 | 1.6 | 1.7 | 1.9 | 2 | 2.2 | 2.3 | 2.5 | 2.6 | 2.8 | 2.9 | 3.1 | 3.2 | 3.4 | 3.6 | 3.7 | 3.9 | 4 | 4.2 | 4.4 | 0.6 | 0.7 | 0.8 | 0.8 | 1 | 1.3 | 1.5 | 1.8 | 2 | 2.3 | 2.6 | 2.9 | 3.2 | 3.6 | 3.9 | 4.2 | 4.5 | 4.9 | 5.3 | 5.6 | 6 | 6.4 | 6.8 | 7.2 | 7.5 | 7.9 | 8.3 | 8.7 | 9.1 | 9.6 | 0.6 | 0.7 | 0.7 | 0.8 | 0.9 | 1.1 | 1.2 | 1.4 | 1.6 | 1.8 | 2 | 2.3 | 2.5 | 2.7 | 3 | 3.2 | 3.5 | 3.7 | 3.9 | 4.2 | 4.5 | 4.7 | 5 | 5.3 | 5.5 | 5.8 | 6.1 | 6.4 | 6.6 | 6.9
PSS | CAERNARFON T1 | 0.9 | 0.9 | 1 | 1 | 1 | 1 | 1 | 1 | 1 | 1 | 1.1 | 1.1 | 1.1 | 1.2 | 1.2 | 1.2 | 1.2 | 1.2 | 1.3 | 1.3 | 1.3 | 1.3 | 1.4 | 1.4 | 1.4 | 1.5 | 1.5 | 1.5 | 1.6 | 1.6 | 0.9 | 1 | 1 | 1.1 | 1.2 | 1.3 | 1.5 | 1.6 | 1.7 | 1.9 | 2 | 2.2 | 2.3 | 2.5 | 2.6 | 2.8 | 3 | 3.1 | 3.3 | 3.5 | 3.6 | 3.8 | 4 | 4.2 | 4.3 | 4.5 | 4.7 | 4.9 | 4.9 | 5.1 | 0.9 | 1 | 1 | 1 | 1 | 1.1 | 1.1 | 1.2 | 1.2 | 1.3 | 1.4 | 1.4 | 1.5 | 1.5 | 1.6 | 1.7 | 1.7 | 1.8 | 1.9 | 1.9 | 2 | 2.1 | 2.1 | 2.2 | 2.3 | 2.3 | 2.4 | 2.5 | 2.6 | 2.7 | 0.9 | 1 | 1 | 1.1 | 1.2 | 1.3 | 1.5 | 1.6 | 1.8 | 1.9 | 2 | 2.2 | 2.3 | 2.5 | 2.6 | 2.8 | 2.9 | 3.1 | 3.3 | 3.4 | 3.6 | 3.8 | 4 | 4.2 | 4.3 | 4.5 | 4.6 | 4.8 | 5 | 5.2 | 0.9 | 1 | 1 | 1 | 1.1 | 1.2 | 1.3 | 1.4 | 1.5 | 1.6 | 1.7 | 1.8 | 1.9 | 2 | 2.1 | 2.2 | 2.4 | 2.5 | 2.6 | 2.7 | 2.8 | 2.9 | 3 | 3.2 | 3.3 | 3.4 | 3.6 | 3.7 | 3.8 | 4
PSS | CAERSWS T1 | 3 | 2.9 | 3.1 | 3.2 | 3.4 | 3.6 | 3.8 | 4 | 4.4 | 4.7 | 5.2 | 5.7 | 5.9 | 6 | 6.2 | 6.2 | 6.4 | 6.4 | 6.4 | 6.5 | 6.5 | 6.5 | 6.5 | 6.6 | 6.6 | 6.5 | 6.5 | 6.4 | 6.4 | 6.4 | 3 | 3.1 | 3.2 | 3.4 | 3.6 | 3.8 | 4 | 4.2 | 4.5 | 4.8 | 5.1 | 5.4 | 5.7 | 5.9 | 6.1 | 6.2 | 6.3 | 6.5 | 6.6 | 6.7 | 6.8 | 7 | 7.2 | 7.4 | 7.6 | 7.7 | 8 | 8.4 | 8.7 | 9.2 | 3 | 3 | 3.1 | 3.1 | 3.1 | 3.2 | 3.3 | 3.4 | 3.6 | 3.8 | 4.1 | 4.4 | 4.8 | 5 | 5.2 | 5.4 | 5.5 | 5.6 | 5.7 | 6.1 | 6.6 | 7.2 | 7.9 | 8.6 | 9.4 | 10.1 | 10.9 | 11.5 | 12 | 12.6 | 3 | 3.1 | 3.2 | 3.4 | 3.7 | 4 | 4.2 | 4.6 | 4.9 | 5.2 | 5.6 | 6.1 | 6.5 | 6.9 | 6.9 | 7.1 | 7.3 | 7.5 | 7.7 | 8 | 8.3 | 8.7 | 9 | 9.3 | 10 | 10.4 | 11.1 | 12 | 13.1 | 14.4 | 3 | 3.1 | 3.1 | 3.2 | 3.4 | 3.5 | 3.6 | 3.8 | 4 | 4.3 | 4.6 | 4.9 | 5.2 | 5.5 | 5.7 | 5.8 | 5.9 | 6 | 6.2 | 6.4 | 6.7 | 7.1 | 7.5 | 8 | 8.5 | 8.9 | 9.4 | 9.9 | 10.4 | 10.9
PSS | CALDY T1 / HOYLAKE T1 / MEOLS T1 / WEST KIRBY SOUTH T1 | 0.6 | 0.6 | 0.7 | 0.7 | 0.7 | 0.8 | 0.8 | 0.9 | 1 | 1.1 | 1.2 | 1.3 | 1.4 | 1.5 | 1.7 | 1.8 | 1.9 | 2 | 2.1 | 2.3 | 2.4 | 2.5 | 2.7 | 2.8 | 3 | 3.1 | 3.3 | 3.5 | 3.6 | 3.8 | 0.6 | 0.7 | 0.9 | 1.1 | 1.5 | 2.1 | 2.7 | 3.3 | 4 | 4.6 | 5.3 | 6.1 | 6.8 | 7.6 | 8.4 | 9.3 | 10.1 | 10.9 | 11.7 | 12.6 | 13.5 | 14.4 | 15.3 | 16.3 | 17.2 | 18.2 | 19.1 | 20.1 | 21.1 | 22 | 0.6 | 0.7 | 0.7 | 0.8 | 1 | 1.1 | 1.4 | 1.6 | 1.9 | 2.1 | 2.4 | 2.7 | 3.1 | 3.4 | 3.7 | 4.1 | 4.5 | 4.8 | 5.2 | 5.5 | 5.9 | 6.2 | 6.6 | 7 | 7.4 | 7.7 | 8.1 | 8.5 | 8.9 | 9.3 | 0.6 | 0.7 | 0.9 | 1.1 | 1.5 | 2 | 2.6 | 3.2 | 3.9 | 4.5 | 5.2 | 5.9 | 6.7 | 7.5 | 8.3 | 9.2 | 10 | 10.9 | 11.7 | 12.7 | 13.6 | 14.5 | 15.5 | 16.4 | 17.4 | 18.3 | 19.4 | 20.4 | 21.4 | 22.4 | 0.6 | 0.7 | 0.8 | 0.9 | 1.3 | 1.6 | 2 | 2.4 | 2.9 | 3.4 | 3.9 | 4.4 | 5 | 5.5 | 6.1 | 6.7 | 7.3 | 7.8 | 8.4 | 9 | 9.7 | 10.3 | 11 | 11.6 | 12.3 | 13 | 13.6 | 14.3 | 15 | 15.7
PSS | CARBORUNDUM T1 / HOUGHTONS LA T1 / RAINFORD T1 / WINDLEHURST T2 | 4.9 | 4.1 | 3.8 | 3.7 | 3.6 | 3.5 | 3.5 | 3.5 | 3.7 | 3.7 | 3.9 | 4 | 4.1 | 4.2 | 4.4 | 4.5 | 4.5 | 4.6 | 4.8 | 4.9 | 5.1 | 5.2 | 5.4 | 5.5 | 5.9 | 6.1 | 6.3 | 6.4 | 6.6 | 6.8 | 4.9 | 5.1 | 5.2 | 5.4 | 6 | 6.6 | 7.3 | 8 | 8.7 | 9.5 | 10.3 | 11.2 | 12.1 | 13 | 13.9 | 14.7 | 15.6 | 16.5 | 17.4 | 18.4 | 19.4 | 20.4 | 21.3 | 22.3 | 23.3 | 24.3 | 25.4 | 26.4 | 27.4 | 28.4 | 4.9 | 4.9 | 4.7 | 4.8 | 4.9 | 5.1 | 5.3 | 5.7 | 5.9 | 6.2 | 6.6 | 7 | 7.4 | 7.8 | 8.2 | 8.6 | 8.9 | 9.3 | 9.7 | 10.1 | 10.6 | 11 | 11.4 | 11.8 | 12.3 | 12.8 | 13.2 | 13.6 | 14 | 14.4 | 4.9 | 5.1 | 5.2 | 5.5 | 6 | 6.7 | 7.4 | 8.1 | 8.9 | 9.7 | 10.6 | 11.5 | 12.4 | 13.3 | 14.3 | 15.2 | 16.1 | 17 | 18 | 19 | 20 | 21.1 | 22.1 | 23.2 | 24.1 | 25.2 | 26.3 | 27.4 | 28.5 | 29.6 | 4.9 | 5 | 5 | 5.1 | 5.5 | 5.8 | 6.3 | 6.8 | 7.3 | 7.9 | 8.5 | 9.1 | 9.7 | 10.4 | 11 | 11.6 | 12.3 | 12.9 | 13.6 | 14.3 | 15 | 15.7 | 16.4 | 17.1 | 17.8 | 18.6 | 19.3 | 20 | 20.7 | 21.4
PSS | CARLTON ST T1 / CARLTON ST T2 / CHALON WAY T2 | 0.9 | 0.9 | 0.9 | 0.9 | 0.9 | 1 | 1 | 1.1 | 1.1 | 1.2 | 1.2 | 1.3 | 1.4 | 1.4 | 1.5 | 1.5 | 1.5 | 1.6 | 1.6 | 1.7 | 1.7 | 1.8 | 1.8 | 1.9 | 1.9 | 1.9 | 2 | 2 | 2 | 2.1 | 0.9 | 1 | 1.1 | 1.2 | 1.5 | 1.8 | 2 | 2.2 | 2.4 | 2.5 | 2.7 | 2.9 | 3 | 3.2 | 3.4 | 3.6 | 3.7 | 3.8 | 4 | 4.2 | 4.4 | 4.5 | 4.6 | 4.8 | 5 | 5.1 | 5.3 | 5.4 | 5.6 | 5.7 | 0.9 | 0.9 | 1 | 1 | 1.1 | 1.3 | 1.4 | 1.5 | 1.6 | 1.7 | 1.8 | 2 | 2 | 2.1 | 2.2 | 2.3 | 2.4 | 2.5 | 2.6 | 2.6 | 2.7 | 2.8 | 2.9 | 2.9 | 3 | 3.1 | 3.1 | 3.2 | 3.3 | 3.3 | 0.9 | 1 | 1.1 | 1.3 | 1.6 | 1.8 | 2 | 2.3 | 2.4 | 2.6 | 2.8 | 3 | 3.2 | 3.4 | 3.6 | 3.7 | 3.9 | 4 | 4.2 | 4.4 | 4.5 | 4.6 | 4.8 | 4.9 | 5.1 | 5.2 | 5.4 | 5.5 | 5.7 | 5.9 | 0.9 | 0.9 | 1 | 1.1 | 1.3 | 1.5 | 1.7 | 1.9 | 2 | 2.1 | 2.3 | 2.4 | 2.5 | 2.7 | 2.8 | 2.9 | 3.1 | 3.2 | 3.3 | 3.4 | 3.5 | 3.6 | 3.7 | 3.9 | 4 | 4.1 | 4.2 | 4.3 | 4.4 | 4.5
PSS | CARMEL T1 | 2.6 | 2.6 | 2.7 | 2.8 | 3 | 3.2 | 3.4 | 3.6 | 3.9 | 4.2 | 4.7 | 5.2 | 5.4 | 5.5 | 5.7 | 5.7 | 5.8 | 5.8 | 5.9 | 5.9 | 5.9 | 6 | 6 | 6 | 6 | 6 | 6 | 6.4 | 6.4 | 6.5 | 2.6 | 2.6 | 2.8 | 3.1 | 3.4 | 3.8 | 4.3 | 5 | 5.6 | 6.3 | 7 | 7.6 | 8.2 | 8.8 | 9.4 | 9.9 | 10.4 | 10.9 | 11.5 | 11.9 | 12.4 | 12.9 | 13.4 | 13.9 | 14.3 | 14.6 | 14.9 | 15.2 | 16.3 | 16.8 | 2.6 | 2.7 | 2.8 | 2.8 | 2.9 | 2.9 | 3 | 3.4 | 3.9 | 4.4 | 5 | 5.7 | 6.4 | 7 | 7.6 | 8.1 | 8.5 | 9 | 9.5 | 10.2 | 11.1 | 12.1 | 13.1 | 14.2 | 15.3 | 16.4 | 17.5 | 18.5 | 19.5 | 20.4 | 2.6 | 2.6 | 2.9 | 3.1 | 3.4 | 3.9 | 4.5 | 5.2 | 5.8 | 6.4 | 7.2 | 8 | 8.7 | 9.4 | 9.7 | 10.1 | 10.6 | 11 | 11.6 | 12.3 | 13 | 13.6 | 14.2 | 14.7 | 15.6 | 16.2 | 16.9 | 17.9 | 19 | 20.4 | 2.6 | 2.7 | 2.8 | 2.9 | 3.1 | 3.4 | 3.7 | 4.2 | 4.9 | 5.5 | 6.2 | 6.9 | 7.6 | 8.2 | 8.8 | 9.3 | 9.8 | 10.3 | 10.9 | 11.5 | 12.2 | 13 | 13.8 | 14.6 | 15.4 | 16.1 | 16.8 | 17.4 | 18 | 18.6
PSS | CASTLE BEESTON ST T1 / HARTFORD T2 / LEICESTER STREET T1 / NORTHWICH TOWN T1 / WINNINGTON T1 | 1.8 | 1.6 | 1.6 | 1.6 | 1.6 | 1.6 | 1.6 | 1.7 | 1.8 | 1.9 | 2 | 2.1 | 2.2 | 2.3 | 2.5 | 2.6 | 2.6 | 2.8 | 2.9 | 3 | 3.1 | 3.3 | 3.4 | 3.6 | 3.8 | 3.9 | 4 | 4.2 | 4.3 | 4.5 | 1.8 | 1.9 | 2.1 | 2.3 | 2.7 | 3.3 | 3.8 | 4.4 | 5 | 5.6 | 6.3 | 7 | 7.7 | 8.4 | 9.2 | 10 | 10.7 | 11.4 | 12.2 | 13 | 13.8 | 14.6 | 15.5 | 16.3 | 17.1 | 18 | 18.9 | 19.7 | 20.6 | 21.5 | 1.8 | 1.8 | 1.8 | 1.9 | 2.1 | 2.2 | 2.5 | 2.7 | 3 | 3.2 | 3.5 | 3.8 | 4.1 | 4.4 | 4.8 | 5.1 | 5.4 | 5.7 | 6.1 | 6.4 | 6.7 | 7 | 7.4 | 7.7 | 8.1 | 8.5 | 8.8 | 9.2 | 9.5 | 9.9 | 1.8 | 1.9 | 2.1 | 2.3 | 2.7 | 3.3 | 3.8 | 4.4 | 5.1 | 5.7 | 6.4 | 7.1 | 7.8 | 8.6 | 9.3 | 10.1 | 10.9 | 11.6 | 12.4 | 13.3 | 14.1 | 15 | 15.8 | 16.7 | 17.5 | 18.4 | 19.3 | 20.2 | 21.1 | 22.1 | 1.8 | 1.9 | 2 | 2.1 | 2.4 | 2.8 | 3.1 | 3.6 | 4 | 4.4 | 4.9 | 5.4 | 5.9 | 6.4 | 7 | 7.5 | 8 | 8.6 | 9.1 | 9.7 | 10.3 | 10.8 | 11.4 | 12 | 12.6 | 13.2 | 13.8 | 14.4 | 15 | 15.7
PSS | CEFN MAWR T1 | 0.4 | 0.6 | 0.8 | 0.9 | 1.1 | 1.3 | 1.5 | 1.8 | 2.1 | 2.4 | 2.9 | 3.5 | 3.7 | 3.9 | 4 | 4.1 | 4.2 | 4.3 | 4.3 | 4.4 | 4.5 | 4.5 | 4.5 | 4.6 | 4.6 | 4.6 | 4.6 | 4.4 | 4.5 | 4.5 | 0.4 | 0.5 | 0.7 | 0.9 | 1.1 | 1.4 | 1.7 | 2 | 2.3 | 2.7 | 3.1 | 3.4 | 3.8 | 4.2 | 4.4 | 4.6 | 4.8 | 5 | 5.2 | 5.5 | 5.8 | 6.1 | 6.4 | 6.7 | 7 | 7.4 | 8.1 | 8.6 | 9.7 | 10.2 | 0.4 | 0.5 | 0.7 | 0.7 | 0.8 | 0.9 | 1.1 | 1.2 | 1.5 | 1.7 | 2 | 2.4 | 2.8 | 3.1 | 3.4 | 3.5 | 3.7 | 3.9 | 4.1 | 4.6 | 5.2 | 6 | 6.8 | 7.7 | 8.6 | 9.5 | 10.4 | 11.2 | 11.8 | 12.5 | 0.4 | 0.5 | 0.8 | 1.1 | 1.4 | 1.7 | 2 | 2.4 | 2.8 | 3.1 | 3.6 | 4.2 | 4.7 | 5.2 | 5.3 | 5.6 | 5.9 | 6.1 | 6.6 | 7 | 7.6 | 8.4 | 9.2 | 9.9 | 11.1 | 11.6 | 12.5 | 13.5 | 15 | 16.5 | 0.4 | 0.5 | 0.7 | 0.8 | 1 | 1.2 | 1.4 | 1.6 | 1.9 | 2.2 | 2.6 | 2.9 | 3.3 | 3.6 | 3.9 | 4.1 | 4.2 | 4.4 | 4.7 | 5 | 5.5 | 6 | 6.6 | 7.2 | 7.8 | 8.3 | 9 | 9.7 | 10.3 | 10.9
PSS | CEMAES BAY T1 | 0.9 | 0.9 | 0.9 | 0.9 | 0.9 | 0.9 | 0.9 | 0.9 | 1 | 1 | 1 | 1 | 1 | 1 | 1.1 | 1.1 | 1.1 | 1.1 | 1.1 | 1.1 | 1.1 | 1.2 | 1.2 | 1.2 | 1.2 | 1.2 | 1.3 | 1.3 | 1.3 | 1.3 | 0.9 | 0.9 | 0.9 | 1 | 1.1 | 1.1 | 1.2 | 1.3 | 1.4 | 1.4 | 1.5 | 1.6 | 1.7 | 1.8 | 1.9 | 1.9 | 2 | 2.1 | 2.2 | 2.3 | 2.4 | 2.4 | 2.6 | 2.6 | 2.7 | 2.8 | 2.9 | 3 | 2.9 | 3 | 0.9 | 0.9 | 0.9 | 0.9 | 1 | 1 | 1 | 1.1 | 1.1 | 1.1 | 1.2 | 1.2 | 1.2 | 1.3 | 1.3 | 1.3 | 1.4 | 1.4 | 1.5 | 1.5 | 1.5 | 1.6 | 1.6 | 1.6 | 1.6 | 1.7 | 1.7 | 1.8 | 1.8 | 1.9 | 0.9 | 0.9 | 0.9 | 1 | 1.1 | 1.1 | 1.2 | 1.3 | 1.4 | 1.4 | 1.5 | 1.6 | 1.7 | 1.7 | 1.8 | 1.9 | 2 | 2.1 | 2.1 | 2.3 | 2.3 | 2.4 | 2.5 | 2.6 | 2.6 | 2.8 | 2.8 | 2.9 | 3 | 3.1 | 0.9 | 0.9 | 0.9 | 1 | 1 | 1.1 | 1.1 | 1.2 | 1.2 | 1.3 | 1.3 | 1.4 | 1.5 | 1.5 | 1.6 | 1.6 | 1.7 | 1.8 | 1.8 | 1.9 | 1.9 | 2 | 2.1 | 2.1 | 2.2 | 2.2 | 2.3 | 2.4 | 2.5 | 2.5
PSS | CEMMAES RD T1 | 1.6 | 1.7 | 1.9 | 2.1 | 2.3 | 2.5 | 2.7 | 2.9 | 3.3 | 3.6 | 4 | 4.4 | 4.6 | 4.6 | 4.7 | 4.7 | 4.9 | 4.9 | 4.9 | 5 | 5 | 5 | 5 | 5 | 4.9 | 4.9 | 4.9 | 4.7 | 4.7 | 4.7 | 1.6 | 1.6 | 1.8 | 1.9 | 2.1 | 2.3 | 2.5 | 2.6 | 2.8 | 3 | 3.2 | 3.4 | 3.6 | 3.7 | 3.8 | 3.9 | 3.9 | 4.1 | 4.1 | 4.3 | 4.4 | 4.5 | 4.6 | 4.8 | 5 | 5 | 5.3 | 5.6 | 5.7 | 6.1 | 1.6 | 1.7 | 1.8 | 1.8 | 1.8 | 1.9 | 2 | 2 | 2.2 | 2.3 | 2.4 | 2.7 | 3 | 3.1 | 3.2 | 3.3 | 3.4 | 3.5 | 3.7 | 4 | 4.5 | 5.1 | 5.8 | 6.5 | 7.2 | 8 | 8.7 | 9.3 | 9.8 | 10.3 | 1.6 | 1.6 | 1.7 | 1.9 | 2.1 | 2.2 | 2.3 | 2.5 | 2.7 | 2.9 | 3.2 | 3.5 | 3.7 | 4.1 | 4 | 4.1 | 4.2 | 4.4 | 4.6 | 4.8 | 5.1 | 5.4 | 5.6 | 5.9 | 6.6 | 7 | 7.7 | 8.6 | 9.7 | 11 | 1.6 | 1.6 | 1.8 | 1.9 | 2 | 2.1 | 2.2 | 2.3 | 2.5 | 2.6 | 2.8 | 3 | 3.3 | 3.4 | 3.5 | 3.6 | 3.7 | 3.8 | 3.9 | 4.1 | 4.4 | 4.8 | 5.2 | 5.6 | 6.1 | 6.5 | 7 | 7.5 | 7.9 | 8.4
PSS | CEREAL PARTNERS T1 / LEVER GEORGIA AVE T1 / POOL LA T1 / UML LEVER BROMBOROUGH T2 | 5.2 | 5.2 | 5.2 | 5.3 | 5.4 | 5.5 | 5.5 | 5.6 | 5.6 | 5.6 | 5.5 | 5.5 | 5.5 | 5.5 | 5.5 | 5.5 | 5.4 | 5.3 | 5.3 | 5.2 | 5.1 | 5.1 | 5 | 4.9 | 4.8 | 4.6 | 4.4 | 4.1 | 3.7 | 2.8 | 5.2 | 5.3 | 5.3 | 5.4 | 5.5 | 5.5 | 5.6 | 5.7 | 5.5 | 5.4 | 4.7 | 3.9 | 3.1 | 2.1 | 1.7 | 1.8 | 1.9 | 2 | 2 | 2.1 | 2.2 | 2.3 | 2.3 | 2.4 | 2.5 | 2.6 | 2.7 | 2.7 | 2.8 | 2.9 | 5.2 | 5.2 | 5.3 | 5.2 | 5.2 | 5.3 | 5.3 | 5.4 | 5.4 | 5.4 | 5.2 | 5 | 4.7 | 4.4 | 4.2 | 3.9 | 3.6 | 3.3 | 3.1 | 2.7 | 2.4 | 2 | 1.6 | 1.6 | 1.7 | 1.7 | 1.7 | 1.7 | 1.8 | 1.8 | 5.2 | 5.3 | 5.1 | 5 | 5.1 | 5 | 5.1 | 5.1 | 5 | 4.7 | 4.3 | 3.8 | 3.1 | 2 | 1.8 | 1.9 | 1.9 | 2 | 2.1 | 2.2 | 2.2 | 2.3 | 2.4 | 2.5 | 2.5 | 2.6 | 2.6 | 2.7 | 2.8 | 2.9 | 5.2 | 5.2 | 5.3 | 5.3 | 5.4 | 5.4 | 5.5 | 5.5 | 5.5 | 5.4 | 5 | 4.4 | 3.9 | 3.3 | 2.7 | 2 | 1.6 | 1.7 | 1.7 | 1.8 | 1.8 | 1.9 | 1.9 | 2 | 2 | 2.1 | 2.2 | 2.2 | 2.3 | 2.3
PSS | CHALON WAY T1 / TECHNOLOGY CAMPUS T1 / WOODVILLE ST T1 | 0.9 | 0.9 | 0.9 | 0.9 | 0.9 | 1 | 1 | 1.1 | 1.1 | 1.2 | 1.3 | 1.3 | 1.4 | 1.4 | 1.5 | 1.6 | 1.6 | 1.7 | 1.7 | 1.8 | 1.8 | 1.9 | 2 | 2 | 2.1 | 2.1 | 2.1 | 2.2 | 2.3 | 2.3 | 0.9 | 1 | 1.1 | 1.3 | 1.6 | 1.9 | 2.2 | 2.4 | 2.7 | 3 | 3.2 | 3.5 | 3.7 | 3.9 | 4.2 | 4.5 | 4.7 | 5 | 5.2 | 5.5 | 5.7 | 6 | 6.2 | 6.5 | 6.8 | 7 | 7.3 | 7.6 | 7.8 | 8.1 | 0.9 | 0.9 | 1 | 1 | 1.2 | 1.3 | 1.4 | 1.6 | 1.7 | 1.8 | 2 | 2.1 | 2.3 | 2.4 | 2.5 | 2.6 | 2.8 | 2.9 | 3 | 3.2 | 3.3 | 3.5 | 3.6 | 3.7 | 3.8 | 4 | 4.1 | 4.2 | 4.3 | 4.4 | 0.9 | 1 | 1.1 | 1.3 | 1.6 | 1.9 | 2.2 | 2.5 | 2.8 | 3 | 3.3 | 3.6 | 3.8 | 4.1 | 4.3 | 4.6 | 4.8 | 5.1 | 5.3 | 5.6 | 5.9 | 6.2 | 6.4 | 6.7 | 6.9 | 7.2 | 7.5 | 7.7 | 8 | 8.3 | 0.9 | 0.9 | 1 | 1.2 | 1.4 | 1.6 | 1.8 | 2 | 2.2 | 2.4 | 2.6 | 2.8 | 3 | 3.2 | 3.4 | 3.6 | 3.7 | 3.9 | 4.1 | 4.3 | 4.5 | 4.7 | 4.9 | 5.1 | 5.3 | 5.5 | 5.7 | 5.9 | 6.1 | 6.3
PSS | CHESTER GATES T1 / UNILEVER DUNKIRK T1 | 0.5 | 0.6 | 0.6 | 0.6 | 0.6 | 0.6 | 0.6 | 0.6 | 0.6 | 0.6 | 0.7 | 0.7 | 0.7 | 0.7 | 0.7 | 0.7 | 0.7 | 0.7 | 0.7 | 0.7 | 0.7 | 0.8 | 0.8 | 0.8 | 0.8 | 0.8 | 0.8 | 0.8 | 0.8 | 0.8 | 0.5 | 0.6 | 0.6 | 0.7 | 0.8 | 0.8 | 0.9 | 0.9 | 1 | 1 | 1 | 1.1 | 1.1 | 1.1 | 1.1 | 1.2 | 1.2 | 1.2 | 1.2 | 1.3 | 1.3 | 1.3 | 1.3 | 1.4 | 1.4 | 1.4 | 1.4 | 1.5 | 1.5 | 1.5 | 0.5 | 0.6 | 0.6 | 0.6 | 0.6 | 0.7 | 0.7 | 0.8 | 0.8 | 0.8 | 0.9 | 0.9 | 0.9 | 0.9 | 1 | 1 | 1 | 1 | 1 | 1.1 | 1.1 | 1.1 | 1.1 | 1.1 | 1.2 | 1.2 | 1.2 | 1.2 | 1.2 | 1.2 | 0.5 | 0.6 | 0.6 | 0.7 | 0.7 | 0.8 | 0.9 | 0.9 | 1 | 1 | 1.1 | 1.1 | 1.2 | 1.2 | 1.2 | 1.3 | 1.3 | 1.3 | 1.3 | 1.4 | 1.4 | 1.4 | 1.4 | 1.4 | 1.4 | 1.4 | 1.4 | 1.4 | 1.5 | 1.5 | 0.5 | 0.6 | 0.6 | 0.6 | 0.7 | 0.7 | 0.8 | 0.8 | 0.9 | 0.9 | 0.9 | 1 | 1 | 1 | 1.1 | 1.1 | 1.1 | 1.1 | 1.1 | 1.2 | 1.2 | 1.2 | 1.2 | 1.2 | 1.3 | 1.3 | 1.3 | 1.4 | 1.4 | 1.4
PSS | CHESTER ST (WREXHAM) T1 / EAGLES MEADOW T1 / RHOSNESNI T1 / WHITEGATE T1 | 0.8 | 0.8 | 0.8 | 0.8 | 0.8 | 0.9 | 0.9 | 0.9 | 1 | 1 | 1.1 | 1.1 | 1.2 | 1.2 | 1.3 | 1.3 | 1.3 | 1.4 | 1.5 | 1.5 | 1.6 | 1.6 | 1.7 | 1.7 | 1.8 | 1.9 | 1.9 | 2 | 2 | 2.1 | 0.8 | 0.9 | 1 | 1.1 | 1.4 | 1.7 | 2 | 2.3 | 2.6 | 3 | 3.4 | 3.8 | 4.1 | 4.5 | 4.9 | 5.4 | 5.8 | 6.2 | 6.6 | 7 | 7.5 | 8 | 8.4 | 8.9 | 9.4 | 9.9 | 10.3 | 10.8 | 11.3 | 11.8 | 0.8 | 0.8 | 0.9 | 0.9 | 1 | 1.1 | 1.2 | 1.4 | 1.5 | 1.7 | 1.9 | 2 | 2.2 | 2.4 | 2.5 | 2.7 | 2.9 | 3.1 | 3.3 | 3.5 | 3.6 | 3.8 | 4 | 4.2 | 4.4 | 4.6 | 4.7 | 5 | 5.2 | 5.4 | 0.8 | 0.9 | 1 | 1.1 | 1.4 | 1.7 | 2 | 2.3 | 2.6 | 3 | 3.4 | 3.7 | 4.1 | 4.5 | 5 | 5.4 | 5.8 | 6.3 | 6.7 | 7.1 | 7.6 | 8.1 | 8.6 | 9.1 | 9.5 | 10 | 10.5 | 11 | 11.5 | 12 | 0.8 | 0.8 | 0.9 | 1 | 1.2 | 1.4 | 1.6 | 1.8 | 2.1 | 2.3 | 2.6 | 2.9 | 3.2 | 3.4 | 3.7 | 4 | 4.3 | 4.6 | 5 | 5.3 | 5.6 | 5.9 | 6.2 | 6.6 | 6.9 | 7.2 | 7.5 | 7.9 | 8.3 | 8.6
PSS | CHILDWALL T1 / CHILDWALL FIVEWAYS T1 / LYNDENE RD T1 / MIDDLEMASS HEY T1 / NAYLORS RD T1 | 1.8 | 1.8 | 1.9 | 1.9 | 1.9 | 2 | 2.1 | 2.2 | 2.3 | 2.4 | 2.6 | 2.7 | 2.8 | 3 | 3.1 | 3.2 | 3.3 | 3.4 | 3.5 | 3.7 | 3.8 | 3.9 | 4.1 | 4.2 | 4.4 | 4.5 | 4.7 | 4.9 | 5 | 5.2 | 1.8 | 2 | 2.2 | 2.4 | 3 | 3.6 | 4.2 | 4.8 | 5.4 | 6.1 | 6.8 | 7.5 | 8.2 | 8.9 | 9.7 | 10.4 | 11.2 | 11.9 | 12.7 | 13.5 | 14.3 | 15.1 | 16 | 16.8 | 17.7 | 18.6 | 19.4 | 20.3 | 21.1 | 22.1 | 1.8 | 1.9 | 2 | 2.1 | 2.3 | 2.5 | 2.8 | 3 | 3.3 | 3.6 | 3.9 | 4.2 | 4.6 | 4.9 | 5.2 | 5.6 | 5.9 | 6.2 | 6.6 | 6.9 | 7.3 | 7.6 | 8 | 8.3 | 8.6 | 9 | 9.4 | 9.7 | 10.1 | 10.4 | 1.8 | 2 | 2.2 | 2.4 | 3 | 3.6 | 4.2 | 4.8 | 5.4 | 6.1 | 6.8 | 7.5 | 8.2 | 9 | 9.7 | 10.5 | 11.3 | 12.1 | 12.9 | 13.7 | 14.6 | 15.4 | 16.3 | 17.1 | 17.8 | 18.7 | 19.6 | 20.5 | 21.4 | 22.3 | 1.8 | 1.9 | 2.1 | 2.3 | 2.6 | 3 | 3.5 | 3.9 | 4.4 | 4.8 | 5.3 | 5.9 | 6.4 | 6.9 | 7.5 | 8 | 8.5 | 9.1 | 9.6 | 10.2 | 10.8 | 11.4 | 12 | 12.6 | 13.2 | 13.8 | 14.4 | 15 | 15.6 | 16.2
PSS | CHOWLEY T1 | 0.8 | 0.8 | 0.8 | 0.8 | 0.8 | 0.8 | 0.8 | 0.9 | 0.9 | 0.9 | 1 | 1 | 1.1 | 1.1 | 1.2 | 1.2 | 1.2 | 1.3 | 1.3 | 1.4 | 1.4 | 1.5 | 1.5 | 1.6 | 1.6 | 1.6 | 1.7 | 1.8 | 1.8 | 1.8 | 0.8 | 0.8 | 0.9 | 1 | 1.2 | 1.5 | 1.7 | 2 | 2.2 | 2.5 | 2.7 | 3 | 3.3 | 3.6 | 3.9 | 4.2 | 4.5 | 4.8 | 5.1 | 5.4 | 5.7 | 6 | 6.4 | 6.7 | 7 | 7.4 | 7.7 | 8.1 | 8.4 | 8.7 | 0.8 | 0.8 | 0.8 | 0.9 | 0.9 | 1 | 1.1 | 1.2 | 1.3 | 1.4 | 1.5 | 1.7 | 1.8 | 2 | 2.1 | 2.2 | 2.4 | 2.5 | 2.6 | 2.8 | 2.9 | 3.1 | 3.2 | 3.3 | 3.5 | 3.6 | 3.8 | 3.9 | 4 | 4.2 | 0.8 | 0.8 | 0.9 | 1 | 1.2 | 1.5 | 1.7 | 1.9 | 2.2 | 2.5 | 2.7 | 3 | 3.3 | 3.6 | 3.9 | 4.2 | 4.5 | 4.8 | 5.1 | 5.5 | 5.8 | 6.1 | 6.5 | 6.8 | 7.1 | 7.4 | 7.8 | 8.1 | 8.5 | 8.8 | 0.8 | 0.8 | 0.9 | 0.9 | 1.1 | 1.2 | 1.4 | 1.6 | 1.8 | 1.9 | 2.1 | 2.4 | 2.5 | 2.8 | 3 | 3.2 | 3.4 | 3.6 | 3.9 | 4.1 | 4.3 | 4.6 | 4.8 | 5 | 5.3 | 5.5 | 5.7 | 6 | 6.2 | 6.5
PSS | CHURCH LANE T1 / NANT HALL T1 / PRESTATYN T1 | 0.4 | 0.5 | 0.5 | 0.5 | 0.5 | 0.6 | 0.6 | 0.7 | 0.7 | 0.8 | 0.9 | 0.9 | 1 | 1.1 | 1.2 | 1.3 | 1.3 | 1.4 | 1.5 | 1.6 | 1.7 | 1.8 | 1.8 | 2 | 2.1 | 2.2 | 2.3 | 2.4 | 2.5 | 2.6 | 0.4 | 0.5 | 0.6 | 0.7 | 1 | 1.3 | 1.7 | 2 | 2.4 | 2.8 | 3.2 | 3.7 | 4.1 | 4.6 | 5.1 | 5.6 | 6.1 | 6.6 | 7.1 | 7.6 | 8.1 | 8.7 | 9.2 | 9.8 | 10.3 | 10.9 | 11.4 | 12 | 12.6 | 13.2 | 0.4 | 0.5 | 0.5 | 0.6 | 0.7 | 0.8 | 0.9 | 1.1 | 1.2 | 1.4 | 1.6 | 1.8 | 2 | 2.2 | 2.4 | 2.6 | 2.8 | 3 | 3.2 | 3.4 | 3.6 | 3.8 | 4.1 | 4.3 | 4.6 | 4.8 | 5.1 | 5.3 | 5.5 | 5.8 | 0.4 | 0.5 | 0.6 | 0.7 | 1 | 1.3 | 1.6 | 2 | 2.4 | 2.8 | 3.2 | 3.6 | 4.1 | 4.6 | 5.1 | 5.6 | 6.1 | 6.6 | 7.1 | 7.7 | 8.2 | 8.8 | 9.4 | 10 | 10.5 | 11.1 | 11.7 | 12.3 | 12.9 | 13.5 | 0.4 | 0.5 | 0.6 | 0.6 | 0.8 | 1 | 1.3 | 1.5 | 1.8 | 2.1 | 2.4 | 2.7 | 3.1 | 3.4 | 3.7 | 4.1 | 4.4 | 4.8 | 5.1 | 5.5 | 5.9 | 6.3 | 6.6 | 7.1 | 7.4 | 7.9 | 8.2 | 8.7 | 9.1 | 9.5
PSS | CHURCH LAWTON T1 | 0.6 | 0.6 | 0.6 | 0.6 | 0.7 | 0.7 | 0.7 | 0.7 | 0.8 | 0.8 | 0.8 | 0.9 | 0.9 | 0.9 | 1 | 1 | 1 | 1.1 | 1.1 | 1.1 | 1.2 | 1.2 | 1.3 | 1.3 | 1.3 | 1.4 | 1.4 | 1.5 | 1.5 | 1.5 | 0.6 | 0.7 | 0.8 | 0.9 | 1.1 | 1.3 | 1.5 | 1.7 | 1.9 | 2.1 | 2.3 | 2.6 | 2.8 | 3 | 3.3 | 3.5 | 3.8 | 4 | 4.3 | 4.5 | 4.8 | 5 | 5.3 | 5.5 | 5.8 | 6.1 | 6.4 | 6.6 | 6.9 | 7.2 | 0.6 | 0.6 | 0.7 | 0.7 | 0.8 | 0.8 | 0.9 | 1 | 1.1 | 1.2 | 1.3 | 1.4 | 1.5 | 1.6 | 1.7 | 1.8 | 1.9 | 2.1 | 2.2 | 2.3 | 2.4 | 2.5 | 2.6 | 2.7 | 2.9 | 3 | 3.1 | 3.2 | 3.3 | 3.4 | 0.6 | 0.7 | 0.8 | 0.9 | 1.1 | 1.2 | 1.5 | 1.7 | 1.9 | 2.1 | 2.3 | 2.5 | 2.8 | 3 | 3.3 | 3.5 | 3.7 | 4 | 4.2 | 4.5 | 4.7 | 5 | 5.3 | 5.6 | 5.8 | 6 | 6.3 | 6.6 | 6.9 | 7.2 | 0.6 | 0.7 | 0.7 | 0.8 | 0.9 | 1.1 | 1.2 | 1.3 | 1.5 | 1.6 | 1.8 | 2 | 2.1 | 2.3 | 2.5 | 2.7 | 2.9 | 3 | 3.2 | 3.4 | 3.6 | 3.8 | 4 | 4.1 | 4.4 | 4.5 | 4.7 | 4.9 | 5.1 | 5.3
PSS | CHURCH ST WINSFORD T1 / OVER T1 / WHARTON PK T1 / WOODFORD PK T1 | 2.8 | 2.8 | 2.8 | 2.9 | 3 | 3.1 | 3.2 | 3.2 | 3.3 | 3.4 | 3.5 | 3.6 | 3.7 | 3.8 | 3.9 | 4 | 4 | 4.1 | 4.2 | 4.3 | 4.4 | 4.5 | 4.6 | 4.7 | 4.8 | 4.8 | 4.9 | 4.9 | 4.8 | 4.6 | 2.8 | 2.9 | 3.1 | 3.3 | 3.7 | 4.2 | 4.7 | 5.3 | 5.8 | 6.2 | 6.5 | 6.8 | 7.1 | 7.3 | 7.8 | 8.5 | 9.2 | 9.9 | 10.6 | 11.4 | 12.1 | 12.9 | 13.7 | 14.4 | 15.3 | 16 | 16.9 | 17.7 | 18.5 | 19.3 | 2.8 | 2.8 | 2.9 | 3 | 3.1 | 3.3 | 3.5 | 3.8 | 4 | 4.2 | 4.4 | 4.5 | 4.7 | 4.8 | 5 | 5.2 | 5.4 | 5.5 | 5.7 | 5.9 | 6 | 6.1 | 6.3 | 6.6 | 6.9 | 7.2 | 7.5 | 7.9 | 8.2 | 8.6 | 2.8 | 2.9 | 3 | 3.1 | 3.6 | 4 | 4.5 | 5 | 5.5 | 5.9 | 6.3 | 6.7 | 7 | 7.1 | 7.7 | 8.5 | 9.2 | 9.9 | 10.6 | 11.4 | 12.2 | 13 | 13.8 | 14.6 | 15.3 | 16.1 | 17 | 17.8 | 18.7 | 19.6 | 2.8 | 2.9 | 3 | 3.1 | 3.4 | 3.8 | 4.1 | 4.5 | 4.9 | 5.2 | 5.5 | 5.7 | 5.9 | 6.1 | 6.3 | 6.4 | 6.8 | 7.3 | 7.8 | 8.3 | 8.9 | 9.4 | 10 | 10.5 | 11.1 | 11.6 | 12.2 | 12.8 | 13.3 | 13.9
PSS | CIVIC CENTRE T1 / CLAUGHTON AVE T1 / ELECTRICITY ST T1 | 0.6 | 0.6 | 0.6 | 0.6 | 0.7 | 0.7 | 0.7 | 0.7 | 0.8 | 0.8 | 0.9 | 0.9 | 1 | 1 | 1 | 1.1 | 1.1 | 1.2 | 1.2 | 1.3 | 1.3 | 1.3 | 1.4 | 1.5 | 1.5 | 1.5 | 1.6 | 1.6 | 1.7 | 1.7 | 0.6 | 0.7 | 0.8 | 0.9 | 1.1 | 1.4 | 1.6 | 1.9 | 2.1 | 2.4 | 2.7 | 3 | 3.3 | 3.6 | 3.9 | 4.2 | 4.6 | 4.9 | 5.2 | 5.6 | 5.9 | 6.2 | 6.6 | 6.9 | 7.3 | 7.7 | 8 | 8.4 | 8.8 | 9.1 | 0.6 | 0.6 | 0.7 | 0.7 | 0.8 | 0.9 | 1 | 1.1 | 1.2 | 1.4 | 1.5 | 1.6 | 1.8 | 1.9 | 2.1 | 2.2 | 2.4 | 2.5 | 2.7 | 2.8 | 3 | 3.1 | 3.3 | 3.4 | 3.5 | 3.7 | 3.8 | 4 | 4.1 | 4.3 | 0.6 | 0.7 | 0.8 | 0.9 | 1.1 | 1.4 | 1.6 | 1.9 | 2.1 | 2.4 | 2.7 | 3 | 3.3 | 3.6 | 3.9 | 4.3 | 4.6 | 4.9 | 5.3 | 5.6 | 6 | 6.3 | 6.7 | 7.1 | 7.4 | 7.7 | 8.1 | 8.5 | 8.9 | 9.3 | 0.6 | 0.7 | 0.7 | 0.8 | 1 | 1.1 | 1.3 | 1.5 | 1.7 | 1.9 | 2.1 | 2.3 | 2.5 | 2.8 | 3 | 3.2 | 3.5 | 3.7 | 3.9 | 4.2 | 4.4 | 4.7 | 4.9 | 5.2 | 5.4 | 5.7 | 5.9 | 6.2 | 6.4 | 6.7
PSS | CLEDFORD T1 | 1.1 | 1.1 | 1.1 | 1.2 | 1.2 | 1.2 | 1.3 | 1.3 | 1.3 | 1.4 | 1.5 | 1.5 | 1.6 | 1.6 | 1.7 | 1.7 | 1.7 | 1.8 | 1.9 | 1.9 | 2 | 2 | 2.1 | 2.1 | 2.2 | 2.2 | 2.3 | 2.3 | 2.4 | 2.4 | 1.1 | 1.2 | 1.3 | 1.5 | 1.8 | 2 | 2.3 | 2.6 | 2.9 | 3.2 | 3.5 | 3.8 | 4.1 | 4.5 | 4.8 | 5.1 | 5.5 | 5.8 | 6.1 | 6.5 | 6.8 | 7.2 | 7.5 | 7.9 | 8.3 | 8.6 | 9 | 9.4 | 9.7 | 10.1 | 1.1 | 1.2 | 1.2 | 1.3 | 1.4 | 1.5 | 1.6 | 1.7 | 1.9 | 2 | 2.2 | 2.3 | 2.5 | 2.7 | 2.8 | 3 | 3.1 | 3.3 | 3.5 | 3.6 | 3.8 | 3.9 | 4.1 | 4.2 | 4.4 | 4.5 | 4.7 | 4.8 | 5 | 5.1 | 1.1 | 1.2 | 1.3 | 1.5 | 1.8 | 2.1 | 2.3 | 2.6 | 2.9 | 3.2 | 3.5 | 3.9 | 4.2 | 4.5 | 4.9 | 5.2 | 5.5 | 5.9 | 6.2 | 6.5 | 6.9 | 7.2 | 7.6 | 8 | 8.2 | 8.6 | 9 | 9.3 | 9.7 | 10.1 | 1.1 | 1.2 | 1.3 | 1.4 | 1.6 | 1.8 | 2 | 2.2 | 2.4 | 2.6 | 2.8 | 3.1 | 3.3 | 3.6 | 3.8 | 4 | 4.3 | 4.5 | 4.8 | 5 | 5.3 | 5.5 | 5.8 | 6.1 | 6.3 | 6.6 | 6.8 | 7.1 | 7.4 | 7.6
PSS | CLOCKFACE T1 / GEC ST HELENS T1 / HILLS MOSS T1 / NCB SUTTON MANOR T2 | 3.9 | 4.1 | 4.9 | 4.9 | 5.2 | 5.5 | 5.5 | 6.1 | 6.5 | 7.1 | 7.7 | 8.4 | 8.7 | 8.8 | 9.1 | 9.1 | 9.2 | 9.2 | 9.3 | 9.4 | 9.4 | 9.4 | 9.5 | 9.5 | 9.5 | 9.3 | 9.3 | 8.9 | 9 | 9 | 3.9 | 4.1 | 4.8 | 4.9 | 5.4 | 5.7 | 5.9 | 6.3 | 6.8 | 7.4 | 7.9 | 8.2 | 8.6 | 8.8 | 9 | 8.8 | 8.8 | 9 | 9.2 | 9.4 | 9.6 | 10 | 10.4 | 11 | 11.6 | 11.7 | 12.6 | 13.8 | 15.1 | 16.6 | 3.9 | 4 | 4.4 | 4.4 | 4.5 | 4.6 | 4.8 | 5 | 5.2 | 5.7 | 6.1 | 6.4 | 7 | 7.4 | 7.8 | 7.6 | 8 | 8.5 | 8.9 | 9.5 | 10.2 | 10.9 | 11.4 | 12.1 | 12.8 | 13.4 | 14.1 | 14.6 | 15.1 | 15.5 | 3.9 | 3.8 | 4.1 | 4.1 | 4.1 | 3.7 | 4 | 4.5 | 5.3 | 6.2 | 7.6 | 9.7 | 10.8 | 12.9 | 10.8 | 11 | 11.5 | 12.1 | 13.3 | 14.8 | 16.5 | 18.3 | 20 | 21.6 | 23 | 24.5 | 26 | 27.5 | 28.8 | 29.8 | 3.9 | 4.1 | 4.6 | 4.7 | 5 | 5.1 | 5.3 | 5.7 | 6 | 6.5 | 7 | 7.3 | 7.8 | 8.1 | 8.4 | 8.2 | 8.4 | 8.7 | 9.1 | 9.5 | 9.9 | 10.4 | 10.9 | 11.5 | 12.2 | 12.6 | 13.4 | 14.2 | 15.1 | 16
PSS | CLUBMOOR T1 / DUNLOPS WALTON T1 / WALTON T2 | 0.1 | 0.1 | 0.1 | 0.1 | 0.1 | 0.2 | 0.2 | 0.2 | 0.2 | 0.2 | 0.2 | 0.2 | 0.2 | 0.2 | 0.2 | 0.2 | 0.2 | 0.2 | 0.2 | 0.2 | 0.2 | 0.2 | 0.2 | 0.2 | 0.2 | 0.2 | 0.2 | 0.2 | 0.2 | 0.2 | 0.1 | 0.2 | 0.2 | 0.2 | 0.2 | 0.2 | 0.2 | 0.2 | 0.3 | 0.3 | 0.3 | 0.3 | 0.3 | 0.3 | 0.3 | 0.3 | 0.3 | 0.3 | 0.3 | 0.3 | 0.3 | 0.3 | 0.3 | 0.3 | 0.3 | 0.3 | 0.3 | 0.3 | 0.3 | 0.3 | 0.1 | 0.1 | 0.2 | 0.2 | 0.2 | 0.2 | 0.2 | 0.2 | 0.2 | 0.2 | 0.2 | 0.2 | 0.2 | 0.2 | 0.2 | 0.3 | 0.3 | 0.3 | 0.3 | 0.3 | 0.3 | 0.3 | 0.3 | 0.3 | 0.3 | 0.3 | 0.3 | 0.3 | 0.3 | 0.3 | 0.1 | 0.2 | 0.2 | 0.2 | 0.2 | 0.2 | 0.2 | 0.3 | 0.3 | 0.3 | 0.3 | 0.3 | 0.3 | 0.3 | 0.3 | 0.3 | 0.3 | 0.3 | 0.3 | 0.3 | 0.3 | 0.3 | 0.3 | 0.3 | 0.3 | 0.3 | 0.3 | 0.3 | 0.3 | 0.3 | 0.1 | 0.2 | 0.2 | 0.2 | 0.2 | 0.2 | 0.2 | 0.2 | 0.2 | 0.2 | 0.2 | 0.3 | 0.3 | 0.3 | 0.3 | 0.3 | 0.3 | 0.3 | 0.3 | 0.3 | 0.3 | 0.3 | 0.3 | 0.3 | 0.3 | 0.3 | 0.3 | 0.3 | 0.3 | 0.3
PSS | COEDPOETH T1 | 0.8 | 0.8 | 0.8 | 0.8 | 0.8 | 0.8 | 0.8 | 0.8 | 0.9 | 0.9 | 0.9 | 0.9 | 1 | 1 | 1 | 1 | 1 | 1 | 1.1 | 1.1 | 1.1 | 1.1 | 1.1 | 1.2 | 1.2 | 1.2 | 1.2 | 1.2 | 1.2 | 1.3 | 0.8 | 0.8 | 0.9 | 0.9 | 1 | 1.1 | 1.2 | 1.4 | 1.4 | 1.6 | 1.6 | 1.7 | 1.8 | 1.9 | 2 | 2.1 | 2.2 | 2.3 | 2.4 | 2.5 | 2.6 | 2.7 | 2.7 | 2.9 | 2.9 | 3 | 3.1 | 3.2 | 3.3 | 3.4 | 0.8 | 0.8 | 0.8 | 0.8 | 0.9 | 0.9 | 1 | 1 | 1.1 | 1.1 | 1.2 | 1.2 | 1.3 | 1.3 | 1.4 | 1.4 | 1.5 | 1.5 | 1.5 | 1.5 | 1.6 | 1.6 | 1.7 | 1.7 | 1.7 | 1.8 | 1.8 | 1.8 | 1.9 | 1.9 | 0.8 | 0.8 | 0.9 | 0.9 | 1.1 | 1.2 | 1.3 | 1.4 | 1.5 | 1.6 | 1.7 | 1.8 | 1.9 | 2 | 2.1 | 2.2 | 2.2 | 2.3 | 2.4 | 2.5 | 2.6 | 2.7 | 2.8 | 2.9 | 2.9 | 3 | 3 | 3.2 | 3.2 | 3.3 | 0.8 | 0.8 | 0.8 | 0.9 | 1 | 1 | 1.1 | 1.2 | 1.3 | 1.3 | 1.4 | 1.5 | 1.5 | 1.6 | 1.7 | 1.8 | 1.8 | 1.9 | 1.9 | 2 | 2.1 | 2.2 | 2.2 | 2.3 | 2.3 | 2.4 | 2.5 | 2.5 | 2.6 | 2.6
PSS | COLWYN BAY T1 / COLWYN BAY T2 / RHOS-ON-SEA T1 | 0.5 | 0.5 | 0.5 | 0.5 | 0.5 | 0.5 | 0.6 | 0.6 | 0.6 | 0.6 | 0.7 | 0.7 | 0.7 | 0.8 | 0.8 | 0.9 | 0.9 | 0.9 | 1 | 1 | 1.1 | 1.1 | 1.1 | 1.2 | 1.2 | 1.3 | 1.3 | 1.4 | 1.4 | 1.4 | 0.5 | 0.5 | 0.6 | 0.7 | 0.9 | 1.1 | 1.3 | 1.5 | 1.7 | 2 | 2.3 | 2.5 | 2.8 | 3.1 | 3.3 | 3.6 | 3.9 | 4.2 | 4.5 | 4.8 | 5.1 | 5.5 | 5.8 | 6.1 | 6.4 | 6.8 | 7.1 | 7.4 | 7.8 | 8.1 | 0.5 | 0.5 | 0.5 | 0.6 | 0.6 | 0.7 | 0.8 | 0.8 | 0.9 | 1 | 1.1 | 1.3 | 1.4 | 1.5 | 1.6 | 1.8 | 1.9 | 2 | 2.2 | 2.3 | 2.4 | 2.6 | 2.7 | 2.8 | 2.9 | 3.1 | 3.2 | 3.4 | 3.5 | 3.6 | 0.5 | 0.5 | 0.6 | 0.7 | 0.9 | 1.1 | 1.3 | 1.5 | 1.7 | 2 | 2.2 | 2.5 | 2.8 | 3.1 | 3.3 | 3.6 | 3.9 | 4.3 | 4.5 | 4.9 | 5.2 | 5.5 | 5.9 | 6.2 | 6.5 | 6.8 | 7.2 | 7.5 | 7.9 | 8.2 | 0.5 | 0.5 | 0.6 | 0.6 | 0.7 | 0.9 | 1 | 1.2 | 1.3 | 1.5 | 1.7 | 1.9 | 2.1 | 2.3 | 2.5 | 2.7 | 2.9 | 3.1 | 3.3 | 3.6 | 3.8 | 4 | 4.2 | 4.5 | 4.7 | 4.9 | 5.2 | 5.4 | 5.6 | 5.9
PSS | CONEY GREEN T1 / OSWESTRY T2 / OSWESTRY T1 | 2.7 | 2.7 | 2.7 | 2.8 | 2.8 | 2.8 | 2.8 | 2.9 | 3.3 | 3.5 | 3.5 | 3.6 | 3.6 | 3.7 | 3.7 | 3.8 | 3.9 | 3.9 | 4 | 4 | 4.1 | 4.1 | 4.2 | 4.2 | 4.3 | 4.3 | 4.4 | 4.4 | 4.5 | 4.6 | 2.7 | 2.8 | 2.9 | 3.2 | 3.6 | 4 | 4.4 | 4.7 | 5.1 | 5.4 | 5.8 | 6.2 | 6.6 | 7 | 7.4 | 7.8 | 8.3 | 8.7 | 9.1 | 9.6 | 10 | 10.5 | 10.9 | 11.4 | 11.9 | 12.4 | 12.8 | 13.3 | 13.8 | 14.3 | 2.7 | 2.8 | 2.9 | 3.1 | 3.3 | 3.5 | 3.7 | 3.9 | 4 | 4.2 | 4.4 | 4.6 | 4.7 | 4.9 | 5.1 | 5.3 | 5.5 | 5.6 | 5.8 | 6 | 6.2 | 6.4 | 6.6 | 6.7 | 6.9 | 7.1 | 7.3 | 7.5 | 7.7 | 7.9 | 2.7 | 2.8 | 3 | 3.3 | 3.7 | 4.1 | 4.5 | 4.9 | 5.2 | 5.6 | 6 | 6.4 | 6.8 | 7.2 | 7.6 | 8.1 | 8.5 | 8.9 | 9.4 | 9.9 | 10.3 | 10.8 | 11.3 | 11.8 | 11.9 | 12.4 | 12.8 | 13.3 | 13.8 | 14.3 | 2.7 | 2.8 | 2.9 | 3.1 | 3.4 | 3.7 | 4.1 | 4.3 | 4.5 | 4.8 | 5.1 | 5.4 | 5.7 | 6 | 6.3 | 6.6 | 6.9 | 7.2 | 7.5 | 7.8 | 8.1 | 8.4 | 8.7 | 9.1 | 9.4 | 9.7 | 10.1 | 10.4 | 10.8 | 11.1
PSS | CONIX T1 / CONIX T2 / MEDEVA T1 | 0.9 | 1 | 1.3 | 1.4 | 1.6 | 1.9 | 2.2 | 2.5 | 2.9 | 3.3 | 3.9 | 4.5 | 4.8 | 5 | 5.2 | 5.2 | 5.4 | 5.5 | 5.5 | 5.6 | 5.7 | 5.7 | 5.8 | 5.8 | 5.8 | 5.8 | 5.8 | 5.7 | 5.7 | 5.8 | 0.9 | 1 | 1.2 | 1.5 | 1.9 | 2.2 | 2.4 | 2.7 | 2.9 | 3.2 | 3.5 | 3.8 | 4 | 4.2 | 4.3 | 4.4 | 4.3 | 4.3 | 4.4 | 4.4 | 4.5 | 4.6 | 4.7 | 4.8 | 4.8 | 4.8 | 5 | 5.2 | 5.5 | 5.8 | 0.9 | 1 | 1.1 | 1.2 | 1.4 | 1.6 | 1.8 | 2 | 2.3 | 2.5 | 2.8 | 3.2 | 3.6 | 3.9 | 4.2 | 4.3 | 4.4 | 4.5 | 4.6 | 5 | 5.5 | 6.1 | 6.8 | 7.5 | 8.1 | 8.8 | 9.5 | 10 | 10.5 | 11 | 0.9 | 1 | 1.3 | 1.7 | 2.1 | 2.5 | 2.8 | 3.2 | 3.5 | 3.8 | 4.2 | 4.7 | 5 | 5.4 | 5.4 | 5.5 | 5.6 | 5.6 | 5.9 | 6.1 | 6.3 | 6.6 | 6.8 | 7 | 7.5 | 7.8 | 8.3 | 9 | 9.8 | 10.9 | 0.9 | 1 | 1.2 | 1.4 | 1.6 | 1.9 | 2.1 | 2.3 | 2.6 | 2.9 | 3.2 | 3.5 | 3.8 | 4.1 | 4.3 | 4.3 | 4.3 | 4.4 | 4.5 | 4.7 | 5 | 5.3 | 5.7 | 6.1 | 6.5 | 6.8 | 7.2 | 7.6 | 8 | 8.4
PSS | CONNAHS QUAY LOCAL T1 / CONNAHS QUAY LOCAL T2 / HAWARDEN T1 / KING GEORGE ST T1 | 0.6 | 0.6 | 0.6 | 0.6 | 0.7 | 0.7 | 0.8 | 1.4 | 1.9 | 2.2 | 2.3 | 2.4 | 2.6 | 2.7 | 2.8 | 3 | 3.2 | 3.4 | 3.5 | 3.7 | 3.9 | 4 | 4.2 | 4.4 | 4.5 | 4.7 | 4.9 | 5.1 | 5.2 | 5.4 | 0.6 | 0.7 | 1 | 1.5 | 2.2 | 3 | 3.8 | 4.7 | 5.4 | 6.2 | 7.1 | 8 | 9 | 9.9 | 10.9 | 11.9 | 12.9 | 13.9 | 14.9 | 16 | 17.1 | 18.2 | 19.3 | 20.5 | 21.6 | 22.8 | 23.9 | 25.1 | 26.3 | 27.5 | 0.6 | 0.6 | 0.9 | 1.2 | 1.5 | 1.9 | 2.3 | 2.7 | 3 | 3.4 | 3.7 | 4.1 | 4.5 | 4.8 | 5.3 | 5.6 | 6.1 | 6.5 | 6.9 | 7.4 | 7.8 | 8.3 | 8.7 | 9.2 | 9.6 | 10.1 | 10.5 | 11 | 11.5 | 12 | 0.6 | 0.8 | 1.1 | 1.5 | 2.2 | 3 | 3.9 | 4.7 | 5.4 | 6.2 | 7.1 | 8 | 8.9 | 9.9 | 10.9 | 11.9 | 12.9 | 13.9 | 15.1 | 16.2 | 17.3 | 18.5 | 19.6 | 20.8 | 22.1 | 23.3 | 24.6 | 25.8 | 27 | 28.3 | 0.6 | 0.6 | 0.9 | 1.4 | 1.9 | 2.5 | 3.1 | 3.7 | 4.2 | 4.8 | 5.4 | 6.1 | 6.7 | 7.4 | 8.1 | 8.8 | 9.5 | 10.2 | 10.9 | 11.7 | 12.4 | 13.2 | 14 | 14.8 | 15.6 | 16.4 | 17.2 | 18.1 | 18.9 | 19.7
PSS | CONWY T1 / DEGANWY T1 / LLANDUDNO JUNCTION T1 | 0.4 | 0.5 | 0.5 | 0.5 | 0.5 | 0.6 | 0.6 | 0.7 | 0.7 | 0.8 | 0.9 | 1 | 1.1 | 1.2 | 1.2 | 1.3 | 1.4 | 1.5 | 1.6 | 1.7 | 1.8 | 1.9 | 2 | 2.1 | 2.2 | 2.3 | 2.5 | 2.6 | 2.7 | 2.8 | 0.4 | 0.5 | 0.6 | 0.8 | 1.1 | 1.4 | 1.8 | 2.2 | 2.6 | 3.1 | 3.6 | 4.1 | 4.6 | 5.2 | 5.7 | 6.3 | 6.8 | 7.4 | 8 | 8.6 | 9.2 | 9.9 | 10.5 | 11.1 | 11.8 | 12.4 | 13.1 | 13.7 | 14.4 | 15.1 | 0.4 | 0.5 | 0.5 | 0.6 | 0.7 | 0.8 | 0.9 | 1.1 | 1.3 | 1.5 | 1.7 | 1.9 | 2.1 | 2.4 | 2.6 | 2.8 | 3 | 3.3 | 3.5 | 3.8 | 4 | 4.3 | 4.6 | 4.8 | 5.1 | 5.3 | 5.6 | 5.9 | 6.1 | 6.4 | 0.4 | 0.5 | 0.6 | 0.7 | 1 | 1.4 | 1.8 | 2.2 | 2.6 | 3 | 3.5 | 4 | 4.5 | 5.1 | 5.7 | 6.2 | 6.8 | 7.4 | 8 | 8.6 | 9.3 | 9.9 | 10.6 | 11.2 | 11.8 | 12.5 | 13.2 | 13.9 | 14.6 | 15.3 | 0.4 | 0.5 | 0.6 | 0.7 | 0.9 | 1.1 | 1.4 | 1.7 | 2 | 2.3 | 2.6 | 3 | 3.4 | 3.8 | 4.1 | 4.5 | 4.9 | 5.3 | 5.8 | 6.2 | 6.6 | 7.1 | 7.5 | 8 | 8.4 | 8.9 | 9.4 | 9.8 | 10.3 | 10.8
PSS | CORWEN T1 | 3.7 | 3.8 | 3.9 | 4 | 4.1 | 4.3 | 4.4 | 4.6 | 4.8 | 5.1 | 5.4 | 5.7 | 5.9 | 6 | 6.2 | 6.2 | 6.3 | 6.3 | 6.4 | 6.4 | 6.5 | 6.4 | 6.5 | 6.4 | 6.5 | 6.4 | 6.4 | 6.3 | 6.3 | 6.3 | 3.7 | 3.7 | 3.9 | 4 | 4.2 | 4.4 | 4.5 | 4.6 | 4.8 | 5.1 | 5.4 | 5.7 | 5.9 | 6.1 | 6.3 | 6.3 | 6.4 | 6.5 | 6.6 | 6.8 | 6.9 | 7 | 7.2 | 7.4 | 7.6 | 7.6 | 7.9 | 8.3 | 8.4 | 8.8 | 3.7 | 3.8 | 3.9 | 4 | 4 | 4.1 | 4.2 | 4.3 | 4.5 | 4.7 | 5 | 5.3 | 5.8 | 6 | 6.2 | 6.3 | 6.4 | 6.5 | 6.6 | 7 | 7.7 | 8.5 | 9.4 | 10.4 | 11.4 | 12.4 | 13.4 | 14.1 | 14.9 | 15.6 | 3.7 | 3.7 | 3.9 | 4.1 | 4.4 | 4.6 | 4.8 | 5.1 | 5.4 | 5.7 | 6.1 | 6.6 | 6.9 | 7.3 | 7.2 | 7.3 | 7.5 | 7.6 | 7.9 | 8.2 | 8.6 | 8.9 | 9.3 | 9.6 | 10.3 | 10.9 | 11.6 | 12.8 | 14.3 | 16 | 3.7 | 3.8 | 3.9 | 4 | 4.1 | 4.2 | 4.4 | 4.5 | 4.7 | 4.9 | 5.2 | 5.5 | 5.8 | 6 | 6.2 | 6.3 | 6.4 | 6.5 | 6.6 | 6.9 | 7.3 | 7.8 | 8.3 | 8.9 | 9.5 | 10 | 10.6 | 11.2 | 11.8 | 12.4
PSS | CREWE T1 | 4 | 3.8 | 3.8 | 3.8 | 3.7 | 3.7 | 3.8 | 3.8 | 3.8 | 3.8 | 3.8 | 3.8 | 3.9 | 3.9 | 3.9 | 3.9 | 3.7 | 3.7 | 3.7 | 3.6 | 3.7 | 3.7 | 3.7 | 3.7 | 3.8 | 3.8 | 3.8 | 3.9 | 3.9 | 3.9 | 4 | 4 | 4.1 | 4.1 | 4.3 | 4.4 | 4.5 | 4.6 | 4.7 | 4.9 | 5 | 5.1 | 5.2 | 5.4 | 5.5 | 5.6 | 5.7 | 5.8 | 5.9 | 6.1 | 6.2 | 6.3 | 6.4 | 6.6 | 6.7 | 6.8 | 7 | 7.1 | 7.2 | 7.3 | 4 | 4 | 4 | 4 | 4 | 4.1 | 4.1 | 4.2 | 4.2 | 4.3 | 4.4 | 4.4 | 4.5 | 4.5 | 4.6 | 4.6 | 4.7 | 4.7 | 4.8 | 4.8 | 4.9 | 4.9 | 4.9 | 5 | 5.1 | 5.1 | 5.2 | 5.2 | 5.3 | 5.3 | 4 | 4 | 4.1 | 4.1 | 4.3 | 4.4 | 4.5 | 4.6 | 4.8 | 4.9 | 5 | 5.2 | 5.3 | 5.4 | 5.5 | 5.7 | 5.8 | 5.9 | 6 | 6.2 | 6.3 | 6.4 | 6.5 | 6.7 | 6.3 | 6.4 | 6.5 | 6.6 | 6.7 | 6.8 | 4 | 4 | 4 | 4.1 | 4.1 | 4.2 | 4.3 | 4.4 | 4.5 | 4.6 | 4.7 | 4.7 | 4.8 | 4.9 | 5 | 5.1 | 5.2 | 5.3 | 5.4 | 5.5 | 5.5 | 5.6 | 5.7 | 5.8 | 5.9 | 6 | 6.1 | 6.1 | 6.2 | 6.3
PSS | CRIGGION RADIO STATION T1 | 0.9 | 1 | 1.1 | 1.2 | 1.3 | 1.5 | 1.6 | 1.7 | 2 | 2.2 | 2.4 | 2.7 | 2.9 | 3 | 3.2 | 3.2 | 3.3 | 3.4 | 3.4 | 3.4 | 3.4 | 3.4 | 3.4 | 3.4 | 3.5 | 3.4 | 3.4 | 3.3 | 3.3 | 3.3 | 0.9 | 1 | 1.1 | 1.2 | 1.4 | 1.5 | 1.7 | 1.7 | 1.9 | 2.1 | 2.4 | 2.6 | 2.7 | 2.9 | 2.9 | 3 | 3 | 3 | 3 | 3 | 3 | 3.1 | 3.1 | 3.2 | 3.3 | 3.3 | 3.5 | 3.7 | 4 | 4.3 | 0.9 | 1 | 1.2 | 1.2 | 1.3 | 1.4 | 1.5 | 1.6 | 1.8 | 1.9 | 2.2 | 2.5 | 3 | 3.2 | 3.4 | 3.4 | 3.5 | 3.6 | 3.8 | 4.2 | 4.9 | 5.8 | 6.8 | 7.9 | 9 | 10 | 11.1 | 11.9 | 12.6 | 13.4 | 0.9 | 1 | 1.2 | 1.5 | 1.8 | 2 | 2.2 | 2.3 | 2.6 | 2.9 | 3.2 | 3.7 | 3.9 | 4.3 | 4 | 4.1 | 4.2 | 4.2 | 4.4 | 4.7 | 4.9 | 5.2 | 5.5 | 5.7 | 6.3 | 6.8 | 7.6 | 8.8 | 10.4 | 12.2 | 0.9 | 1 | 1.1 | 1.2 | 1.3 | 1.4 | 1.6 | 1.6 | 1.8 | 2 | 2.3 | 2.5 | 2.9 | 3 | 3.1 | 3.2 | 3.2 | 3.3 | 3.4 | 3.6 | 4 | 4.4 | 5 | 5.6 | 6.1 | 6.7 | 7.3 | 7.8 | 8.3 | 8.9
PSS | CROSSFIELDS T1 / CROSSFIELDS T2 / LEVERS CROSSFIELDS T3 / GATEWARTH SEWAGE T1 | 1.4 | 1.3 | 1.2 | 1.2 | 1.2 | 1.2 | 1.2 | 1.2 | 1.3 | 1.3 | 1.3 | 1.4 | 1.4 | 1.4 | 1.5 | 1.5 | 1.5 | 1.5 | 1.5 | 1.5 | 1.6 | 1.6 | 1.6 | 1.6 | 1.7 | 1.7 | 1.7 | 1.8 | 1.8 | 1.8 | 1.4 | 1.4 | 1.5 | 1.6 | 1.8 | 1.9 | 2 | 2.1 | 2.2 | 2.3 | 2.4 | 2.5 | 2.6 | 2.7 | 2.7 | 2.8 | 2.9 | 2.9 | 3 | 3.1 | 3.1 | 3.2 | 3.3 | 3.3 | 3.4 | 3.5 | 3.5 | 3.6 | 3.6 | 3.7 | 1.4 | 1.4 | 1.4 | 1.4 | 1.5 | 1.5 | 1.6 | 1.7 | 1.8 | 1.8 | 1.9 | 1.9 | 2 | 2.1 | 2.1 | 2.2 | 2.2 | 2.2 | 2.3 | 2.3 | 2.4 | 2.4 | 2.4 | 2.5 | 2.5 | 2.6 | 2.6 | 2.6 | 2.7 | 2.7 | 1.4 | 1.4 | 1.5 | 1.6 | 1.8 | 1.9 | 2.1 | 2.2 | 2.3 | 2.4 | 2.5 | 2.7 | 2.8 | 2.9 | 2.9 | 3 | 3.1 | 3.2 | 3.2 | 3.3 | 3.3 | 3.4 | 3.5 | 3.5 | 3.5 | 3.6 | 3.7 | 3.7 | 3.7 | 3.8 | 1.4 | 1.4 | 1.5 | 1.5 | 1.6 | 1.7 | 1.8 | 1.9 | 2 | 2.1 | 2.2 | 2.2 | 2.3 | 2.4 | 2.4 | 2.5 | 2.5 | 2.6 | 2.6 | 2.7 | 2.8 | 2.8 | 2.9 | 2.9 | 3 | 3 | 3.1 | 3.1 | 3.1 | 3.2
PSS | CROWTON T1 | 0.4 | 0.4 | 0.6 | 0.7 | 0.8 | 1 | 1.2 | 1.4 | 1.7 | 2.1 | 2.6 | 3.1 | 3.4 | 3.5 | 3.7 | 3.7 | 4 | 4 | 4.1 | 4.2 | 4.2 | 4.2 | 4.3 | 4.3 | 4.4 | 4.3 | 4.4 | 4.3 | 4.3 | 4.4 | 0.4 | 0.4 | 0.6 | 0.7 | 1 | 1.2 | 1.4 | 1.7 | 2 | 2.3 | 2.7 | 3.1 | 3.4 | 3.8 | 4 | 4.2 | 4.3 | 4.5 | 4.7 | 4.9 | 5.1 | 5.4 | 5.7 | 5.9 | 6.2 | 6.4 | 6.7 | 7.1 | 7.6 | 8.1 | 0.4 | 0.4 | 0.5 | 0.5 | 0.6 | 0.7 | 0.8 | 1 | 1.2 | 1.4 | 1.7 | 2.1 | 2.6 | 2.9 | 3.2 | 3.3 | 3.5 | 3.6 | 3.8 | 4.3 | 5 | 5.8 | 6.7 | 7.6 | 8.5 | 9.4 | 10.4 | 11.1 | 11.8 | 12.4 | 0.4 | 0.5 | 0.7 | 1 | 1.3 | 1.6 | 1.9 | 2.2 | 2.6 | 3 | 3.5 | 4.1 | 4.5 | 5.1 | 5.1 | 5.3 | 5.6 | 5.8 | 6.2 | 6.6 | 7.1 | 7.5 | 8 | 8.3 | 9.2 | 9.7 | 10.5 | 11.5 | 12.9 | 14.3 | 0.4 | 0.4 | 0.5 | 0.6 | 0.8 | 0.9 | 1.1 | 1.3 | 1.6 | 1.9 | 2.2 | 2.6 | 3 | 3.4 | 3.6 | 3.8 | 3.9 | 4.1 | 4.3 | 4.6 | 5.1 | 5.6 | 6.2 | 6.8 | 7.4 | 7.9 | 8.6 | 9.1 | 9.7 | 10.3
PSS | CWM DYLI T1 | 1.7 | 1.8 | 2.1 | 2.3 | 2.5 | 2.8 | 3 | 3.3 | 3.7 | 4.1 | 4.6 | 5.1 | 5.3 | 5.3 | 5.4 | 5.3 | 5.4 | 5.4 | 5.4 | 5.4 | 5.4 | 5.4 | 5.3 | 5.3 | 5.2 | 5.1 | 5.1 | 4.8 | 4.8 | 4.8 | 1.7 | 1.7 | 1.8 | 2 | 2.1 | 2.3 | 2.4 | 2.5 | 2.5 | 2.6 | 2.7 | 2.7 | 2.8 | 2.9 | 2.9 | 2.8 | 2.8 | 2.7 | 2.7 | 2.7 | 2.7 | 2.7 | 2.8 | 2.8 | 2.8 | 2.8 | 2.9 | 3.1 | 3.3 | 3.6 | 1.7 | 1.8 | 1.8 | 1.8 | 1.9 | 1.9 | 1.9 | 2 | 2 | 2 | 2.2 | 2.3 | 2.5 | 2.6 | 2.6 | 2.7 | 2.7 | 2.8 | 2.8 | 3 | 3.3 | 3.6 | 4.1 | 4.6 | 5 | 5.4 | 5.9 | 6.3 | 6.6 | 6.9 | 1.7 | 1.7 | 1.8 | 1.8 | 1.9 | 2 | 2 | 2.1 | 2.2 | 2.3 | 2.4 | 2.6 | 2.7 | 2.9 | 2.8 | 2.8 | 2.8 | 2.9 | 3 | 3.1 | 3.2 | 3.3 | 3.5 | 3.6 | 4 | 4.3 | 4.6 | 5.1 | 5.8 | 6.6 | 1.7 | 1.7 | 1.8 | 1.9 | 2 | 2.1 | 2.2 | 2.2 | 2.3 | 2.3 | 2.4 | 2.5 | 2.7 | 2.7 | 2.8 | 2.7 | 2.7 | 2.8 | 2.8 | 2.9 | 3 | 3.2 | 3.4 | 3.7 | 3.9 | 4.1 | 4.4 | 4.7 | 5 | 5.3
PSS | DAILY POST & ECHO T1 / DAILY POST & ECHO T2 | 0.1 | 0.1 | 0.1 | 0.1 | 0.1 | 0.2 | 0.2 | 0.2 | 0.2 | 0.2 | 0.2 | 0.2 | 0.2 | 0.2 | 0.2 | 0.2 | 0.2 | 0.2 | 0.2 | 0.2 | 0.2 | 0.2 | 0.2 | 0.2 | 0.2 | 0.2 | 0.2 | 0.2 | 0.2 | 0.2 | 0.1 | 0.2 | 0.2 | 0.2 | 0.2 | 0.2 | 0.2 | 0.2 | 0.3 | 0.3 | 0.3 | 0.3 | 0.3 | 0.3 | 0.3 | 0.3 | 0.3 | 0.3 | 0.3 | 0.3 | 0.3 | 0.3 | 0.3 | 0.3 | 0.3 | 0.3 | 0.3 | 0.3 | 0.3 | 0.3 | 0.1 | 0.1 | 0.2 | 0.2 | 0.2 | 0.2 | 0.2 | 0.2 | 0.2 | 0.2 | 0.2 | 0.2 | 0.2 | 0.2 | 0.2 | 0.3 | 0.3 | 0.3 | 0.3 | 0.3 | 0.3 | 0.3 | 0.3 | 0.3 | 0.3 | 0.3 | 0.3 | 0.3 | 0.3 | 0.3 | 0.1 | 0.2 | 0.2 | 0.2 | 0.2 | 0.2 | 0.2 | 0.3 | 0.3 | 0.3 | 0.3 | 0.3 | 0.3 | 0.3 | 0.3 | 0.3 | 0.3 | 0.3 | 0.3 | 0.3 | 0.3 | 0.3 | 0.3 | 0.3 | 0.3 | 0.3 | 0.3 | 0.3 | 0.3 | 0.3 | 0.1 | 0.2 | 0.2 | 0.2 | 0.2 | 0.2 | 0.2 | 0.2 | 0.2 | 0.2 | 0.2 | 0.3 | 0.3 | 0.3 | 0.3 | 0.3 | 0.3 | 0.3 | 0.3 | 0.3 | 0.3 | 0.3 | 0.3 | 0.3 | 0.3 | 0.3 | 0.3 | 0.3 | 0.3 | 0.3
PSS | DARESBURY NPL T1 / DARESBURY PK T1 | 1.4 | 1.4 | 1.7 | 1.7 | 1.8 | 1.9 | 1.9 | 2.1 | 2.2 | 2.4 | 2.6 | 2.8 | 2.9 | 3 | 3 | 3 | 3 | 3 | 3.1 | 3.1 | 3.1 | 3.1 | 3.1 | 3.1 | 3.1 | 3 | 3 | 2.8 | 2.8 | 2.8 | 1.4 | 1.4 | 1.6 | 1.7 | 1.8 | 1.9 | 2 | 2.1 | 2.3 | 2.5 | 2.6 | 2.7 | 2.9 | 2.9 | 3 | 2.9 | 2.9 | 3 | 3 | 3.1 | 3.2 | 3.3 | 3.5 | 3.6 | 3.8 | 3.9 | 4.2 | 4.5 | 5 | 5.5 | 1.4 | 1.4 | 1.5 | 1.5 | 1.6 | 1.6 | 1.6 | 1.7 | 1.7 | 1.9 | 2 | 2.1 | 2.3 | 2.4 | 2.5 | 2.4 | 2.6 | 2.7 | 2.8 | 3 | 3.2 | 3.4 | 3.6 | 3.8 | 4 | 4.2 | 4.5 | 4.6 | 4.8 | 4.9 | 1.4 | 1.3 | 1.4 | 1.4 | 1.4 | 1.3 | 1.3 | 1.5 | 1.8 | 2.1 | 2.5 | 3.3 | 3.6 | 4.3 | 3.6 | 3.6 | 3.8 | 4 | 4.3 | 4.9 | 5.4 | 6 | 6.6 | 7.1 | 7.6 | 8 | 8.5 | 9 | 9.4 | 9.8 | 1.4 | 1.4 | 1.6 | 1.6 | 1.7 | 1.7 | 1.8 | 1.9 | 2 | 2.2 | 2.3 | 2.4 | 2.6 | 2.7 | 2.7 | 2.7 | 2.7 | 2.8 | 2.9 | 3.1 | 3.2 | 3.4 | 3.5 | 3.7 | 3.9 | 4 | 4.3 | 4.6 | 4.9 | 5.2
PSS | DAVY WAY T1 / LLAY T1 | 2.5 | 2.5 | 2.5 | 2.5 | 2.6 | 2.6 | 2.6 | 2.7 | 2.7 | 2.7 | 2.7 | 2.7 | 2.8 | 2.8 | 2.8 | 2.8 | 2.8 | 2.8 | 2.8 | 2.7 | 2.7 | 2.8 | 2.7 | 2.7 | 2.7 | 2.7 | 2.6 | 2.6 | 2.4 | 2.2 | 2.5 | 2.5 | 2.6 | 2.7 | 2.8 | 3 | 3.1 | 3.2 | 3.3 | 3.4 | 3.2 | 3.1 | 3 | 2.8 | 2.8 | 2.9 | 3.1 | 3.2 | 3.4 | 3.5 | 3.7 | 3.9 | 4 | 4.2 | 4.3 | 4.5 | 4.7 | 4.8 | 5 | 5.2 | 2.5 | 2.5 | 2.5 | 2.5 | 2.6 | 2.6 | 2.7 | 2.8 | 2.8 | 2.9 | 2.9 | 2.8 | 2.8 | 2.8 | 2.7 | 2.7 | 2.7 | 2.6 | 2.6 | 2.5 | 2.5 | 2.4 | 2.3 | 2.4 | 2.4 | 2.6 | 2.6 | 2.7 | 2.8 | 2.9 | 2.5 | 2.5 | 2.5 | 2.5 | 2.7 | 2.8 | 2.9 | 3 | 3.1 | 3.1 | 3.1 | 3.1 | 3 | 2.7 | 2.8 | 2.9 | 3.1 | 3.3 | 3.5 | 3.6 | 3.8 | 3.9 | 4.1 | 4.3 | 4.4 | 4.5 | 4.7 | 4.9 | 5.1 | 5.2 | 2.5 | 2.5 | 2.6 | 2.6 | 2.7 | 2.8 | 2.9 | 3 | 3.1 | 3.1 | 3 | 3 | 2.9 | 2.8 | 2.7 | 2.5 | 2.5 | 2.6 | 2.7 | 2.8 | 2.9 | 3 | 3.2 | 3.3 | 3.4 | 3.5 | 3.7 | 3.8 | 3.9 | 4
PSS | DEESIDE ALUMINIUM T1 / DUNLOP PLASTICS T1 / FIRESTONE T1 / TETRAPAK T1 | 0 | 0 | 0 | 0 | 0 | 0 | 0 | 0 | 0 | 0 | 0 | 0 | 0 | 0 | 0 | 0 | 0.1 | 0.1 | 0.1 | 0.1 | 0.1 | 0.1 | 0.1 | 0.1 | 0.1 | 0.1 | 0.1 | 0.1 | 0.1 | 0.1 | 0 | 0 | 0 | 0 | 0 | 0.1 | 0.1 | 0.1 | 0.1 | 0.2 | 0.2 | 0.2 | 0.2 | 0.3 | 0.3 | 0.3 | 0.4 | 0.4 | 0.4 | 0.5 | 0.5 | 0.6 | 0.6 | 0.6 | 0.7 | 0.7 | 0.7 | 0.7 | 0.8 | 0.8 | 0 | 0 | 0 | 0 | 0 | 0 | 0 | 0 | 0 | 0 | 0 | 0.1 | 0.1 | 0.1 | 0.1 | 0.1 | 0.1 | 0.1 | 0.2 | 0.2 | 0.2 | 0.2 | 0.2 | 0.2 | 0.2 | 0.2 | 0.2 | 0.2 | 0.3 | 0.3 | 0 | 0 | 0 | 0 | 0 | 0.1 | 0.1 | 0.1 | 0.1 | 0.2 | 0.2 | 0.2 | 0.3 | 0.3 | 0.3 | 0.3 | 0.4 | 0.4 | 0.5 | 0.5 | 0.5 | 0.6 | 0.6 | 0.6 | 0.7 | 0.7 | 0.8 | 0.9 | 0.9 | 0.9 | 0 | 0 | 0 | 0 | 0 | 0 | 0 | 0.1 | 0.1 | 0.1 | 0.1 | 0.1 | 0.2 | 0.2 | 0.2 | 0.2 | 0.2 | 0.3 | 0.3 | 0.3 | 0.3 | 0.4 | 0.4 | 0.4 | 0.4 | 0.5 | 0.5 | 0.5 | 0.5 | 0.6
PSS | DEESIDE IND PK T1 / DEESIDE IND PK 6TH AVE T1 / RAF SEALAND T1 | 0.6 | 0.6 | 0.6 | 0.6 | 0.6 | 0.6 | 0.6 | 0.7 | 0.7 | 0.7 | 0.7 | 0.7 | 0.7 | 0.8 | 0.8 | 0.8 | 0.8 | 0.8 | 0.8 | 0.8 | 0.8 | 0.9 | 0.9 | 0.9 | 0.9 | 0.9 | 0.9 | 0.9 | 1 | 1 | 0.6 | 0.6 | 0.7 | 0.7 | 0.8 | 0.8 | 0.9 | 1 | 1.1 | 1.1 | 1.2 | 1.3 | 1.3 | 1.4 | 1.4 | 1.5 | 1.6 | 1.7 | 1.7 | 1.8 | 1.8 | 2 | 2 | 2.1 | 2.1 | 2.2 | 2.3 | 2.4 | 2.4 | 2.5 | 0.6 | 0.6 | 0.6 | 0.6 | 0.7 | 0.7 | 0.7 | 0.8 | 0.8 | 0.9 | 0.9 | 0.9 | 1 | 1 | 1 | 1.1 | 1.1 | 1.1 | 1.2 | 1.2 | 1.2 | 1.3 | 1.3 | 1.3 | 1.4 | 1.4 | 1.4 | 1.5 | 1.5 | 1.5 | 0.6 | 0.6 | 0.7 | 0.7 | 0.8 | 0.9 | 0.9 | 1 | 1.1 | 1.2 | 1.3 | 1.3 | 1.4 | 1.4 | 1.5 | 1.6 | 1.6 | 1.7 | 1.7 | 1.8 | 1.9 | 2 | 2 | 2.1 | 2.1 | 2.2 | 2.3 | 2.3 | 2.4 | 2.4 | 0.6 | 0.6 | 0.6 | 0.7 | 0.7 | 0.8 | 0.8 | 0.9 | 0.9 | 1 | 1.1 | 1.1 | 1.1 | 1.2 | 1.2 | 1.3 | 1.3 | 1.4 | 1.4 | 1.5 | 1.5 | 1.6 | 1.7 | 1.7 | 1.8 | 1.8 | 1.9 | 1.9 | 1.9 | 2
PSS | DELAMORE ST T1 / KIRKDALE T1 / WALTON T1 | 0.1 | 0.1 | 0.1 | 0.2 | 0.2 | 0.2 | 0.2 | 0.2 | 0.2 | 0.3 | 0.3 | 0.3 | 0.3 | 0.3 | 0.4 | 0.4 | 0.4 | 0.5 | 0.5 | 0.5 | 0.5 | 0.6 | 0.6 | 0.7 | 0.7 | 0.7 | 0.8 | 0.8 | 0.8 | 0.9 | 0.1 | 0.2 | 0.2 | 0.3 | 0.4 | 0.6 | 0.8 | 1 | 1.2 | 1.4 | 1.6 | 1.9 | 2.1 | 2.4 | 2.6 | 2.9 | 3.2 | 3.4 | 3.7 | 4 | 4.3 | 4.5 | 4.8 | 5.1 | 5.4 | 5.7 | 6 | 6.4 | 6.7 | 7 | 0.1 | 0.1 | 0.2 | 0.2 | 0.2 | 0.3 | 0.3 | 0.4 | 0.5 | 0.5 | 0.6 | 0.7 | 0.8 | 1 | 1.1 | 1.2 | 1.3 | 1.4 | 1.5 | 1.6 | 1.8 | 1.9 | 2 | 2.1 | 2.2 | 2.4 | 2.5 | 2.6 | 2.7 | 2.8 | 0.1 | 0.2 | 0.2 | 0.3 | 0.4 | 0.6 | 0.7 | 0.9 | 1.1 | 1.4 | 1.6 | 1.8 | 2.1 | 2.3 | 2.6 | 2.9 | 3.1 | 3.4 | 3.7 | 4 | 4.3 | 4.6 | 4.9 | 5.2 | 5.5 | 5.9 | 6.2 | 6.5 | 6.8 | 7.1 | 0.1 | 0.2 | 0.2 | 0.2 | 0.3 | 0.4 | 0.6 | 0.7 | 0.8 | 1 | 1.1 | 1.3 | 1.5 | 1.7 | 1.8 | 2 | 2.2 | 2.4 | 2.6 | 2.8 | 3 | 3.2 | 3.4 | 3.6 | 3.8 | 4 | 4.3 | 4.5 | 4.7 | 4.9
PSS | DENBIGH T1 | 0.4 | 0.4 | 0.5 | 0.5 | 0.5 | 0.5 | 0.5 | 0.5 | 0.5 | 0.5 | 0.6 | 0.6 | 0.6 | 0.6 | 0.7 | 0.7 | 0.7 | 0.7 | 0.7 | 0.7 | 0.8 | 0.8 | 0.8 | 0.8 | 0.9 | 0.9 | 0.9 | 0.9 | 1 | 1 | 0.4 | 0.5 | 0.5 | 0.6 | 0.7 | 0.8 | 0.9 | 1.1 | 1.2 | 1.3 | 1.5 | 1.6 | 1.7 | 1.9 | 2 | 2.2 | 2.3 | 2.5 | 2.6 | 2.8 | 2.9 | 3.1 | 3.2 | 3.4 | 3.5 | 3.7 | 3.9 | 4.1 | 4.2 | 4.4 | 0.4 | 0.5 | 0.5 | 0.5 | 0.5 | 0.6 | 0.6 | 0.7 | 0.7 | 0.8 | 0.9 | 0.9 | 1 | 1 | 1.1 | 1.1 | 1.2 | 1.2 | 1.3 | 1.4 | 1.4 | 1.5 | 1.5 | 1.6 | 1.6 | 1.7 | 1.8 | 1.8 | 1.9 | 2 | 0.4 | 0.5 | 0.5 | 0.6 | 0.7 | 0.8 | 1 | 1.1 | 1.2 | 1.3 | 1.5 | 1.6 | 1.8 | 1.9 | 2.1 | 2.2 | 2.3 | 2.5 | 2.7 | 2.8 | 3 | 3.1 | 3.3 | 3.5 | 3.6 | 3.8 | 3.9 | 4.1 | 4.2 | 4.4 | 0.4 | 0.5 | 0.5 | 0.5 | 0.6 | 0.7 | 0.8 | 0.9 | 1 | 1.1 | 1.2 | 1.2 | 1.3 | 1.4 | 1.5 | 1.7 | 1.8 | 1.9 | 1.9 | 2.1 | 2.2 | 2.3 | 2.4 | 2.5 | 2.6 | 2.7 | 2.8 | 3 | 3.1 | 3.2
PSS | DESOTO RD T1 / MERSEY BRIDGE T1 / PITT ST T1 | 0.9 | 0.9 | 0.9 | 0.9 | 0.9 | 1 | 1 | 1 | 1.1 | 1.1 | 1.2 | 1.2 | 1.3 | 1.3 | 1.4 | 1.4 | 1.4 | 1.5 | 1.5 | 1.5 | 1.5 | 1.6 | 1.6 | 1.6 | 1.6 | 1.7 | 1.7 | 1.7 | 1.7 | 1.8 | 0.9 | 0.9 | 1.1 | 1.2 | 1.4 | 1.6 | 1.7 | 1.9 | 1.9 | 2 | 2.1 | 2.2 | 2.2 | 2.3 | 2.4 | 2.4 | 2.5 | 2.5 | 2.5 | 2.6 | 2.6 | 2.6 | 2.7 | 2.7 | 2.7 | 2.8 | 2.8 | 2.8 | 2.9 | 2.9 | 0.9 | 0.9 | 1 | 1 | 1.1 | 1.2 | 1.3 | 1.4 | 1.5 | 1.6 | 1.6 | 1.7 | 1.8 | 1.8 | 1.9 | 1.9 | 1.9 | 2 | 2 | 2 | 2.1 | 2.1 | 2.1 | 2.1 | 2.2 | 2.2 | 2.2 | 2.2 | 2.2 | 2.2 | 0.9 | 1 | 1.1 | 1.2 | 1.5 | 1.6 | 1.8 | 2 | 2.1 | 2.2 | 2.3 | 2.4 | 2.4 | 2.5 | 2.6 | 2.6 | 2.7 | 2.7 | 2.7 | 2.8 | 2.8 | 2.8 | 2.9 | 2.9 | 2.9 | 2.9 | 2.9 | 3 | 3 | 3 | 0.9 | 0.9 | 1 | 1.1 | 1.3 | 1.4 | 1.5 | 1.6 | 1.7 | 1.8 | 1.9 | 1.9 | 2 | 2.1 | 2.1 | 2.2 | 2.2 | 2.2 | 2.3 | 2.3 | 2.3 | 2.4 | 2.4 | 2.4 | 2.5 | 2.5 | 2.5 | 2.5 | 2.5 | 2.6
PSS | DIBBINSDALE T1 / PLYMYARD T1 / WIBP HARDKNOTT RD T1 | 0.6 | 0.6 | 0.7 | 0.7 | 0.7 | 0.7 | 0.8 | 0.9 | 0.9 | 1 | 1 | 1.1 | 1.2 | 1.3 | 1.4 | 1.5 | 1.5 | 1.6 | 1.7 | 1.7 | 1.8 | 1.9 | 2 | 2.1 | 2.2 | 2.3 | 2.4 | 2.5 | 2.6 | 2.8 | 0.6 | 0.7 | 0.8 | 0.9 | 1.2 | 1.5 | 1.9 | 2.2 | 2.6 | 3 | 3.4 | 3.8 | 4.2 | 4.6 | 5 | 5.5 | 5.9 | 6.4 | 6.8 | 7.3 | 7.7 | 8.2 | 8.7 | 9.2 | 9.7 | 10.2 | 10.7 | 11.2 | 11.7 | 12.2 | 0.6 | 0.7 | 0.7 | 0.8 | 0.9 | 1 | 1.1 | 1.3 | 1.5 | 1.6 | 1.8 | 2 | 2.2 | 2.4 | 2.6 | 2.8 | 3 | 3.2 | 3.4 | 3.5 | 3.8 | 4 | 4.2 | 4.3 | 4.6 | 4.8 | 5 | 5.2 | 5.4 | 5.7 | 0.6 | 0.7 | 0.8 | 0.9 | 1.2 | 1.5 | 1.9 | 2.2 | 2.6 | 2.9 | 3.3 | 3.7 | 4.2 | 4.6 | 5 | 5.5 | 5.9 | 6.4 | 6.8 | 7.3 | 7.9 | 8.3 | 8.9 | 9.4 | 9.8 | 10.4 | 10.9 | 11.4 | 12 | 12.5 | 0.6 | 0.7 | 0.7 | 0.8 | 1 | 1.3 | 1.5 | 1.8 | 2 | 2.3 | 2.6 | 2.9 | 3.2 | 3.5 | 3.8 | 4.1 | 4.4 | 4.8 | 5.1 | 5.4 | 5.7 | 6.1 | 6.4 | 6.8 | 7.1 | 7.5 | 7.8 | 8.2 | 8.6 | 8.9
PSS | DINGLE T1 / GRANBY T1 / ST JAMES T2 | 0.1 | 0.1 | 0.1 | 0.1 | 0.1 | 0.2 | 0.2 | 0.2 | 0.2 | 0.2 | 0.2 | 0.2 | 0.2 | 0.2 | 0.2 | 0.3 | 0.3 | 0.3 | 0.3 | 0.3 | 0.3 | 0.3 | 0.3 | 0.3 | 0.3 | 0.4 | 0.4 | 0.4 | 0.4 | 0.4 | 0.1 | 0.2 | 0.2 | 0.2 | 0.2 | 0.3 | 0.3 | 0.4 | 0.4 | 0.5 | 0.5 | 0.6 | 0.6 | 0.7 | 0.7 | 0.8 | 0.8 | 0.9 | 0.9 | 1 | 1.1 | 1.1 | 1.1 | 1.2 | 1.3 | 1.3 | 1.4 | 1.4 | 1.5 | 1.6 | 0.1 | 0.1 | 0.2 | 0.2 | 0.2 | 0.2 | 0.2 | 0.3 | 0.3 | 0.3 | 0.3 | 0.4 | 0.4 | 0.4 | 0.4 | 0.5 | 0.5 | 0.5 | 0.5 | 0.6 | 0.6 | 0.6 | 0.6 | 0.7 | 0.7 | 0.7 | 0.8 | 0.8 | 0.8 | 0.8 | 0.1 | 0.2 | 0.2 | 0.2 | 0.2 | 0.3 | 0.4 | 0.4 | 0.4 | 0.5 | 0.6 | 0.6 | 0.7 | 0.7 | 0.8 | 0.9 | 0.9 | 1 | 1 | 1.1 | 1.1 | 1.2 | 1.2 | 1.3 | 1.3 | 1.4 | 1.5 | 1.5 | 1.5 | 1.6 | 0.1 | 0.2 | 0.2 | 0.2 | 0.2 | 0.3 | 0.3 | 0.3 | 0.4 | 0.4 | 0.4 | 0.5 | 0.5 | 0.5 | 0.6 | 0.6 | 0.7 | 0.7 | 0.7 | 0.8 | 0.8 | 0.9 | 0.9 | 0.9 | 1 | 1 | 1.1 | 1.1 | 1.2 | 1.2
PSS | DITTON T1 / GAVIN RD T1 / HOUGH GREEN T1 / RTZ T1 | 1.4 | 1.4 | 1.5 | 1.5 | 1.5 | 1.6 | 1.7 | 1.8 | 1.9 | 2 | 2.1 | 2.3 | 2.4 | 2.5 | 2.6 | 2.8 | 2.8 | 3 | 3.1 | 3.2 | 3.3 | 3.5 | 3.6 | 3.8 | 3.9 | 4 | 4.2 | 4.3 | 4.5 | 4.6 | 1.4 | 1.6 | 1.7 | 2 | 2.5 | 3.1 | 3.6 | 4.2 | 4.8 | 5.3 | 6 | 6.6 | 7.3 | 7.9 | 8.6 | 9.2 | 9.9 | 10.6 | 11.3 | 12 | 12.8 | 13.5 | 14.3 | 15 | 15.8 | 16.5 | 17.3 | 18.1 | 18.9 | 19.7 | 1.4 | 1.5 | 1.6 | 1.7 | 1.8 | 2.1 | 2.3 | 2.6 | 2.8 | 3.1 | 3.4 | 3.7 | 4 | 4.3 | 4.6 | 4.9 | 5.2 | 5.5 | 5.8 | 6.1 | 6.4 | 6.7 | 7.1 | 7.4 | 7.7 | 8 | 8.4 | 8.7 | 9 | 9.3 | 1.4 | 1.5 | 1.7 | 2 | 2.5 | 3.1 | 3.6 | 4.2 | 4.8 | 5.4 | 6 | 6.7 | 7.3 | 8 | 8.7 | 9.4 | 10.1 | 10.8 | 11.5 | 12.2 | 13 | 13.8 | 14.6 | 15.3 | 16 | 16.8 | 17.6 | 18.4 | 19.2 | 20 | 1.4 | 1.5 | 1.7 | 1.8 | 2.2 | 2.6 | 3 | 3.4 | 3.8 | 4.2 | 4.7 | 5.2 | 5.6 | 6.1 | 6.6 | 7.1 | 7.6 | 8.1 | 8.6 | 9.1 | 9.6 | 10.1 | 10.7 | 11.2 | 11.7 | 12.3 | 12.8 | 13.4 | 14 | 14.5
PSS | DODDS LA T1 / HOLBORN HILL T1 / MAGHULL T1 / MAGHULL T2 / ROBBINS BRIDGE T1 | 1 | 1.1 | 1.1 | 1.2 | 1.2 | 1.3 | 1.4 | 1.6 | 1.7 | 1.9 | 2.1 | 2.3 | 2.5 | 2.7 | 2.9 | 3.2 | 3.4 | 3.6 | 3.8 | 4.1 | 4.4 | 4.6 | 4.9 | 5.2 | 5.5 | 5.7 | 6 | 6.3 | 6.6 | 7 | 1 | 1.2 | 1.5 | 1.9 | 2.7 | 3.7 | 4.8 | 5.9 | 7.1 | 8.4 | 9.8 | 11.2 | 12.6 | 14.1 | 15.6 | 17.1 | 18.7 | 20.2 | 21.8 | 23.5 | 25.1 | 26.9 | 28.6 | 30.4 | 32.1 | 33.9 | 35.8 | 37.6 | 39.4 | 41.3 | 1 | 1.1 | 1.2 | 1.4 | 1.6 | 2 | 2.4 | 2.9 | 3.3 | 3.8 | 4.4 | 5 | 5.6 | 6.2 | 6.9 | 7.5 | 8.2 | 8.8 | 9.5 | 10.2 | 10.9 | 11.6 | 12.3 | 13 | 13.7 | 14.4 | 15.2 | 15.9 | 16.6 | 17.3 | 1 | 1.2 | 1.5 | 1.9 | 2.7 | 3.6 | 4.7 | 5.8 | 7 | 8.2 | 9.6 | 11 | 12.4 | 13.9 | 15.4 | 17 | 18.6 | 20.2 | 21.9 | 23.6 | 25.4 | 27.2 | 29 | 30.8 | 32.6 | 34.4 | 36.3 | 38.2 | 40.1 | 42.1 | 1 | 1.2 | 1.4 | 1.6 | 2.2 | 2.8 | 3.6 | 4.4 | 5.2 | 6.1 | 7.1 | 8.1 | 9.1 | 10.1 | 11.2 | 12.3 | 13.4 | 14.5 | 15.7 | 16.8 | 18 | 19.2 | 20.5 | 21.7 | 22.9 | 24.2 | 25.5 | 26.7 | 28 | 29.3
PSS | DOLGARROG GRID T1 / DOLGARROG GRID T2 | 2.8 | 2.9 | 3.1 | 3.3 | 3.5 | 3.7 | 3.9 | 4.2 | 4.6 | 4.9 | 5.4 | 6 | 6.3 | 6.4 | 6.6 | 6.6 | 6.8 | 6.8 | 6.8 | 6.9 | 7 | 7 | 7 | 7 | 7 | 7 | 7 | 6.9 | 6.9 | 6.9 | 2.8 | 2.8 | 3 | 3.1 | 3.3 | 3.6 | 3.8 | 4 | 4.3 | 4.6 | 4.9 | 5.2 | 5.5 | 5.8 | 6 | 6.1 | 6.1 | 6.3 | 6.4 | 6.6 | 6.7 | 7 | 7.2 | 7.4 | 7.6 | 7.8 | 8.1 | 8.5 | 8.8 | 9.2 | 2.8 | 2.9 | 3 | 3 | 3.1 | 3.2 | 3.4 | 3.5 | 3.7 | 3.9 | 4.2 | 4.5 | 4.9 | 5.2 | 5.4 | 5.5 | 5.6 | 5.7 | 5.9 | 6.3 | 6.8 | 7.4 | 8.2 | 8.9 | 9.6 | 10.4 | 11.2 | 11.8 | 12.4 | 13 | 2.8 | 2.8 | 3 | 3.3 | 3.6 | 3.9 | 4.2 | 4.5 | 4.8 | 5.2 | 5.6 | 6.1 | 6.4 | 6.9 | 6.9 | 7.1 | 7.3 | 7.5 | 7.8 | 8.2 | 8.5 | 8.9 | 9.3 | 9.6 | 10.3 | 10.8 | 11.4 | 12.2 | 13.4 | 14.6 | 2.8 | 2.8 | 3 | 3.1 | 3.2 | 3.4 | 3.6 | 3.8 | 4 | 4.2 | 4.6 | 4.9 | 5.2 | 5.5 | 5.7 | 5.8 | 5.9 | 6 | 6.1 | 6.4 | 6.8 | 7.2 | 7.7 | 8.2 | 8.6 | 9.1 | 9.6 | 10.2 | 10.7 | 11.2
PSS | DOLGELLAU T1 | 1.4 | 1.5 | 1.5 | 1.5 | 1.6 | 1.6 | 1.7 | 1.7 | 1.7 | 1.8 | 1.8 | 1.9 | 1.9 | 1.9 | 1.9 | 1.9 | 2.1 | 2.1 | 2.1 | 2.1 | 2.1 | 2.2 | 2.2 | 2.2 | 2.2 | 2.3 | 2.3 | 2.3 | 2.3 | 2.3 | 1.4 | 1.5 | 1.5 | 1.6 | 1.8 | 2 | 2.1 | 2.2 | 2.3 | 2.5 | 2.6 | 2.8 | 2.9 | 3 | 3.2 | 3.3 | 3.4 | 3.6 | 3.8 | 3.9 | 4.1 | 4.3 | 4.4 | 4.6 | 4.7 | 4.9 | 5.1 | 5.2 | 5.4 | 5.6 | 1.4 | 1.5 | 1.5 | 1.6 | 1.7 | 1.8 | 1.9 | 2 | 2 | 2.1 | 2.1 | 2.2 | 2.2 | 2.3 | 2.3 | 2.4 | 2.4 | 2.5 | 2.5 | 2.6 | 2.6 | 2.7 | 2.7 | 2.8 | 2.8 | 2.9 | 2.9 | 3 | 3.1 | 3.1 | 1.4 | 1.5 | 1.6 | 1.7 | 1.9 | 2.1 | 2.2 | 2.3 | 2.5 | 2.6 | 2.7 | 2.9 | 3 | 3.1 | 3.3 | 3.4 | 3.6 | 3.7 | 3.9 | 4 | 4.2 | 4.4 | 4.5 | 4.7 | 4.8 | 5 | 5.1 | 5.3 | 5.5 | 5.6 | 1.4 | 1.5 | 1.5 | 1.6 | 1.7 | 1.9 | 2 | 2.1 | 2.2 | 2.3 | 2.4 | 2.5 | 2.5 | 2.7 | 2.7 | 2.8 | 2.9 | 3 | 3.1 | 3.3 | 3.3 | 3.5 | 3.6 | 3.7 | 3.8 | 3.9 | 4 | 4.1 | 4.2 | 4.4
PSS | DUCKINGTON T1 / DUCKINGTON T2 | 0.7 | 0.7 | 0.7 | 0.7 | 0.7 | 0.8 | 0.8 | 0.8 | 0.8 | 0.9 | 0.9 | 0.9 | 1 | 1 | 1 | 1.1 | 1 | 1.1 | 1.1 | 1.1 | 1.2 | 1.2 | 1.2 | 1.2 | 1.3 | 1.3 | 1.3 | 1.4 | 1.4 | 1.4 | 0.7 | 0.8 | 0.8 | 0.9 | 1.1 | 1.2 | 1.4 | 1.5 | 1.7 | 1.8 | 2 | 2.1 | 2.3 | 2.5 | 2.6 | 2.8 | 3 | 3.1 | 3.3 | 3.5 | 3.7 | 3.8 | 4 | 4.2 | 4.4 | 4.6 | 4.7 | 4.9 | 5.1 | 5.3 | 0.7 | 0.7 | 0.8 | 0.8 | 0.8 | 0.9 | 1 | 1.1 | 1.1 | 1.2 | 1.3 | 1.3 | 1.4 | 1.5 | 1.6 | 1.6 | 1.7 | 1.8 | 1.9 | 1.9 | 2 | 2 | 2.1 | 2.2 | 2.3 | 2.4 | 2.5 | 2.5 | 2.7 | 2.7 | 0.7 | 0.8 | 0.8 | 0.9 | 1.1 | 1.2 | 1.4 | 1.6 | 1.7 | 1.9 | 2 | 2.2 | 2.3 | 2.5 | 2.7 | 2.8 | 3 | 3.1 | 3.3 | 3.5 | 3.7 | 3.9 | 4 | 4.2 | 4.3 | 4.5 | 4.7 | 4.9 | 5 | 5.3 | 0.7 | 0.7 | 0.8 | 0.9 | 1 | 1.1 | 1.2 | 1.3 | 1.4 | 1.5 | 1.6 | 1.7 | 1.9 | 2 | 2.1 | 2.2 | 2.3 | 2.5 | 2.6 | 2.7 | 2.8 | 2.9 | 3.1 | 3.2 | 3.3 | 3.5 | 3.6 | 3.7 | 3.9 | 4
PSS | DUDDON T1 | 0.5 | 0.6 | 0.7 | 0.8 | 0.9 | 1.1 | 1.2 | 1.4 | 1.6 | 1.9 | 2.3 | 2.8 | 3.1 | 3.2 | 3.4 | 3.5 | 3.7 | 3.7 | 3.8 | 3.8 | 3.9 | 4 | 4 | 4 | 4.1 | 4.1 | 4.1 | 4 | 4.1 | 4.1 | 0.5 | 0.6 | 0.7 | 0.8 | 1 | 1.2 | 1.4 | 1.6 | 1.9 | 2.1 | 2.5 | 2.8 | 3.1 | 3.4 | 3.6 | 3.6 | 3.7 | 3.7 | 3.9 | 4 | 4.1 | 4.3 | 4.5 | 4.7 | 4.9 | 4.9 | 5.2 | 5.5 | 5.9 | 6.4 | 0.5 | 0.6 | 0.6 | 0.7 | 0.8 | 0.9 | 1 | 1.2 | 1.4 | 1.6 | 2 | 2.4 | 2.9 | 3.2 | 3.5 | 3.6 | 3.7 | 3.9 | 4.1 | 4.6 | 5.3 | 6.2 | 7.2 | 8.3 | 9.3 | 10.4 | 11.4 | 12.2 | 13 | 13.7 | 0.5 | 0.6 | 0.9 | 1.1 | 1.5 | 1.7 | 2 | 2.3 | 2.6 | 3 | 3.4 | 4 | 4.4 | 4.9 | 4.8 | 4.9 | 5.1 | 5.2 | 5.5 | 5.9 | 6.2 | 6.6 | 7 | 7.3 | 8 | 8.6 | 9.3 | 10.5 | 12 | 13.7 | 0.5 | 0.6 | 0.7 | 0.8 | 0.9 | 1.1 | 1.2 | 1.4 | 1.7 | 1.9 | 2.2 | 2.6 | 3 | 3.3 | 3.5 | 3.6 | 3.7 | 3.8 | 4 | 4.3 | 4.7 | 5.2 | 5.8 | 6.5 | 7.1 | 7.6 | 8.3 | 8.9 | 9.5 | 10
PSS | DYFFRYN ARDUDWY T1 | 0.4 | 0.5 | 0.7 | 0.7 | 0.9 | 1 | 1.2 | 1.4 | 1.6 | 1.9 | 2.2 | 2.6 | 2.9 | 3 | 3.1 | 3.1 | 3.3 | 3.3 | 3.3 | 3.4 | 3.5 | 3.5 | 3.5 | 3.5 | 3.5 | 3.5 | 3.5 | 3.4 | 3.4 | 3.5 | 0.4 | 0.4 | 0.6 | 0.7 | 0.8 | 1 | 1.1 | 1.3 | 1.5 | 1.8 | 2.1 | 2.3 | 2.6 | 2.8 | 2.9 | 3 | 3 | 3.1 | 3.2 | 3.3 | 3.4 | 3.5 | 3.7 | 3.8 | 3.9 | 4 | 4.2 | 4.5 | 4.9 | 5.3 | 0.4 | 0.5 | 0.6 | 0.7 | 0.8 | 0.8 | 1 | 1.1 | 1.3 | 1.5 | 1.8 | 2.1 | 2.6 | 2.8 | 3 | 3.1 | 3.2 | 3.4 | 3.5 | 4 | 4.7 | 5.5 | 6.5 | 7.5 | 8.5 | 9.5 | 10.6 | 11.3 | 12 | 12.7 | 0.4 | 0.4 | 0.7 | 0.9 | 1.2 | 1.4 | 1.6 | 1.8 | 2.1 | 2.4 | 2.8 | 3.2 | 3.6 | 4 | 3.9 | 4 | 4.2 | 4.3 | 4.6 | 4.9 | 5.2 | 5.5 | 5.9 | 6.1 | 6.8 | 7.4 | 8.1 | 9.2 | 10.7 | 12.3 | 0.4 | 0.4 | 0.6 | 0.7 | 0.8 | 0.9 | 1 | 1.2 | 1.4 | 1.6 | 1.9 | 2.2 | 2.6 | 2.8 | 3 | 3.1 | 3.1 | 3.2 | 3.3 | 3.7 | 4 | 4.5 | 5.1 | 5.7 | 6.2 | 6.8 | 7.4 | 7.9 | 8.5 | 9
PSS | DYSERTH RD T1 / FFORDD LAS T1 / FFORDD LAS T2 / WESTBOURNE AVE T1 | 0.4 | 0.5 | 0.5 | 0.5 | 0.5 | 0.6 | 0.6 | 0.7 | 0.7 | 0.8 | 0.9 | 1 | 1.1 | 1.2 | 1.3 | 1.3 | 1.4 | 1.5 | 1.6 | 1.7 | 1.8 | 1.9 | 2.1 | 2.2 | 2.3 | 2.4 | 2.5 | 2.7 | 2.8 | 2.9 | 0.4 | 0.5 | 0.6 | 0.8 | 1.1 | 1.5 | 1.9 | 2.4 | 2.9 | 3.4 | 3.9 | 4.5 | 5 | 5.6 | 6.2 | 6.8 | 7.5 | 8.1 | 8.7 | 9.4 | 10 | 10.7 | 11.4 | 12 | 12.8 | 13.5 | 14.2 | 14.9 | 15.6 | 16.4 | 0.4 | 0.5 | 0.5 | 0.6 | 0.7 | 0.8 | 1 | 1.2 | 1.4 | 1.6 | 1.8 | 2 | 2.3 | 2.5 | 2.7 | 3 | 3.2 | 3.5 | 3.8 | 4.1 | 4.3 | 4.6 | 4.9 | 5.2 | 5.4 | 5.7 | 6 | 6.3 | 6.6 | 6.8 | 0.4 | 0.5 | 0.6 | 0.7 | 1.1 | 1.4 | 1.8 | 2.3 | 2.8 | 3.2 | 3.8 | 4.3 | 4.9 | 5.5 | 6.1 | 6.7 | 7.3 | 8 | 8.7 | 9.4 | 10 | 10.8 | 11.5 | 12.2 | 12.9 | 13.7 | 14.4 | 15.1 | 15.9 | 16.7 | 0.4 | 0.5 | 0.6 | 0.7 | 0.9 | 1.2 | 1.5 | 1.8 | 2.1 | 2.5 | 2.8 | 3.3 | 3.6 | 4.1 | 4.5 | 4.9 | 5.4 | 5.8 | 6.2 | 6.7 | 7.2 | 7.6 | 8.1 | 8.6 | 9.1 | 9.6 | 10.1 | 10.6 | 11.1 | 11.6
PSS | EDEN VALE T1 | 0.8 | 0.8 | 0.8 | 0.8 | 0.8 | 0.8 | 0.9 | 0.9 | 1 | 1 | 1.1 | 1.1 | 1.2 | 1.2 | 1.3 | 1.3 | 1.3 | 1.4 | 1.4 | 1.5 | 1.5 | 1.5 | 1.6 | 1.6 | 1.7 | 1.7 | 1.8 | 1.8 | 1.8 | 1.9 | 0.8 | 0.9 | 1 | 1.1 | 1.4 | 1.6 | 1.8 | 2 | 2.3 | 2.5 | 2.7 | 3 | 3.2 | 3.5 | 3.7 | 3.9 | 4.2 | 4.4 | 4.7 | 4.9 | 5.2 | 5.4 | 5.7 | 6 | 6.2 | 6.5 | 6.8 | 7.1 | 7.3 | 7.6 | 0.8 | 0.8 | 0.8 | 0.9 | 1 | 1.1 | 1.2 | 1.3 | 1.4 | 1.5 | 1.7 | 1.8 | 1.9 | 2 | 2.1 | 2.2 | 2.4 | 2.5 | 2.6 | 2.7 | 2.9 | 3 | 3.1 | 3.2 | 3.3 | 3.4 | 3.6 | 3.7 | 3.8 | 3.9 | 0.8 | 0.9 | 1 | 1.1 | 1.3 | 1.6 | 1.8 | 2.1 | 2.3 | 2.5 | 2.8 | 3 | 3.3 | 3.5 | 3.8 | 4 | 4.3 | 4.5 | 4.8 | 5 | 5.3 | 5.5 | 5.8 | 6.1 | 6.3 | 6.6 | 6.8 | 7.1 | 7.4 | 7.7 | 0.8 | 0.8 | 0.9 | 1 | 1.2 | 1.3 | 1.5 | 1.7 | 1.8 | 2 | 2.2 | 2.4 | 2.5 | 2.7 | 2.9 | 3.1 | 3.3 | 3.5 | 3.6 | 3.8 | 4 | 4.2 | 4.4 | 4.6 | 4.8 | 5 | 5.2 | 5.4 | 5.6 | 5.8
PSS | EDERN T1 | 1.3 | 1.3 | 1.3 | 1.3 | 1.3 | 1.3 | 1.3 | 1.3 | 1.3 | 1.3 | 1.4 | 1.4 | 1.4 | 1.4 | 1.4 | 1.5 | 1.5 | 1.5 | 1.5 | 1.6 | 1.6 | 1.6 | 1.6 | 1.7 | 1.7 | 1.7 | 1.8 | 1.8 | 1.8 | 1.9 | 1.3 | 1.3 | 1.3 | 1.4 | 1.5 | 1.6 | 1.7 | 1.8 | 1.9 | 2 | 2.2 | 2.3 | 2.4 | 2.6 | 2.7 | 2.8 | 3 | 3.2 | 3.3 | 3.5 | 3.6 | 3.8 | 3.9 | 4.1 | 4.3 | 4.4 | 4.6 | 4.8 | 4.6 | 4.8 | 1.3 | 1.3 | 1.3 | 1.3 | 1.3 | 1.4 | 1.4 | 1.4 | 1.5 | 1.5 | 1.6 | 1.6 | 1.7 | 1.8 | 1.8 | 1.8 | 1.9 | 1.9 | 2 | 2.1 | 2.1 | 2.2 | 2.3 | 2.3 | 2.4 | 2.4 | 2.5 | 2.6 | 2.7 | 2.8 | 1.3 | 1.3 | 1.3 | 1.4 | 1.5 | 1.6 | 1.7 | 1.8 | 1.9 | 2 | 2.1 | 2.3 | 2.4 | 2.5 | 2.7 | 2.8 | 3 | 3.2 | 3.3 | 3.5 | 3.6 | 3.8 | 3.9 | 4.1 | 4.2 | 4.4 | 4.6 | 4.7 | 4.9 | 5.1 | 1.3 | 1.3 | 1.3 | 1.3 | 1.4 | 1.5 | 1.5 | 1.6 | 1.7 | 1.8 | 1.9 | 2 | 2.1 | 2.2 | 2.3 | 2.3 | 2.4 | 2.6 | 2.7 | 2.8 | 2.9 | 3 | 3.1 | 3.2 | 3.3 | 3.4 | 3.5 | 3.7 | 3.8 | 3.9
PSS | EDGE HILL T1 / LIVERPOOL UNIVERSITY T1 / LIVERPOOL UNIVERSITY T2 / LIVERPOOL UNIVERSITY T3 | 3.7 | 3.7 | 3.7 | 3.8 | 3.9 | 3.9 | 4 | 4 | 4 | 3.9 | 3.9 | 3.9 | 3.9 | 3.8 | 3.8 | 3.8 | 3.7 | 3.7 | 3.6 | 3.5 | 3.5 | 3.4 | 3.3 | 3.2 | 3.1 | 3 | 2.8 | 2.6 | 2.2 | 1.5 | 3.7 | 3.8 | 3.8 | 3.8 | 3.8 | 3.8 | 3.8 | 3.8 | 3.7 | 3.5 | 2.9 | 2.3 | 1.5 | 0.8 | 0.4 | 0.4 | 0.4 | 0.5 | 0.5 | 0.5 | 0.5 | 0.6 | 0.6 | 0.6 | 0.6 | 0.7 | 0.7 | 0.7 | 0.7 | 0.7 | 3.7 | 3.7 | 3.8 | 3.7 | 3.7 | 3.7 | 3.7 | 3.7 | 3.7 | 3.7 | 3.5 | 3.3 | 3.1 | 2.9 | 2.6 | 2.4 | 2.2 | 1.9 | 1.7 | 1.5 | 1.2 | 0.8 | 0.5 | 0.5 | 0.5 | 0.5 | 0.6 | 0.6 | 0.6 | 0.6 | 3.7 | 3.8 | 3.6 | 3.5 | 3.5 | 3.4 | 3.4 | 3.3 | 3.2 | 2.9 | 2.6 | 2.2 | 1.5 | 0.6 | 0.5 | 0.5 | 0.5 | 0.5 | 0.6 | 0.6 | 0.6 | 0.6 | 0.6 | 0.6 | 0.7 | 0.7 | 0.7 | 0.7 | 0.7 | 0.8 | 3.7 | 3.8 | 3.8 | 3.8 | 3.8 | 3.7 | 3.8 | 3.8 | 3.7 | 3.6 | 3.2 | 2.8 | 2.3 | 1.8 | 1.3 | 0.7 | 0.4 | 0.4 | 0.4 | 0.5 | 0.5 | 0.5 | 0.5 | 0.5 | 0.6 | 0.6 | 0.6 | 0.6 | 0.6 | 0.7
PSS | EDGE LA (TAPLEY PLACE) T1 / LISTER DV B T3 / MILL LA (WAVERTREE) T1 / PLESSEY (EDGE LA) T1 / STONEYCROFT T1 | 0.1 | 0.1 | 0.1 | 0.1 | 0.1 | 0.2 | 0.2 | 0.2 | 0.2 | 0.2 | 0.2 | 0.2 | 0.2 | 0.2 | 0.2 | 0.2 | 0.2 | 0.2 | 0.2 | 0.2 | 0.2 | 0.2 | 0.2 | 0.2 | 0.2 | 0.2 | 0.2 | 0.2 | 0.2 | 0.2 | 0.1 | 0.2 | 0.2 | 0.2 | 0.2 | 0.2 | 0.3 | 0.3 | 0.3 | 0.3 | 0.3 | 0.3 | 0.3 | 0.3 | 0.3 | 0.3 | 0.3 | 0.3 | 0.3 | 0.3 | 0.3 | 0.3 | 0.3 | 0.4 | 0.4 | 0.4 | 0.4 | 0.4 | 0.4 | 0.4 | 0.1 | 0.1 | 0.2 | 0.2 | 0.2 | 0.2 | 0.2 | 0.2 | 0.2 | 0.2 | 0.2 | 0.3 | 0.3 | 0.3 | 0.3 | 0.3 | 0.3 | 0.3 | 0.3 | 0.3 | 0.3 | 0.3 | 0.3 | 0.3 | 0.3 | 0.3 | 0.3 | 0.3 | 0.3 | 0.3 | 0.1 | 0.2 | 0.2 | 0.2 | 0.2 | 0.2 | 0.3 | 0.3 | 0.3 | 0.3 | 0.3 | 0.3 | 0.3 | 0.3 | 0.3 | 0.4 | 0.4 | 0.4 | 0.4 | 0.4 | 0.4 | 0.4 | 0.4 | 0.4 | 0.4 | 0.4 | 0.4 | 0.4 | 0.4 | 0.4 | 0.1 | 0.2 | 0.2 | 0.2 | 0.2 | 0.2 | 0.2 | 0.2 | 0.3 | 0.3 | 0.3 | 0.3 | 0.3 | 0.3 | 0.3 | 0.3 | 0.3 | 0.3 | 0.3 | 0.3 | 0.3 | 0.3 | 0.3 | 0.3 | 0.3 | 0.3 | 0.3 | 0.3 | 0.3 | 0.3
PSS | EGA ELECTRIC T1 | 1.7 | 1.4 | 1.4 | 1.3 | 1.3 | 1.3 | 1.3 | 1.2 | 1.3 | 1.3 | 1.3 | 1.3 | 1.3 | 1.4 | 1.4 | 1.4 | 1.4 | 1.4 | 1.4 | 1.4 | 1.4 | 1.4 | 1.5 | 1.5 | 1.6 | 1.6 | 1.6 | 1.7 | 1.7 | 1.7 | 1.7 | 1.7 | 1.7 | 1.8 | 1.9 | 2 | 2.1 | 2.3 | 2.4 | 2.5 | 2.7 | 2.8 | 3 | 3.2 | 3.3 | 3.5 | 3.6 | 3.8 | 3.9 | 4.1 | 4.3 | 4.4 | 4.6 | 4.8 | 5 | 5.1 | 5.3 | 5.5 | 5.6 | 5.8 | 1.7 | 1.6 | 1.6 | 1.6 | 1.6 | 1.7 | 1.7 | 1.7 | 1.8 | 1.9 | 1.9 | 2 | 2 | 2.1 | 2.2 | 2.2 | 2.3 | 2.4 | 2.4 | 2.5 | 2.6 | 2.6 | 2.7 | 2.8 | 2.9 | 2.9 | 3 | 3.1 | 3.2 | 3.3 | 1.7 | 1.7 | 1.7 | 1.8 | 1.9 | 2 | 2.1 | 2.3 | 2.4 | 2.6 | 2.7 | 2.9 | 3.1 | 3.2 | 3.4 | 3.6 | 3.7 | 3.9 | 4.1 | 4.2 | 4.4 | 4.6 | 4.8 | 4.9 | 5 | 5.2 | 5.4 | 5.6 | 5.8 | 6 | 1.7 | 1.7 | 1.7 | 1.7 | 1.8 | 1.8 | 1.9 | 2 | 2.1 | 2.2 | 2.3 | 2.4 | 2.5 | 2.6 | 2.7 | 2.8 | 3 | 3.1 | 3.2 | 3.3 | 3.4 | 3.5 | 3.6 | 3.8 | 3.9 | 4 | 4.2 | 4.3 | 4.4 | 4.5
PSS | EGERTON T1 / ROCK FERRY T1 / SHELL TRANMERE T1 | 0.6 | 0.6 | 0.6 | 0.6 | 0.6 | 0.7 | 0.7 | 0.7 | 0.7 | 0.8 | 0.8 | 0.9 | 0.9 | 0.9 | 1 | 1 | 1 | 1.1 | 1.1 | 1.1 | 1.2 | 1.2 | 1.2 | 1.3 | 1.3 | 1.3 | 1.4 | 1.4 | 1.5 | 1.5 | 0.6 | 0.7 | 0.7 | 0.8 | 1 | 1.2 | 1.4 | 1.6 | 1.8 | 2 | 2.2 | 2.4 | 2.6 | 2.8 | 3 | 3.2 | 3.5 | 3.7 | 3.9 | 4.1 | 4.4 | 4.6 | 4.8 | 5 | 5.3 | 5.5 | 5.8 | 6 | 6.3 | 6.5 | 0.6 | 0.6 | 0.7 | 0.7 | 0.8 | 0.8 | 0.9 | 1 | 1.1 | 1.2 | 1.3 | 1.4 | 1.5 | 1.6 | 1.6 | 1.7 | 1.8 | 1.9 | 2.1 | 2.1 | 2.2 | 2.4 | 2.5 | 2.6 | 2.7 | 2.8 | 2.9 | 3 | 3.1 | 3.2 | 0.6 | 0.7 | 0.7 | 0.8 | 1 | 1.2 | 1.4 | 1.6 | 1.8 | 2 | 2.2 | 2.4 | 2.6 | 2.8 | 3.1 | 3.3 | 3.5 | 3.7 | 4 | 4.2 | 4.4 | 4.7 | 4.9 | 5.2 | 5.3 | 5.6 | 5.9 | 6.1 | 6.4 | 6.6 | 0.6 | 0.7 | 0.7 | 0.8 | 0.9 | 1 | 1.2 | 1.3 | 1.4 | 1.6 | 1.7 | 1.9 | 2 | 2.2 | 2.3 | 2.5 | 2.6 | 2.8 | 3 | 3.1 | 3.3 | 3.5 | 3.6 | 3.8 | 4 | 4.1 | 4.3 | 4.5 | 4.7 | 4.8
PSS | EGREMONT T1 / LISCARD T1 / POULTON T1 / STONE MANGANESE T1 | 0.6 | 0.6 | 0.6 | 0.6 | 0.6 | 0.7 | 0.7 | 0.7 | 0.7 | 0.8 | 0.8 | 0.8 | 0.9 | 0.9 | 0.9 | 0.9 | 0.9 | 1 | 1 | 1 | 1.1 | 1.1 | 1.1 | 1.1 | 1.2 | 1.2 | 1.2 | 1.2 | 1.3 | 1.3 | 0.6 | 0.7 | 0.7 | 0.8 | 1 | 1.1 | 1.3 | 1.4 | 1.6 | 1.7 | 1.8 | 2 | 2.1 | 2.3 | 2.4 | 2.6 | 2.7 | 2.9 | 3 | 3.2 | 3.3 | 3.5 | 3.6 | 3.8 | 4 | 4.1 | 4.3 | 4.5 | 4.7 | 4.8 | 0.6 | 0.6 | 0.7 | 0.7 | 0.8 | 0.8 | 0.9 | 1 | 1 | 1.1 | 1.2 | 1.2 | 1.3 | 1.3 | 1.4 | 1.5 | 1.5 | 1.6 | 1.7 | 1.7 | 1.8 | 1.8 | 1.9 | 1.9 | 2 | 2.1 | 2.1 | 2.2 | 2.3 | 2.4 | 0.6 | 0.7 | 0.7 | 0.8 | 1 | 1.1 | 1.3 | 1.4 | 1.6 | 1.7 | 1.9 | 2 | 2.2 | 2.3 | 2.5 | 2.6 | 2.8 | 2.9 | 3 | 3.2 | 3.4 | 3.6 | 3.7 | 3.9 | 4 | 4.1 | 4.3 | 4.5 | 4.6 | 4.8 | 0.6 | 0.6 | 0.7 | 0.8 | 0.9 | 1 | 1.1 | 1.2 | 1.3 | 1.4 | 1.5 | 1.6 | 1.7 | 1.8 | 1.9 | 2 | 2.1 | 2.2 | 2.3 | 2.5 | 2.6 | 2.7 | 2.8 | 2.9 | 3 | 3.1 | 3.2 | 3.3 | 3.5 | 3.6
PSS | ELLESMERE T1 / MMB ELLESMERE T1 | 1.8 | 1.7 | 1.6 | 1.6 | 1.6 | 1.6 | 1.6 | 1.6 | 1.7 | 1.7 | 1.7 | 1.8 | 1.8 | 1.9 | 1.9 | 1.9 | 1.9 | 1.9 | 2 | 2 | 2 | 2.1 | 2.1 | 2.2 | 2.2 | 2.3 | 2.3 | 2.4 | 2.4 | 2.4 | 1.8 | 1.9 | 1.9 | 2 | 2.2 | 2.4 | 2.7 | 2.9 | 3.1 | 3.4 | 3.6 | 3.9 | 4.2 | 4.5 | 4.7 | 5 | 5.3 | 5.6 | 5.9 | 6.2 | 6.5 | 6.8 | 7.1 | 7.4 | 7.7 | 8.1 | 8.4 | 8.7 | 9 | 9.3 | 1.8 | 1.8 | 1.8 | 1.8 | 1.9 | 1.9 | 2 | 2.1 | 2.2 | 2.3 | 2.4 | 2.5 | 2.7 | 2.8 | 3 | 3.1 | 3.2 | 3.4 | 3.5 | 3.6 | 3.8 | 3.9 | 4 | 4.2 | 4.3 | 4.5 | 4.6 | 4.7 | 4.9 | 5 | 1.8 | 1.9 | 1.9 | 2 | 2.2 | 2.4 | 2.7 | 2.9 | 3.1 | 3.4 | 3.7 | 4 | 4.2 | 4.5 | 4.8 | 5.1 | 5.4 | 5.7 | 5.9 | 6.3 | 6.6 | 6.9 | 7.2 | 7.6 | 7.7 | 8.1 | 8.4 | 8.7 | 9 | 9.3 | 1.8 | 1.8 | 1.9 | 1.9 | 2 | 2.2 | 2.3 | 2.5 | 2.7 | 2.8 | 3 | 3.2 | 3.4 | 3.6 | 3.8 | 4 | 4.3 | 4.5 | 4.7 | 4.9 | 5.1 | 5.3 | 5.6 | 5.8 | 6 | 6.3 | 6.5 | 6.7 | 7 | 7.2
PSS | ELTON T1 | 0.4 | 0.4 | 0.4 | 0.4 | 0.4 | 0.4 | 0.4 | 0.4 | 0.4 | 0.5 | 0.5 | 0.5 | 0.5 | 0.6 | 0.6 | 0.6 | 0.6 | 0.6 | 0.7 | 0.7 | 0.7 | 0.7 | 0.8 | 0.8 | 0.8 | 0.8 | 0.9 | 0.9 | 0.9 | 0.9 | 0.4 | 0.4 | 0.4 | 0.5 | 0.6 | 0.8 | 0.9 | 1 | 1.1 | 1.2 | 1.4 | 1.5 | 1.6 | 1.7 | 1.9 | 2 | 2.2 | 2.3 | 2.4 | 2.6 | 2.7 | 2.9 | 3 | 3.2 | 3.3 | 3.5 | 3.7 | 3.8 | 4 | 4.1 | 0.4 | 0.4 | 0.4 | 0.4 | 0.4 | 0.5 | 0.5 | 0.6 | 0.7 | 0.7 | 0.8 | 0.8 | 0.9 | 1 | 1 | 1.1 | 1.1 | 1.2 | 1.2 | 1.3 | 1.3 | 1.4 | 1.5 | 1.5 | 1.6 | 1.6 | 1.7 | 1.7 | 1.8 | 1.9 | 0.4 | 0.4 | 0.4 | 0.5 | 0.6 | 0.8 | 0.8 | 1 | 1.1 | 1.2 | 1.4 | 1.5 | 1.6 | 1.8 | 1.9 | 2 | 2.2 | 2.3 | 2.5 | 2.6 | 2.8 | 2.9 | 3.1 | 3.2 | 3.4 | 3.6 | 3.7 | 3.9 | 4 | 4.2 | 0.4 | 0.4 | 0.4 | 0.5 | 0.5 | 0.6 | 0.7 | 0.8 | 0.9 | 1 | 1.1 | 1.2 | 1.3 | 1.4 | 1.5 | 1.5 | 1.6 | 1.7 | 1.8 | 1.9 | 2 | 2.1 | 2.3 | 2.3 | 2.5 | 2.6 | 2.7 | 2.8 | 2.9 | 3
PSS | ENGINEER PK T1 / PILKINGTONS QUEENSFERRY T1 / QUEENSFERRY T1 | 5.7 | 6 | 7.2 | 7.3 | 7.7 | 8.1 | 8.1 | 9 | 9.6 | 10.4 | 11.2 | 12.3 | 12.7 | 12.8 | 13 | 12.9 | 13 | 12.8 | 12.8 | 12.8 | 12.7 | 12.6 | 12.6 | 12.4 | 12.3 | 11.8 | 11.7 | 10.8 | 10.7 | 10.7 | 5.7 | 5.9 | 6.7 | 6.7 | 6.9 | 6.8 | 6.7 | 6.8 | 7.2 | 7.6 | 7.8 | 7.7 | 7.8 | 7.6 | 7.3 | 6.5 | 5.8 | 5.5 | 5.2 | 5.1 | 4.7 | 4.7 | 4.8 | 5.1 | 5.4 | 5 | 5.9 | 7.1 | 8.6 | 10.4 | 5.7 | 5.8 | 6.3 | 6.2 | 6.2 | 6.1 | 6 | 6.1 | 6.2 | 6.7 | 7.1 | 7.4 | 7.9 | 8.3 | 8.6 | 8.1 | 8.5 | 9 | 9.5 | 10.1 | 11 | 11.7 | 12.5 | 13.3 | 14.2 | 14.9 | 15.8 | 16.3 | 16.8 | 17.2 | 5.7 | 5.4 | 5.6 | 5.3 | 4.6 | 3.5 | 3.4 | 3.7 | 4.5 | 5.4 | 7.2 | 10.1 | 11.3 | 14.1 | 10.1 | 9.8 | 10 | 10.3 | 11.7 | 13.6 | 15.8 | 18.2 | 20.4 | 22.3 | 24 | 25.8 | 27.6 | 29.4 | 30.9 | 31.8 | 5.7 | 5.8 | 6.5 | 6.5 | 6.5 | 6.5 | 6.3 | 6.5 | 6.7 | 7.1 | 7.5 | 7.6 | 7.9 | 8 | 8 | 7.3 | 7.2 | 7.2 | 7.4 | 7.6 | 7.8 | 8.2 | 8.6 | 9.2 | 9.8 | 9.9 | 10.9 | 11.7 | 12.7 | 13.8
PSS | ESTUARY COMMERCE PK T1 / LEEWARD DR T1 / LEEWARD DR T2 / SPEKE HALL RD T1 / SPEKE SKY PK T1 | 0.1 | 0.1 | 0.1 | 0.1 | 0.1 | 0.2 | 0.2 | 0.2 | 0.2 | 0.2 | 0.2 | 0.2 | 0.2 | 0.2 | 0.2 | 0.2 | 0.2 | 0.2 | 0.2 | 0.2 | 0.2 | 0.2 | 0.2 | 0.2 | 0.2 | 0.2 | 0.2 | 0.2 | 0.2 | 0.2 | 0.1 | 0.2 | 0.2 | 0.2 | 0.2 | 0.2 | 0.2 | 0.2 | 0.3 | 0.3 | 0.3 | 0.3 | 0.3 | 0.3 | 0.3 | 0.3 | 0.3 | 0.3 | 0.3 | 0.3 | 0.3 | 0.3 | 0.3 | 0.3 | 0.3 | 0.3 | 0.3 | 0.3 | 0.3 | 0.3 | 0.1 | 0.1 | 0.2 | 0.2 | 0.2 | 0.2 | 0.2 | 0.2 | 0.2 | 0.2 | 0.2 | 0.2 | 0.2 | 0.2 | 0.2 | 0.3 | 0.3 | 0.3 | 0.3 | 0.3 | 0.3 | 0.3 | 0.3 | 0.3 | 0.3 | 0.3 | 0.3 | 0.3 | 0.3 | 0.3 | 0.1 | 0.2 | 0.2 | 0.2 | 0.2 | 0.2 | 0.2 | 0.3 | 0.3 | 0.3 | 0.3 | 0.3 | 0.3 | 0.3 | 0.3 | 0.3 | 0.3 | 0.3 | 0.3 | 0.3 | 0.3 | 0.3 | 0.3 | 0.3 | 0.3 | 0.3 | 0.3 | 0.3 | 0.3 | 0.3 | 0.1 | 0.2 | 0.2 | 0.2 | 0.2 | 0.2 | 0.2 | 0.2 | 0.2 | 0.2 | 0.2 | 0.3 | 0.3 | 0.3 | 0.3 | 0.3 | 0.3 | 0.3 | 0.3 | 0.3 | 0.3 | 0.3 | 0.3 | 0.3 | 0.3 | 0.3 | 0.3 | 0.3 | 0.3 | 0.3
PSS | EVERTON BROW T1 / GARDNERS ROW T1 / SHEIL PK T1 | 0.1 | 0.1 | 0.1 | 0.1 | 0.1 | 0.2 | 0.2 | 0.2 | 0.2 | 0.2 | 0.2 | 0.2 | 0.2 | 0.2 | 0.3 | 0.3 | 0.3 | 0.3 | 0.3 | 0.3 | 0.3 | 0.3 | 0.3 | 0.4 | 0.4 | 0.4 | 0.4 | 0.4 | 0.4 | 0.4 | 0.1 | 0.2 | 0.2 | 0.2 | 0.3 | 0.3 | 0.4 | 0.4 | 0.5 | 0.6 | 0.6 | 0.7 | 0.7 | 0.8 | 0.9 | 0.9 | 1 | 1.1 | 1.2 | 1.2 | 1.3 | 1.4 | 1.4 | 1.5 | 1.6 | 1.6 | 1.7 | 1.8 | 1.9 | 2 | 0.1 | 0.2 | 0.2 | 0.2 | 0.2 | 0.2 | 0.2 | 0.3 | 0.3 | 0.3 | 0.3 | 0.4 | 0.4 | 0.4 | 0.5 | 0.5 | 0.5 | 0.5 | 0.6 | 0.6 | 0.6 | 0.7 | 0.7 | 0.7 | 0.7 | 0.8 | 0.8 | 0.8 | 0.8 | 0.9 | 0.1 | 0.2 | 0.2 | 0.2 | 0.2 | 0.3 | 0.4 | 0.4 | 0.5 | 0.5 | 0.6 | 0.7 | 0.7 | 0.8 | 0.9 | 1 | 1 | 1.1 | 1.1 | 1.3 | 1.3 | 1.4 | 1.4 | 1.5 | 1.6 | 1.7 | 1.7 | 1.8 | 1.9 | 2 | 0.1 | 0.2 | 0.2 | 0.2 | 0.2 | 0.3 | 0.3 | 0.3 | 0.4 | 0.4 | 0.5 | 0.5 | 0.6 | 0.6 | 0.7 | 0.7 | 0.8 | 0.8 | 0.9 | 0.9 | 1 | 1 | 1 | 1.1 | 1.2 | 1.2 | 1.3 | 1.3 | 1.4 | 1.4
PSS | EXPRESS FOODS T1 | 2.7 | 2.5 | 2.6 | 2.7 | 2.9 | 3.2 | 3.4 | 3.6 | 4.1 | 4.4 | 5 | 5.6 | 5.8 | 5.9 | 6 | 6 | 6.1 | 6.1 | 6.1 | 6.2 | 6.2 | 6.1 | 6.1 | 6.1 | 6.1 | 6 | 6 | 5.8 | 5.8 | 5.7 | 2.7 | 2.8 | 3 | 3.1 | 3.4 | 3.6 | 3.7 | 3.8 | 4 | 4.2 | 4.4 | 4.6 | 4.7 | 4.8 | 4.9 | 4.9 | 5.2 | 5.7 | 6.1 | 6.2 | 6.2 | 6.3 | 6.3 | 6.6 | 7 | 7.3 | 7.6 | 8 | 9.1 | 9.3 | 2.7 | 2.8 | 2.8 | 2.8 | 2.8 | 2.8 | 2.9 | 3 | 3.1 | 3.3 | 3.5 | 3.7 | 4 | 4.1 | 4.3 | 4.4 | 4.4 | 4.5 | 4.6 | 4.8 | 5.2 | 5.6 | 6 | 6.4 | 6.9 | 7.3 | 7.8 | 8.1 | 8.4 | 8.7 | 2.7 | 2.8 | 2.9 | 3.1 | 3.3 | 3.5 | 3.7 | 3.9 | 4.2 | 4.4 | 4.7 | 5.1 | 5.3 | 5.6 | 5.6 | 5.7 | 5.7 | 5.8 | 6.3 | 6.9 | 7.4 | 7.9 | 8.4 | 8.8 | 9.6 | 10.1 | 10.6 | 11.3 | 12.1 | 12.9 | 2.7 | 2.8 | 2.9 | 3 | 3.1 | 3.2 | 3.3 | 3.4 | 3.5 | 3.7 | 3.9 | 4.1 | 4.4 | 4.5 | 4.6 | 4.7 | 4.6 | 4.9 | 5.2 | 5.3 | 5.5 | 5.7 | 6 | 6.3 | 6.7 | 7.1 | 7.5 | 7.9 | 8.2 | 8.5
PSS | FAIRBOURNE T1 | 0.7 | 0.9 | 1.2 | 1.6 | 1.9 | 2.3 | 2.7 | 3.1 | 3.5 | 3.8 | 4.1 | 4.6 | 4.7 | 4.8 | 5 | 5 | 5.2 | 5.3 | 5.3 | 5.2 | 5.2 | 5.2 | 5.1 | 5 | 4.9 | 4.8 | 4.7 | 4.6 | 4.5 | 4.4 | 0.7 | 0.8 | 1.1 | 1.3 | 1.6 | 2 | 2.2 | 2.4 | 2.7 | 3 | 3.3 | 3.4 | 3.5 | 3.6 | 3.6 | 3.7 | 3.6 | 3.6 | 3.6 | 3.6 | 3.5 | 3.5 | 3.6 | 3.6 | 3.6 | 3.4 | 3.6 | 3.9 | 4.2 | 4.5 | 0.7 | 0.8 | 1.1 | 1.3 | 1.5 | 1.8 | 2.1 | 2.3 | 2.6 | 2.8 | 3 | 3.2 | 3.5 | 3.6 | 3.6 | 3.3 | 3.3 | 3.4 | 3.5 | 3.8 | 4.3 | 4.9 | 5.6 | 6.5 | 7.3 | 8.1 | 9 | 9.6 | 10.2 | 10.7 | 0.7 | 0.8 | 1.1 | 1.5 | 1.9 | 2.3 | 2.6 | 2.9 | 3.2 | 3.5 | 3.8 | 4.1 | 4.3 | 4.6 | 4.4 | 4.5 | 4.6 | 4.7 | 4.5 | 4.7 | 4.8 | 4.9 | 5 | 5.1 | 5.7 | 6 | 6.4 | 6.9 | 7.5 | 8.2 | 0.7 | 0.8 | 1.1 | 1.3 | 1.6 | 1.9 | 2.2 | 2.4 | 2.7 | 2.9 | 3.1 | 3.3 | 3.5 | 3.6 | 3.6 | 3.5 | 3.5 | 3.5 | 3.6 | 3.7 | 3.9 | 4.2 | 4.6 | 5 | 5.4 | 5.8 | 6.3 | 6.7 | 7.2 | 7.6
PSS | FAZAKERLEY HOSPITAL T1 / JACOBS T1 / JACOBS T2 / SEEDS LA T1 | 0.8 | 0.8 | 0.8 | 0.8 | 0.8 | 0.9 | 0.9 | 0.9 | 1 | 1 | 1.1 | 1.1 | 1.2 | 1.2 | 1.2 | 1.3 | 1.3 | 1.3 | 1.3 | 1.4 | 1.4 | 1.5 | 1.5 | 1.5 | 1.6 | 1.6 | 1.6 | 1.7 | 1.7 | 1.7 | 0.8 | 0.9 | 1 | 1.1 | 1.3 | 1.5 | 1.7 | 1.8 | 2 | 2.2 | 2.4 | 2.6 | 2.7 | 2.9 | 3.1 | 3.2 | 3.4 | 3.6 | 3.8 | 3.9 | 4.1 | 4.3 | 4.5 | 4.7 | 4.8 | 5 | 5.2 | 5.4 | 5.6 | 5.8 | 0.8 | 0.8 | 0.9 | 0.9 | 1 | 1.1 | 1.2 | 1.3 | 1.4 | 1.5 | 1.5 | 1.6 | 1.7 | 1.8 | 1.9 | 1.9 | 2 | 2.1 | 2.2 | 2.3 | 2.4 | 2.4 | 2.5 | 2.6 | 2.6 | 2.8 | 2.8 | 2.9 | 3 | 3.1 | 0.8 | 0.9 | 1 | 1.1 | 1.3 | 1.5 | 1.7 | 1.9 | 2.1 | 2.3 | 2.4 | 2.6 | 2.8 | 3 | 3.1 | 3.3 | 3.5 | 3.6 | 3.8 | 4 | 4.2 | 4.4 | 4.5 | 4.7 | 4.8 | 5 | 5.2 | 5.4 | 5.6 | 5.8 | 0.8 | 0.9 | 0.9 | 1 | 1.1 | 1.3 | 1.4 | 1.6 | 1.7 | 1.8 | 2 | 2.1 | 2.2 | 2.3 | 2.5 | 2.6 | 2.7 | 2.8 | 3 | 3.1 | 3.2 | 3.4 | 3.5 | 3.6 | 3.7 | 3.9 | 4 | 4.2 | 4.3 | 4.4
PSS | FERODO T1 | 0.6 | 1.3 | 2.4 | 3.4 | 4.6 | 5.9 | 7 | 7.7 | 8.3 | 8.9 | 9.6 | 10.6 | 10.9 | 10.9 | 11.2 | 11 | 11.1 | 11 | 11 | 10.9 | 10.9 | 10.7 | 10.7 | 10.5 | 10.4 | 10.1 | 9.9 | 9.2 | 9.1 | 9 | 0.6 | 1.3 | 2.4 | 3.2 | 4.2 | 5 | 5.7 | 5.8 | 6.1 | 6.4 | 6.6 | 6.6 | 6.6 | 6.4 | 6.1 | 5.4 | 4.8 | 4.5 | 4.3 | 4.1 | 3.7 | 3.8 | 3.8 | 4 | 4.2 | 3.9 | 4.6 | 5.7 | 6.9 | 8.4 | 0.6 | 1.3 | 2.2 | 3 | 3.8 | 4.5 | 5.2 | 5.2 | 5.3 | 5.7 | 6.1 | 6.3 | 6.8 | 7.1 | 7.4 | 6.9 | 7.3 | 7.7 | 8.1 | 8.7 | 9.4 | 10 | 10.6 | 11.4 | 12 | 12.7 | 13.4 | 13.8 | 14.2 | 14.6 | 0.6 | 1.3 | 2 | 2.6 | 2.9 | 2.6 | 2.8 | 3.1 | 3.8 | 4.6 | 6.1 | 8.7 | 9.6 | 12 | 8.5 | 8.2 | 8.4 | 8.7 | 9.9 | 11.5 | 13.3 | 15.4 | 17.2 | 18.8 | 20.3 | 21.8 | 23.4 | 24.9 | 26.1 | 26.9 | 0.6 | 1.3 | 2.3 | 3.1 | 4 | 4.7 | 5.4 | 5.5 | 5.7 | 6.1 | 6.4 | 6.4 | 6.7 | 6.8 | 6.7 | 6.2 | 6.1 | 6.1 | 6.2 | 6.4 | 6.6 | 6.9 | 7.2 | 7.7 | 8.1 | 8.3 | 9 | 9.7 | 10.6 | 11.5
PSS | FISONS T1 | 0.8 | 0.8 | 0.8 | 0.8 | 0.8 | 0.8 | 0.9 | 0.9 | 0.9 | 1 | 1 | 1.1 | 1.1 | 1.1 | 1.2 | 1.2 | 1.2 | 1.2 | 1.3 | 1.3 | 1.3 | 1.3 | 1.4 | 1.4 | 1.4 | 1.4 | 1.5 | 1.5 | 1.5 | 1.5 | 0.8 | 0.8 | 0.9 | 1 | 1.2 | 1.4 | 1.5 | 1.6 | 1.7 | 1.8 | 2 | 2 | 2.2 | 2.3 | 2.4 | 2.5 | 2.6 | 2.7 | 2.8 | 2.8 | 3 | 3 | 3.2 | 3.2 | 3.4 | 3.4 | 3.5 | 3.6 | 3.7 | 3.8 | 0.8 | 0.8 | 0.8 | 0.9 | 1 | 1 | 1.1 | 1.2 | 1.3 | 1.3 | 1.4 | 1.5 | 1.5 | 1.6 | 1.6 | 1.7 | 1.7 | 1.8 | 1.8 | 1.9 | 1.9 | 1.9 | 2 | 2 | 2.1 | 2.1 | 2.1 | 2.2 | 2.2 | 2.2 | 0.8 | 0.8 | 0.9 | 1 | 1.2 | 1.4 | 1.5 | 1.7 | 1.8 | 1.9 | 2 | 2.2 | 2.3 | 2.4 | 2.5 | 2.6 | 2.7 | 2.8 | 2.9 | 2.9 | 3.1 | 3.1 | 3.2 | 3.3 | 3.4 | 3.4 | 3.6 | 3.6 | 3.7 | 3.8 | 0.8 | 0.8 | 0.9 | 0.9 | 1.1 | 1.2 | 1.3 | 1.4 | 1.5 | 1.6 | 1.7 | 1.8 | 1.8 | 1.9 | 2 | 2.1 | 2.1 | 2.2 | 2.3 | 2.4 | 2.4 | 2.5 | 2.6 | 2.6 | 2.7 | 2.8 | 2.8 | 2.9 | 3 | 3
PSS | FLINT T1 / FLINT T2 | 7.9 | 9.1 | 10.7 | 10.5 | 11.3 | 12.2 | 12.6 | 14.8 | 16.2 | 17.4 | 18.7 | 20.4 | 20.9 | 21 | 21.3 | 21.1 | 21.3 | 21.1 | 21.1 | 21.2 | 21 | 20.8 | 20.6 | 20.3 | 20.2 | 19.5 | 19.2 | 17.9 | 17.8 | 17.6 | 7.9 | 8.4 | 9.9 | 10.3 | 11.1 | 11.4 | 11.4 | 11.8 | 12.4 | 13 | 13.5 | 13.5 | 13.5 | 13 | 12.4 | 10.9 | 9.8 | 9.1 | 8.5 | 8.2 | 7.4 | 7.4 | 7.4 | 7.8 | 8.1 | 7.5 | 8.8 | 10.5 | 12.7 | 15.2 | 7.9 | 8.3 | 9.4 | 9.8 | 10.4 | 10.2 | 10.8 | 11.2 | 11.3 | 12 | 12.6 | 13 | 13.9 | 14.5 | 14.9 | 14.1 | 14.6 | 15.3 | 16 | 17 | 18.2 | 19.3 | 20.3 | 21.6 | 22.7 | 23.8 | 25.1 | 25.8 | 26.6 | 27.1 | 7.9 | 7.9 | 8.5 | 8.5 | 8 | 6.6 | 7.1 | 8.5 | 9.6 | 10.9 | 13.2 | 17.4 | 19.1 | 22.9 | 16.6 | 15.9 | 16.2 | 16.6 | 18.5 | 21.4 | 24.5 | 28 | 31.1 | 33.9 | 36.6 | 39.2 | 41.8 | 44.4 | 46.6 | 47.9 | 7.9 | 8.3 | 9.7 | 10 | 10.7 | 10.8 | 11.1 | 11.5 | 11.8 | 12.5 | 13.1 | 13.2 | 13.7 | 13.7 | 13.6 | 12.5 | 12.2 | 12.2 | 12.3 | 12.6 | 12.8 | 13.4 | 13.9 | 14.7 | 15.4 | 15.6 | 16.9 | 18.2 | 19.6 | 21.2
PSS | FODENS T1 | 0.8 | 0.8 | 0.8 | 0.8 | 0.8 | 0.8 | 0.9 | 0.9 | 0.9 | 1 | 1 | 1 | 1.1 | 1.1 | 1.2 | 1.2 | 1.2 | 1.2 | 1.3 | 1.3 | 1.4 | 1.4 | 1.4 | 1.5 | 1.5 | 1.6 | 1.6 | 1.6 | 1.7 | 1.7 | 0.8 | 0.8 | 0.9 | 1 | 1.2 | 1.5 | 1.7 | 1.9 | 2.2 | 2.4 | 2.7 | 2.9 | 3.2 | 3.5 | 3.8 | 4 | 4.3 | 4.6 | 4.9 | 5.2 | 5.5 | 5.8 | 6.1 | 6.4 | 6.7 | 7.1 | 7.4 | 7.7 | 8 | 8.4 | 0.8 | 0.8 | 0.8 | 0.9 | 0.9 | 1 | 1.1 | 1.2 | 1.3 | 1.4 | 1.5 | 1.7 | 1.8 | 1.9 | 2 | 2.2 | 2.3 | 2.4 | 2.6 | 2.7 | 2.8 | 3 | 3.1 | 3.3 | 3.4 | 3.5 | 3.7 | 3.8 | 3.9 | 4.1 | 0.8 | 0.8 | 0.9 | 1 | 1.2 | 1.4 | 1.7 | 1.9 | 2.1 | 2.4 | 2.7 | 2.9 | 3.2 | 3.5 | 3.8 | 4.1 | 4.3 | 4.6 | 4.9 | 5.2 | 5.5 | 5.9 | 6.2 | 6.5 | 6.7 | 7.1 | 7.4 | 7.7 | 8.1 | 8.4 | 0.8 | 0.8 | 0.9 | 0.9 | 1.1 | 1.2 | 1.4 | 1.6 | 1.7 | 1.9 | 2.1 | 2.3 | 2.5 | 2.7 | 2.9 | 3.1 | 3.3 | 3.5 | 3.7 | 3.9 | 4.2 | 4.4 | 4.6 | 4.8 | 5.1 | 5.3 | 5.5 | 5.8 | 6 | 6.2
PSS | FORD T1 / OXTON T1 / PRENTON LOCAL T1 / SINGLETON AVE T2 | 0.6 | 0.6 | 0.7 | 0.7 | 0.7 | 0.8 | 0.9 | 1 | 1.1 | 1.2 | 1.4 | 1.5 | 1.6 | 1.8 | 1.9 | 2.1 | 2.2 | 2.4 | 2.6 | 2.8 | 2.9 | 3.1 | 3.3 | 3.5 | 3.7 | 3.9 | 4.1 | 4.3 | 4.5 | 4.7 | 0.6 | 0.8 | 1 | 1.2 | 1.9 | 2.7 | 3.5 | 4.4 | 5.3 | 6.3 | 7.4 | 8.5 | 9.6 | 10.8 | 11.9 | 13.1 | 14.3 | 15.6 | 16.8 | 18.1 | 19.4 | 20.8 | 22.1 | 23.5 | 24.9 | 26.3 | 27.7 | 29.1 | 30.6 | 32 | 0.6 | 0.7 | 0.8 | 0.9 | 1.1 | 1.3 | 1.6 | 2 | 2.4 | 2.8 | 3.2 | 3.6 | 4.1 | 4.6 | 5.1 | 5.6 | 6.2 | 6.7 | 7.2 | 7.7 | 8.3 | 8.8 | 9.4 | 9.9 | 10.5 | 11 | 11.6 | 12.2 | 12.8 | 13.3 | 0.6 | 0.8 | 0.9 | 1.2 | 1.8 | 2.6 | 3.4 | 4.3 | 5.2 | 6.1 | 7.2 | 8.3 | 9.4 | 10.6 | 11.8 | 13 | 14.3 | 15.5 | 16.8 | 18.2 | 19.6 | 21 | 22.4 | 23.9 | 25.3 | 26.7 | 28.2 | 29.7 | 31.2 | 32.8 | 0.6 | 0.7 | 0.9 | 1.1 | 1.5 | 2 | 2.6 | 3.2 | 3.8 | 4.5 | 5.3 | 6.1 | 6.9 | 7.7 | 8.5 | 9.4 | 10.2 | 11.1 | 12 | 12.9 | 13.8 | 14.8 | 15.7 | 16.7 | 17.7 | 18.7 | 19.7 | 20.7 | 21.7 | 22.7
PSS | FORDEN T1 | 0.8 | 1 | 1.2 | 1.3 | 1.5 | 1.8 | 2 | 2.2 | 2.6 | 2.9 | 3.4 | 4 | 4.3 | 4.4 | 4.6 | 4.6 | 4.8 | 4.8 | 4.9 | 5 | 5 | 5 | 5.1 | 5.1 | 5.1 | 5 | 5.1 | 4.9 | 4.9 | 5 | 0.8 | 0.9 | 1.1 | 1.3 | 1.6 | 1.8 | 2.1 | 2.3 | 2.6 | 3 | 3.4 | 3.7 | 4 | 4.3 | 4.5 | 4.6 | 4.8 | 4.9 | 5 | 5.3 | 5.4 | 5.7 | 5.9 | 6.1 | 6.4 | 6.5 | 6.9 | 7.3 | 7.7 | 8.2 | 0.8 | 0.9 | 1 | 1.1 | 1.2 | 1.3 | 1.4 | 1.6 | 1.9 | 2.1 | 2.4 | 2.7 | 3.2 | 3.4 | 3.7 | 3.8 | 3.9 | 4 | 4.2 | 4.6 | 5.2 | 5.8 | 6.6 | 7.4 | 8.2 | 9 | 9.8 | 10.4 | 11 | 11.6 | 0.8 | 0.9 | 1.1 | 1.4 | 1.8 | 2.1 | 2.4 | 2.8 | 3.1 | 3.5 | 4 | 4.5 | 4.9 | 5.4 | 5.5 | 5.7 | 5.8 | 6 | 6.4 | 6.8 | 7.1 | 7.5 | 7.9 | 8.2 | 9.1 | 9.6 | 10.3 | 11.2 | 12.5 | 13.8 | 0.8 | 0.9 | 1.1 | 1.2 | 1.4 | 1.6 | 1.8 | 2 | 2.3 | 2.5 | 2.9 | 3.2 | 3.6 | 3.8 | 4.1 | 4.2 | 4.3 | 4.5 | 4.6 | 4.9 | 5.3 | 5.7 | 6.2 | 6.8 | 7.3 | 7.7 | 8.3 | 8.9 | 9.4 | 9.9
PSS | FOUR CROSSES T1 | 7.7 | 7.8 | 8.1 | 8.2 | 8.4 | 8.7 | 8.9 | 9.1 | 9.5 | 9.8 | 10.2 | 10.7 | 11 | 11.2 | 11.4 | 11.4 | 11.6 | 11.5 | 11.5 | 11.5 | 11.5 | 11.5 | 11.5 | 11.5 | 11.5 | 11.4 | 11.4 | 11.2 | 11.1 | 11.1 | 7.7 | 7.7 | 7.9 | 8 | 8.2 | 8.4 | 8.5 | 8.5 | 8.7 | 9 | 9.3 | 9.6 | 9.8 | 10.1 | 10.2 | 10.3 | 10.3 | 10.3 | 10.3 | 10.3 | 10.4 | 10.4 | 10.6 | 10.7 | 10.7 | 10.7 | 10.9 | 11.2 | 11.5 | 11.8 | 7.7 | 7.8 | 7.9 | 7.9 | 8 | 8 | 8 | 8.1 | 8.3 | 8.6 | 8.9 | 9.3 | 9.7 | 10 | 10.2 | 10.4 | 10.4 | 10.5 | 10.6 | 10.8 | 11.4 | 11.9 | 12.5 | 13.2 | 13.9 | 14.5 | 15.2 | 15.7 | 16.1 | 16.6 | 7.7 | 7.7 | 7.8 | 8.2 | 8.5 | 8.7 | 9 | 9.3 | 9.7 | 10.1 | 10.4 | 11 | 11.3 | 11.7 | 11.7 | 11.8 | 11.9 | 12 | 12.2 | 12.4 | 12.6 | 12.8 | 13.1 | 13.3 | 13.7 | 14 | 14.4 | 15.1 | 16 | 16.9 | 7.7 | 7.8 | 7.9 | 8 | 8.1 | 8.2 | 8.3 | 8.3 | 8.5 | 8.8 | 9.1 | 9.4 | 9.8 | 10.1 | 10.2 | 10.3 | 10.4 | 10.4 | 10.4 | 10.6 | 10.9 | 11.2 | 11.5 | 11.9 | 12.3 | 12.6 | 13.1 | 13.4 | 13.8 | 14.2
PSS | FRODSHAM LOCAL T1 | 0.4 | 0.4 | 0.4 | 0.4 | 0.4 | 0.5 | 0.5 | 0.5 | 0.5 | 0.6 | 0.6 | 0.7 | 0.7 | 0.7 | 0.8 | 0.8 | 0.8 | 0.9 | 1 | 1 | 1 | 1.1 | 1.1 | 1.2 | 1.2 | 1.3 | 1.3 | 1.4 | 1.4 | 1.5 | 0.4 | 0.5 | 0.5 | 0.6 | 0.9 | 1.1 | 1.4 | 1.6 | 1.9 | 2.2 | 2.5 | 2.9 | 3.2 | 3.6 | 3.9 | 4.2 | 4.6 | 5 | 5.3 | 5.7 | 6.1 | 6.5 | 6.9 | 7.3 | 7.7 | 8.1 | 8.5 | 8.9 | 9.3 | 9.8 | 0.4 | 0.4 | 0.5 | 0.5 | 0.6 | 0.6 | 0.7 | 0.9 | 1 | 1.1 | 1.3 | 1.4 | 1.6 | 1.7 | 1.9 | 2 | 2.2 | 2.3 | 2.5 | 2.7 | 2.8 | 3 | 3.1 | 3.3 | 3.4 | 3.6 | 3.7 | 3.9 | 4 | 4.2 | 0.4 | 0.5 | 0.5 | 0.6 | 0.9 | 1.1 | 1.3 | 1.6 | 1.9 | 2.2 | 2.5 | 2.8 | 3.2 | 3.5 | 3.9 | 4.2 | 4.6 | 5 | 5.4 | 5.8 | 6.2 | 6.6 | 6.9 | 7.4 | 7.8 | 8.2 | 8.6 | 9.1 | 9.5 | 9.9 | 0.4 | 0.4 | 0.5 | 0.6 | 0.7 | 0.9 | 1.1 | 1.3 | 1.5 | 1.7 | 1.9 | 2.2 | 2.4 | 2.6 | 2.9 | 3.1 | 3.4 | 3.6 | 3.9 | 4.2 | 4.4 | 4.7 | 5 | 5.3 | 5.6 | 5.8 | 6.1 | 6.4 | 6.7 | 7
PSS | GADBROOK T1 | 0.8 | 0.8 | 0.8 | 0.8 | 0.8 | 0.8 | 0.9 | 0.9 | 1 | 1 | 1 | 1.1 | 1.1 | 1.2 | 1.2 | 1.3 | 1.3 | 1.3 | 1.3 | 1.4 | 1.4 | 1.5 | 1.5 | 1.5 | 1.6 | 1.6 | 1.6 | 1.6 | 1.7 | 1.7 | 0.8 | 0.8 | 0.9 | 1.1 | 1.3 | 1.5 | 1.7 | 1.9 | 2.1 | 2.2 | 2.4 | 2.6 | 2.8 | 3 | 3.1 | 3.3 | 3.5 | 3.7 | 3.9 | 4 | 4.2 | 4.4 | 4.6 | 4.8 | 5 | 5.2 | 5.4 | 5.6 | 5.8 | 6 | 0.8 | 0.8 | 0.8 | 0.9 | 1 | 1.1 | 1.2 | 1.3 | 1.4 | 1.4 | 1.6 | 1.6 | 1.7 | 1.8 | 1.9 | 2 | 2.1 | 2.1 | 2.2 | 2.3 | 2.4 | 2.5 | 2.6 | 2.6 | 2.8 | 2.8 | 2.9 | 3 | 3.1 | 3.2 | 0.8 | 0.9 | 1 | 1.1 | 1.3 | 1.5 | 1.7 | 1.9 | 2.1 | 2.3 | 2.5 | 2.7 | 2.9 | 3.1 | 3.2 | 3.4 | 3.6 | 3.8 | 4 | 4.2 | 4.4 | 4.5 | 4.8 | 5 | 5.1 | 5.3 | 5.5 | 5.7 | 5.9 | 6.1 | 0.8 | 0.8 | 0.9 | 1 | 1.1 | 1.3 | 1.4 | 1.6 | 1.7 | 1.8 | 2 | 2.1 | 2.3 | 2.4 | 2.5 | 2.7 | 2.8 | 2.9 | 3 | 3.2 | 3.3 | 3.4 | 3.6 | 3.7 | 3.9 | 4 | 4.2 | 4.3 | 4.5 | 4.6
PSS | GAERWEN VIEW T1 | 0.3 | 0.3 | 0.3 | 0.3 | 0.3 | 0.3 | 0.4 | 0.4 | 0.4 | 0.4 | 0.4 | 0.4 | 0.4 | 0.4 | 0.4 | 0.5 | 0.4 | 0.4 | 0.5 | 0.5 | 0.5 | 0.5 | 0.5 | 0.5 | 0.5 | 0.5 | 0.5 | 0.6 | 0.6 | 0.6 | 0.3 | 0.3 | 0.4 | 0.4 | 0.5 | 0.5 | 0.5 | 0.6 | 0.6 | 0.7 | 0.8 | 0.8 | 0.8 | 0.9 | 0.9 | 1 | 1.1 | 1.1 | 1.2 | 1.2 | 1.3 | 1.3 | 1.4 | 1.4 | 1.5 | 1.5 | 1.6 | 1.7 | 1.7 | 1.8 | 0.3 | 0.3 | 0.3 | 0.4 | 0.4 | 0.4 | 0.4 | 0.5 | 0.5 | 0.5 | 0.5 | 0.5 | 0.5 | 0.6 | 0.6 | 0.6 | 0.6 | 0.7 | 0.7 | 0.7 | 0.7 | 0.7 | 0.7 | 0.7 | 0.8 | 0.8 | 0.8 | 0.8 | 0.8 | 0.8 | 0.3 | 0.3 | 0.4 | 0.4 | 0.5 | 0.5 | 0.6 | 0.6 | 0.7 | 0.7 | 0.7 | 0.8 | 0.8 | 0.9 | 0.9 | 1 | 1 | 1.1 | 1.1 | 1.2 | 1.2 | 1.3 | 1.4 | 1.4 | 1.4 | 1.5 | 1.5 | 1.6 | 1.6 | 1.7 | 0.3 | 0.3 | 0.4 | 0.4 | 0.4 | 0.5 | 0.5 | 0.5 | 0.6 | 0.6 | 0.6 | 0.7 | 0.7 | 0.7 | 0.8 | 0.8 | 0.8 | 0.9 | 0.9 | 0.9 | 1 | 1 | 1 | 1.1 | 1.1 | 1.2 | 1.2 | 1.2 | 1.3 | 1.3
PSS | GIGG LA THELWALL T1 / HILLCLIFFE T1 / STOCKTON HEATH T1 / STRETTON IND EST T1 | 0.8 | 0.8 | 0.8 | 0.9 | 0.9 | 1 | 1.1 | 1.2 | 1.3 | 1.4 | 1.5 | 1.7 | 1.8 | 2 | 2.1 | 2.3 | 2.4 | 2.6 | 2.8 | 3 | 3.2 | 3.3 | 3.5 | 3.7 | 3.9 | 4.1 | 4.3 | 4.5 | 4.7 | 4.9 | 0.8 | 0.9 | 1.1 | 1.4 | 2.1 | 2.8 | 3.6 | 4.4 | 5.3 | 6.2 | 7.2 | 8.2 | 9.3 | 10.3 | 11.4 | 12.5 | 13.6 | 14.7 | 15.9 | 17.1 | 18.3 | 19.5 | 20.7 | 22 | 23.2 | 24.5 | 25.8 | 27.1 | 28.4 | 29.7 | 0.8 | 0.8 | 0.9 | 1.1 | 1.2 | 1.5 | 1.8 | 2.2 | 2.5 | 2.9 | 3.3 | 3.8 | 4.2 | 4.6 | 5.1 | 5.6 | 6 | 6.5 | 7 | 7.5 | 8 | 8.5 | 9 | 9.5 | 10 | 10.5 | 11.1 | 11.6 | 12.1 | 12.6 | 0.8 | 0.9 | 1.1 | 1.4 | 2.1 | 2.8 | 3.6 | 4.4 | 5.2 | 6.1 | 7.1 | 8.1 | 9.2 | 10.3 | 11.4 | 12.5 | 13.6 | 14.8 | 16 | 17.2 | 18.5 | 19.7 | 21 | 22.3 | 23.6 | 24.9 | 26.3 | 27.6 | 29 | 30.4 | 0.8 | 0.9 | 1 | 1.2 | 1.7 | 2.2 | 2.7 | 3.3 | 3.9 | 4.6 | 5.3 | 6 | 6.7 | 7.5 | 8.2 | 9 | 9.8 | 10.6 | 11.4 | 12.3 | 13.1 | 14 | 14.8 | 15.7 | 16.6 | 17.5 | 18.4 | 19.3 | 20.2 | 21.2
PSS | GILBROOK DOCK T1 / HILL RD T1 / MOBIL OIL (WALLASEY) T1 | 0.6 | 0.6 | 0.6 | 0.6 | 0.6 | 0.7 | 0.7 | 0.7 | 0.7 | 0.8 | 0.8 | 0.8 | 0.8 | 0.9 | 0.9 | 0.9 | 0.9 | 0.9 | 0.9 | 1 | 1 | 1 | 1 | 1 | 1.1 | 1.1 | 1.1 | 1.1 | 1.1 | 1.2 | 0.6 | 0.7 | 0.7 | 0.8 | 0.9 | 1.1 | 1.2 | 1.3 | 1.4 | 1.5 | 1.6 | 1.7 | 1.9 | 2 | 2.1 | 2.2 | 2.3 | 2.4 | 2.5 | 2.6 | 2.7 | 2.8 | 2.9 | 3.1 | 3.2 | 3.3 | 3.4 | 3.5 | 3.6 | 3.8 | 0.6 | 0.6 | 0.7 | 0.7 | 0.7 | 0.8 | 0.9 | 0.9 | 1 | 1 | 1.1 | 1.2 | 1.2 | 1.3 | 1.3 | 1.4 | 1.4 | 1.5 | 1.5 | 1.6 | 1.6 | 1.7 | 1.7 | 1.8 | 1.8 | 1.9 | 1.9 | 1.9 | 2 | 2 | 0.6 | 0.7 | 0.7 | 0.8 | 0.9 | 1.1 | 1.2 | 1.3 | 1.4 | 1.5 | 1.7 | 1.8 | 1.9 | 2 | 2.1 | 2.2 | 2.4 | 2.5 | 2.6 | 2.7 | 2.8 | 2.9 | 3 | 3.1 | 3.2 | 3.3 | 3.4 | 3.5 | 3.6 | 3.8 | 0.6 | 0.6 | 0.7 | 0.7 | 0.8 | 0.9 | 1 | 1.1 | 1.2 | 1.3 | 1.4 | 1.4 | 1.5 | 1.6 | 1.7 | 1.8 | 1.9 | 1.9 | 2 | 2.1 | 2.2 | 2.2 | 2.3 | 2.4 | 2.5 | 2.6 | 2.6 | 2.7 | 2.8 | 2.9
PSS | GLAN-YR-AFON T1 | 7.6 | 7.7 | 8 | 8.1 | 8.3 | 8.6 | 8.8 | 9 | 9.4 | 9.8 | 10.2 | 10.7 | 10.9 | 11 | 11.1 | 11.1 | 11.3 | 11.3 | 11.4 | 11.5 | 11.5 | 11.6 | 11.6 | 11.7 | 11.7 | 11.7 | 11.7 | 11.6 | 11.7 | 11.8 | 7.6 | 7.6 | 7.8 | 8 | 8.1 | 8.3 | 8.5 | 8.6 | 8.7 | 8.8 | 8.9 | 9 | 9.1 | 9.2 | 9.2 | 9.2 | 9.2 | 9.2 | 9.2 | 9.3 | 9.3 | 9.4 | 9.4 | 9.5 | 9.6 | 9.6 | 9.8 | 10 | 8.1 | 8.2 | 7.6 | 7.7 | 7.8 | 7.8 | 7.8 | 7.9 | 7.9 | 8 | 8.1 | 8.1 | 8.2 | 8.4 | 8.6 | 8.7 | 8.8 | 8.8 | 8.8 | 8.9 | 9 | 9.3 | 9.7 | 10.2 | 10.7 | 11.4 | 12 | 12.6 | 13.2 | 13.7 | 14.1 | 14.6 | 7.6 | 7.6 | 7.7 | 7.8 | 7.9 | 8 | 8.1 | 8.2 | 8.3 | 8.4 | 8.6 | 8.8 | 8.9 | 9.1 | 9 | 9 | 9.2 | 9.2 | 9.3 | 9.5 | 9.7 | 9.9 | 10.1 | 10.2 | 10.6 | 11 | 11.4 | 12.1 | 13 | 14 | 7.6 | 7.7 | 7.8 | 7.9 | 8 | 8.1 | 8.2 | 8.3 | 8.4 | 8.5 | 8.6 | 8.7 | 8.9 | 8.9 | 9 | 9 | 9 | 9 | 9.1 | 9.3 | 9.5 | 9.7 | 10 | 10.4 | 10.8 | 11 | 11.5 | 11.8 | 12.2 | 12.6
PSS | GRAIG FAWR T1 | 0.6 | 0.6 | 0.6 | 0.6 | 0.6 | 0.6 | 0.6 | 0.7 | 0.7 | 0.7 | 0.8 | 0.8 | 0.8 | 0.9 | 0.9 | 1 | 1 | 1 | 1.1 | 1.1 | 1.2 | 1.2 | 1.2 | 1.3 | 1.3 | 1.4 | 1.4 | 1.5 | 1.5 | 1.6 | 0.6 | 0.6 | 0.7 | 0.8 | 1 | 1.2 | 1.4 | 1.6 | 1.9 | 2.1 | 2.4 | 2.7 | 3 | 3.3 | 3.6 | 3.9 | 4.2 | 4.5 | 4.8 | 5.1 | 5.5 | 5.8 | 6.2 | 6.5 | 6.9 | 7.2 | 7.6 | 7.9 | 8.3 | 8.6 | 0.6 | 0.6 | 0.6 | 0.6 | 0.7 | 0.8 | 0.9 | 0.9 | 1 | 1.2 | 1.3 | 1.4 | 1.6 | 1.7 | 1.8 | 2 | 2.1 | 2.2 | 2.4 | 2.5 | 2.7 | 2.8 | 3 | 3.1 | 3.2 | 3.4 | 3.5 | 3.7 | 3.8 | 4 | 0.6 | 0.6 | 0.7 | 0.8 | 0.9 | 1.2 | 1.4 | 1.6 | 1.9 | 2.1 | 2.4 | 2.7 | 3 | 3.3 | 3.6 | 3.9 | 4.2 | 4.5 | 4.9 | 5.2 | 5.6 | 5.9 | 6.3 | 6.6 | 6.9 | 7.3 | 7.7 | 8.1 | 8.5 | 8.8 | 0.6 | 0.6 | 0.6 | 0.7 | 0.8 | 1 | 1.1 | 1.3 | 1.5 | 1.6 | 1.9 | 2.1 | 2.3 | 2.5 | 2.7 | 2.9 | 3.1 | 3.4 | 3.6 | 3.8 | 4.1 | 4.3 | 4.6 | 4.8 | 5 | 5.3 | 5.6 | 5.8 | 6.1 | 6.3
PSS | GRAVEL T1 / WCB PLASTICS T1 / WHARTON T1 | 0.9 | 0.9 | 0.9 | 0.9 | 0.9 | 0.9 | 1 | 1 | 1 | 1.1 | 1.1 | 1.1 | 1.2 | 1.2 | 1.3 | 1.3 | 1.3 | 1.3 | 1.3 | 1.3 | 1.4 | 1.4 | 1.4 | 1.5 | 1.5 | 1.5 | 1.5 | 1.6 | 1.6 | 1.6 | 0.9 | 0.9 | 1 | 1.1 | 1.3 | 1.4 | 1.6 | 1.7 | 1.8 | 1.9 | 2 | 2.1 | 2.2 | 2.3 | 2.4 | 2.5 | 2.6 | 2.7 | 2.8 | 2.9 | 3 | 3.1 | 3.2 | 3.3 | 3.4 | 3.5 | 3.6 | 3.7 | 3.8 | 3.9 | 0.9 | 0.9 | 0.9 | 1 | 1 | 1.1 | 1.2 | 1.3 | 1.4 | 1.4 | 1.5 | 1.5 | 1.6 | 1.7 | 1.7 | 1.8 | 1.8 | 1.9 | 1.9 | 2 | 2 | 2 | 2.1 | 2.1 | 2.2 | 2.2 | 2.2 | 2.3 | 2.3 | 2.3 | 0.9 | 0.9 | 1 | 1.1 | 1.3 | 1.5 | 1.6 | 1.8 | 1.9 | 2 | 2.2 | 2.3 | 2.4 | 2.5 | 2.5 | 2.7 | 2.8 | 2.8 | 2.9 | 3 | 3.1 | 3.2 | 3.3 | 3.4 | 3.4 | 3.5 | 3.6 | 3.7 | 3.8 | 3.9 | 0.9 | 0.9 | 1 | 1 | 1.2 | 1.3 | 1.4 | 1.5 | 1.6 | 1.7 | 1.8 | 1.8 | 1.9 | 2 | 2.1 | 2.1 | 2.2 | 2.3 | 2.4 | 2.4 | 2.5 | 2.6 | 2.6 | 2.7 | 2.8 | 2.8 | 2.9 | 3 | 3 | 3.1
PSS | GREASBY T1 / SAUGHALL MASSIE T1 / UPTON T1 | 0.6 | 0.6 | 0.7 | 0.7 | 0.7 | 0.8 | 0.8 | 0.9 | 1 | 1.1 | 1.1 | 1.2 | 1.3 | 1.4 | 1.5 | 1.7 | 1.7 | 1.8 | 1.9 | 2 | 2.2 | 2.3 | 2.4 | 2.5 | 2.7 | 2.8 | 2.9 | 3.1 | 3.2 | 3.3 | 0.6 | 0.7 | 0.8 | 1 | 1.4 | 1.8 | 2.3 | 2.8 | 3.3 | 3.8 | 4.4 | 5 | 5.6 | 6.2 | 6.8 | 7.4 | 8.1 | 8.7 | 9.4 | 10.1 | 10.8 | 11.5 | 12.2 | 12.9 | 13.6 | 14.4 | 15.1 | 15.9 | 16.6 | 17.4 | 0.6 | 0.7 | 0.7 | 0.8 | 0.9 | 1.1 | 1.3 | 1.5 | 1.7 | 1.9 | 2.1 | 2.4 | 2.6 | 2.9 | 3.1 | 3.4 | 3.7 | 4 | 4.3 | 4.6 | 4.9 | 5.1 | 5.4 | 5.7 | 6 | 6.3 | 6.6 | 6.9 | 7.2 | 7.5 | 0.6 | 0.7 | 0.8 | 1 | 1.4 | 1.8 | 2.3 | 2.8 | 3.2 | 3.8 | 4.3 | 4.9 | 5.5 | 6.1 | 6.8 | 7.4 | 8.1 | 8.8 | 9.4 | 10.1 | 10.9 | 11.6 | 12.3 | 13.1 | 13.8 | 14.6 | 15.3 | 16.1 | 16.9 | 17.7 | 0.6 | 0.7 | 0.8 | 0.9 | 1.2 | 1.4 | 1.8 | 2.1 | 2.5 | 2.8 | 3.3 | 3.7 | 4.1 | 4.5 | 5 | 5.4 | 5.9 | 6.4 | 6.8 | 7.3 | 7.8 | 8.3 | 8.8 | 9.3 | 9.8 | 10.3 | 10.9 | 11.4 | 11.9 | 12.4
PSS | GREAT SANKEY T1 / PENKETH T1 / WIDNES RD T1 | 0.8 | 0.8 | 0.8 | 0.9 | 0.9 | 1 | 1 | 1.1 | 1.2 | 1.3 | 1.4 | 1.6 | 1.7 | 1.8 | 1.9 | 2.1 | 2.2 | 2.3 | 2.4 | 2.5 | 2.7 | 2.8 | 3 | 3.1 | 3.3 | 3.4 | 3.6 | 3.8 | 3.9 | 4.1 | 0.8 | 0.9 | 1.1 | 1.3 | 1.8 | 2.3 | 2.9 | 3.5 | 4.1 | 4.8 | 5.4 | 6.2 | 6.9 | 7.6 | 8.3 | 9.1 | 9.9 | 10.7 | 11.4 | 12.3 | 13.1 | 14 | 14.8 | 15.6 | 16.5 | 17.4 | 18.3 | 19.2 | 20.1 | 21 | 0.8 | 0.8 | 0.9 | 1 | 1.2 | 1.4 | 1.6 | 1.9 | 2.1 | 2.4 | 2.7 | 3 | 3.3 | 3.6 | 4 | 4.3 | 4.6 | 5 | 5.3 | 5.6 | 6 | 6.3 | 6.6 | 7 | 7.4 | 7.7 | 8.1 | 8.5 | 8.8 | 9.2 | 0.8 | 0.9 | 1.1 | 1.3 | 1.8 | 2.3 | 2.9 | 3.5 | 4.1 | 4.7 | 5.4 | 6.1 | 6.9 | 7.6 | 8.4 | 9.2 | 9.9 | 10.8 | 11.6 | 12.4 | 13.3 | 14.1 | 15 | 15.9 | 16.8 | 17.7 | 18.6 | 19.6 | 20.5 | 21.5 | 0.8 | 0.9 | 1 | 1.2 | 1.5 | 1.9 | 2.3 | 2.7 | 3.1 | 3.6 | 4.1 | 4.6 | 5.1 | 5.6 | 6.1 | 6.7 | 7.2 | 7.8 | 8.4 | 8.9 | 9.5 | 10.1 | 10.7 | 11.3 | 11.9 | 12.6 | 13.2 | 13.8 | 14.5 | 15.1
PSS | GREAT SUTTON T1 / LITTLE SUTTON T1 / STRAWBERRY ROUNDABOUT T1 / SUTTON HALL WWB T1 / WHITBY MAIN T2 | 1.2 | 1.2 | 1.2 | 1.3 | 1.3 | 1.3 | 1.4 | 1.5 | 1.6 | 1.7 | 1.8 | 2 | 2.1 | 2.3 | 2.4 | 2.6 | 2.6 | 2.8 | 3 | 3.1 | 3.3 | 3.5 | 3.7 | 3.9 | 4.1 | 4.3 | 4.4 | 4.7 | 4.9 | 5.1 | 1.2 | 1.3 | 1.5 | 1.7 | 2.3 | 3.1 | 3.8 | 4.7 | 5.6 | 6.5 | 7.5 | 8.6 | 9.7 | 10.8 | 11.9 | 13.1 | 14.2 | 15.4 | 16.6 | 17.9 | 19.2 | 20.5 | 21.8 | 23.1 | 24.4 | 25.8 | 27.2 | 28.6 | 30 | 31.4 | 1.2 | 1.2 | 1.3 | 1.4 | 1.5 | 1.8 | 2.1 | 2.4 | 2.8 | 3.1 | 3.5 | 4 | 4.4 | 4.9 | 5.3 | 5.8 | 6.3 | 6.8 | 7.3 | 7.8 | 8.3 | 8.8 | 9.4 | 9.9 | 10.4 | 11 | 11.5 | 12 | 12.6 | 13.2 | 1.2 | 1.3 | 1.5 | 1.7 | 2.3 | 3 | 3.7 | 4.6 | 5.4 | 6.3 | 7.3 | 8.4 | 9.5 | 10.6 | 11.7 | 12.9 | 14.1 | 15.4 | 16.6 | 17.9 | 19.2 | 20.6 | 22 | 23.4 | 24.6 | 26 | 27.4 | 28.9 | 30.3 | 31.8 | 1.2 | 1.3 | 1.4 | 1.6 | 1.9 | 2.4 | 3 | 3.6 | 4.2 | 4.8 | 5.5 | 6.3 | 7 | 7.8 | 8.6 | 9.5 | 10.3 | 11.1 | 12 | 12.9 | 13.7 | 14.6 | 15.6 | 16.5 | 17.4 | 18.4 | 19.3 | 20.3 | 21.3 | 22.3
PSS | GREENFIELD T1 / GREENFIELD T2 | 2.6 | 2.6 | 2.7 | 2.7 | 2.7 | 2.7 | 2.7 | 2.7 | 2.7 | 2.8 | 2.8 | 2.8 | 2.9 | 2.9 | 2.9 | 3 | 3 | 3 | 3 | 3.1 | 3.1 | 3.2 | 3.2 | 3.2 | 3.3 | 3.3 | 3.4 | 3.4 | 3.5 | 3.5 | 2.6 | 2.7 | 2.7 | 2.8 | 2.9 | 3.1 | 3.2 | 3.4 | 3.5 | 3.7 | 3.9 | 4 | 4.2 | 4.4 | 4.5 | 4.7 | 4.9 | 5.1 | 5.3 | 5.4 | 5.6 | 5.8 | 6 | 6.2 | 6.4 | 6.6 | 6.8 | 7 | 6.6 | 6.8 | 2.6 | 2.7 | 2.7 | 2.7 | 2.8 | 2.8 | 2.9 | 2.9 | 3 | 3.1 | 3.1 | 3.2 | 3.2 | 3.3 | 3.4 | 3.5 | 3.5 | 3.6 | 3.6 | 3.7 | 3.8 | 3.9 | 3.9 | 4.1 | 4.1 | 4.2 | 4.3 | 4.4 | 4.5 | 4.6 | 2.6 | 2.7 | 2.7 | 2.8 | 2.9 | 3.1 | 3.2 | 3.4 | 3.5 | 3.7 | 3.8 | 4 | 4.1 | 4.3 | 4.5 | 4.7 | 4.9 | 5 | 5.3 | 5.4 | 5.6 | 5.8 | 6 | 6.2 | 6.3 | 6.5 | 6.7 | 6.9 | 7.1 | 7.3 | 2.6 | 2.7 | 2.7 | 2.8 | 2.9 | 2.9 | 3 | 3.2 | 3.3 | 3.4 | 3.5 | 3.6 | 3.7 | 3.8 | 4 | 4.1 | 4.2 | 4.3 | 4.4 | 4.6 | 4.7 | 4.9 | 5 | 5.1 | 5.3 | 5.4 | 5.5 | 5.7 | 5.8 | 6
PSS | GROSVENOR ST T1 / LINENHALL ST T1 / NORTHGATE TERRACE T1 / STATION VIEW T1 / TOMULAR PLACE T1 | 0.5 | 0.6 | 0.6 | 0.6 | 0.6 | 0.7 | 0.7 | 0.7 | 0.8 | 0.8 | 0.8 | 0.9 | 0.9 | 0.9 | 1 | 1 | 1 | 1 | 1 | 1.1 | 1.1 | 1.1 | 1.1 | 1.2 | 1.2 | 1.2 | 1.2 | 1.2 | 1.3 | 1.3 | 0.5 | 0.6 | 0.7 | 0.8 | 0.9 | 1.1 | 1.3 | 1.4 | 1.6 | 1.8 | 2 | 2.1 | 2.3 | 2.5 | 2.7 | 2.9 | 3 | 3.3 | 3.5 | 3.6 | 3.9 | 4 | 4.3 | 4.5 | 4.7 | 4.9 | 5.1 | 5.4 | 5.6 | 5.8 | 0.5 | 0.6 | 0.6 | 0.7 | 0.7 | 0.8 | 0.9 | 0.9 | 1 | 1.1 | 1.2 | 1.3 | 1.3 | 1.4 | 1.5 | 1.6 | 1.7 | 1.8 | 1.8 | 1.9 | 2 | 2.1 | 2.2 | 2.4 | 2.5 | 2.6 | 2.7 | 2.8 | 2.9 | 3 | 0.5 | 0.6 | 0.7 | 0.8 | 0.9 | 1.1 | 1.3 | 1.4 | 1.6 | 1.8 | 2 | 2.2 | 2.4 | 2.6 | 2.8 | 2.9 | 3.2 | 3.3 | 3.6 | 3.8 | 4 | 4.3 | 4.5 | 4.8 | 4.9 | 5.2 | 5.4 | 5.6 | 5.9 | 6.1 | 0.5 | 0.6 | 0.6 | 0.7 | 0.8 | 0.9 | 1.1 | 1.2 | 1.3 | 1.4 | 1.6 | 1.7 | 1.8 | 2 | 2.1 | 2.2 | 2.4 | 2.5 | 2.6 | 2.8 | 2.9 | 3.1 | 3.2 | 3.4 | 3.6 | 3.7 | 3.9 | 4.1 | 4.2 | 4.4
PSS | GWERSYLLT T1 | 0.8 | 0.8 | 0.8 | 0.8 | 0.8 | 0.8 | 0.8 | 0.9 | 0.9 | 0.9 | 1 | 1 | 1.1 | 1.1 | 1.2 | 1.2 | 1.2 | 1.3 | 1.3 | 1.3 | 1.4 | 1.4 | 1.5 | 1.5 | 1.6 | 1.6 | 1.7 | 1.7 | 1.8 | 1.8 | 0.8 | 0.8 | 0.9 | 1 | 1.2 | 1.4 | 1.7 | 1.9 | 2.2 | 2.4 | 2.7 | 3 | 3.3 | 3.6 | 3.9 | 4.2 | 4.5 | 4.8 | 5.1 | 5.4 | 5.8 | 6.1 | 6.4 | 6.8 | 7.1 | 7.4 | 7.8 | 8.2 | 8.5 | 8.8 | 0.8 | 0.8 | 0.8 | 0.8 | 0.9 | 1 | 1.1 | 1.2 | 1.3 | 1.4 | 1.5 | 1.7 | 1.8 | 2 | 2.1 | 2.2 | 2.4 | 2.5 | 2.6 | 2.8 | 2.9 | 3.1 | 3.2 | 3.4 | 3.5 | 3.6 | 3.8 | 3.9 | 4 | 4.2 | 0.8 | 0.8 | 0.9 | 1 | 1.2 | 1.4 | 1.7 | 1.9 | 2.2 | 2.4 | 2.7 | 3 | 3.3 | 3.6 | 3.9 | 4.2 | 4.5 | 4.8 | 5.1 | 5.5 | 5.8 | 6.2 | 6.5 | 6.9 | 7.1 | 7.5 | 7.8 | 8.2 | 8.6 | 8.9 | 0.8 | 0.8 | 0.8 | 0.9 | 1.1 | 1.2 | 1.4 | 1.6 | 1.7 | 1.9 | 2.1 | 2.3 | 2.6 | 2.8 | 3 | 3.2 | 3.4 | 3.7 | 3.9 | 4.1 | 4.3 | 4.6 | 4.8 | 5.1 | 5.3 | 5.5 | 5.8 | 6 | 6.3 | 6.5
PSS | HALTON RD T1 / MURDISHAW T1 / PERCIVAL LA T4 / RUNCORN CENTRAL T1 | 0.9 | 1.7 | 2.8 | 3.8 | 5 | 6.4 | 7.5 | 8.3 | 8.9 | 9.6 | 10.4 | 11.4 | 11.9 | 12 | 12.3 | 12.3 | 12.4 | 12.3 | 12.4 | 12.5 | 12.5 | 12.5 | 12.5 | 12.4 | 12.5 | 12.2 | 12.1 | 11.4 | 11.4 | 11.4 | 0.9 | 1.7 | 2.8 | 3.8 | 5 | 6.1 | 7.2 | 7.7 | 8.3 | 9.1 | 9.6 | 10 | 10.4 | 10.6 | 10.7 | 10.6 | 10.5 | 10.7 | 11 | 11.4 | 11.6 | 12.2 | 12.9 | 13.7 | 14.6 | 14.8 | 16.2 | 17.9 | 19.8 | 22 | 0.9 | 1.6 | 2.6 | 3.4 | 4.3 | 5.1 | 5.9 | 6.2 | 6.4 | 6.9 | 7.5 | 7.9 | 8.6 | 9.1 | 9.5 | 9.3 | 9.8 | 10.4 | 11 | 11.9 | 12.8 | 13.7 | 14.5 | 15.5 | 16.4 | 17.3 | 18.3 | 19 | 19.7 | 20.3 | 0.9 | 1.6 | 2.4 | 3.1 | 3.7 | 3.6 | 4.2 | 4.8 | 6 | 7.1 | 9 | 12 | 13.4 | 16.2 | 13.2 | 13.4 | 14.2 | 15 | 16.7 | 19 | 21.5 | 24.2 | 26.6 | 28.9 | 31.1 | 33.3 | 35.5 | 37.7 | 39.6 | 41.1 | 0.9 | 1.7 | 2.7 | 3.6 | 4.6 | 5.6 | 6.5 | 6.9 | 7.4 | 8 | 8.6 | 8.9 | 9.5 | 9.9 | 10.1 | 9.8 | 10 | 10.5 | 10.9 | 11.6 | 12.1 | 12.9 | 13.7 | 14.6 | 15.5 | 16.1 | 17.3 | 18.5 | 19.8 | 21.2
PSS | HARLECH T1 | 0.6 | 0.6 | 0.6 | 0.6 | 0.6 | 0.7 | 0.7 | 0.7 | 0.7 | 0.7 | 0.7 | 0.7 | 0.8 | 0.8 | 0.8 | 0.8 | 0.8 | 0.8 | 0.8 | 0.8 | 0.8 | 0.8 | 0.9 | 0.9 | 0.9 | 0.9 | 0.9 | 0.9 | 0.9 | 0.9 | 0.6 | 0.7 | 0.7 | 0.7 | 0.8 | 0.9 | 1 | 1.1 | 1.2 | 1.3 | 1.4 | 1.5 | 1.6 | 1.7 | 1.9 | 2 | 2.1 | 2.2 | 2.4 | 2.5 | 2.6 | 2.7 | 2.9 | 3 | 3.2 | 3.3 | 3.4 | 3.5 | 3.7 | 3.8 | 0.6 | 0.6 | 0.7 | 0.7 | 0.7 | 0.7 | 0.8 | 0.8 | 0.8 | 0.9 | 0.9 | 1 | 1 | 1.1 | 1.1 | 1.1 | 1.1 | 1.2 | 1.2 | 1.3 | 1.3 | 1.4 | 1.4 | 1.4 | 1.5 | 1.5 | 1.6 | 1.6 | 1.6 | 1.7 | 0.6 | 0.7 | 0.7 | 0.7 | 0.8 | 0.9 | 1 | 1.1 | 1.2 | 1.3 | 1.4 | 1.4 | 1.6 | 1.7 | 1.8 | 1.9 | 2 | 2.1 | 2.3 | 2.4 | 2.5 | 2.6 | 2.8 | 2.9 | 3 | 3.1 | 3.3 | 3.4 | 3.5 | 3.7 | 0.6 | 0.7 | 0.7 | 0.7 | 0.8 | 0.8 | 0.9 | 1 | 1 | 1.1 | 1.2 | 1.2 | 1.3 | 1.4 | 1.5 | 1.6 | 1.6 | 1.7 | 1.8 | 1.9 | 2 | 2 | 2.1 | 2.2 | 2.3 | 2.4 | 2.5 | 2.6 | 2.7 | 2.8
PSS | HARRINGTON ST T1 / PARADISE ST T1 | 1.1 | 1.1 | 1.1 | 1.7 | 2.2 | 2.8 | 3.3 | 3.3 | 3.3 | 3.3 | 3.3 | 3.3 | 3.2 | 3.7 | 3.7 | 3.7 | 3.6 | 3.6 | 3.5 | 3.4 | 3.4 | 3.3 | 3.2 | 3.1 | 3 | 2.9 | 2.7 | 2.5 | 2.2 | 1.5 | 1.1 | 1.2 | 1.7 | 2.2 | 2.7 | 3.2 | 3.7 | 3.7 | 4 | 3.8 | 3.1 | 2.4 | 1.6 | 0.7 | 0.3 | 0.3 | 0.3 | 0.3 | 0.3 | 0.3 | 0.3 | 0.3 | 0.3 | 0.3 | 0.3 | 0.3 | 0.3 | 0.3 | 0.3 | 0.3 | 1.1 | 1.1 | 1.2 | 1.6 | 2.1 | 2.1 | 2.1 | 2.2 | 2.1 | 2.1 | 2 | 1.9 | 1.8 | 1.7 | 1.5 | 1.4 | 1.3 | 1.1 | 1 | 0.8 | 0.7 | 0.5 | 0.3 | 0.3 | 0.3 | 0.3 | 0.3 | 0.3 | 0.3 | 0.3 | 1.1 | 1.2 | 1.6 | 2 | 2 | 2.4 | 2.4 | 2.3 | 2.3 | 2.1 | 1.8 | 1.5 | 1.1 | 0.4 | 0.3 | 0.3 | 0.3 | 0.3 | 0.3 | 0.3 | 0.3 | 0.3 | 0.3 | 0.3 | 0.3 | 0.3 | 0.3 | 0.3 | 0.3 | 0.3 | 1.1 | 1.2 | 1.4 | 1.9 | 2.4 | 2.7 | 2.9 | 2.9 | 3.1 | 3 | 2.6 | 2.1 | 1.7 | 1.2 | 0.6 | 0.3 | 0.3 | 0.3 | 0.3 | 0.3 | 0.3 | 0.3 | 0.3 | 0.3 | 0.3 | 0.3 | 0.3 | 0.3 | 0.3 | 0.3
PSS | HARRINGTON ST T2 / HIGHFIELD ST T1 | 0.1 | 0.1 | 0.1 | 0.1 | 0.1 | 0.2 | 0.2 | 0.2 | 0.2 | 0.2 | 0.2 | 0.2 | 0.2 | 0.2 | 0.2 | 0.2 | 0.2 | 0.2 | 0.2 | 0.2 | 0.2 | 0.2 | 0.2 | 0.2 | 0.2 | 0.2 | 0.2 | 0.2 | 0.2 | 0.2 | 0.1 | 0.2 | 0.2 | 0.2 | 0.2 | 0.2 | 0.2 | 0.2 | 0.3 | 0.3 | 0.3 | 0.3 | 0.3 | 0.3 | 0.3 | 0.3 | 0.3 | 0.3 | 0.3 | 0.3 | 0.3 | 0.3 | 0.3 | 0.3 | 0.3 | 0.3 | 0.3 | 0.3 | 0.3 | 0.3 | 0.1 | 0.1 | 0.2 | 0.2 | 0.2 | 0.2 | 0.2 | 0.2 | 0.2 | 0.2 | 0.2 | 0.2 | 0.2 | 0.2 | 0.2 | 0.3 | 0.3 | 0.3 | 0.3 | 0.3 | 0.3 | 0.3 | 0.3 | 0.3 | 0.3 | 0.3 | 0.3 | 0.3 | 0.3 | 0.3 | 0.1 | 0.2 | 0.2 | 0.2 | 0.2 | 0.2 | 0.2 | 0.3 | 0.3 | 0.3 | 0.3 | 0.3 | 0.3 | 0.3 | 0.3 | 0.3 | 0.3 | 0.3 | 0.3 | 0.3 | 0.3 | 0.3 | 0.3 | 0.3 | 0.3 | 0.3 | 0.3 | 0.3 | 0.3 | 0.3 | 0.1 | 0.2 | 0.2 | 0.2 | 0.2 | 0.2 | 0.2 | 0.2 | 0.2 | 0.2 | 0.2 | 0.3 | 0.3 | 0.3 | 0.3 | 0.3 | 0.3 | 0.3 | 0.3 | 0.3 | 0.3 | 0.3 | 0.3 | 0.3 | 0.3 | 0.3 | 0.3 | 0.3 | 0.3 | 0.3
PSS | HARRINGTON ST T3 / LIME ST T1 | 0.1 | 0.1 | 0.1 | 0.1 | 0.1 | 0.2 | 0.2 | 0.2 | 0.2 | 0.2 | 0.2 | 0.2 | 0.2 | 0.2 | 0.2 | 0.2 | 0.2 | 0.2 | 0.2 | 0.2 | 0.2 | 0.2 | 0.2 | 0.2 | 0.2 | 0.2 | 0.2 | 0.2 | 0.2 | 0.2 | 0.1 | 0.2 | 0.2 | 0.2 | 0.2 | 0.2 | 0.2 | 0.2 | 0.3 | 0.3 | 0.3 | 0.3 | 0.3 | 0.3 | 0.3 | 0.3 | 0.3 | 0.3 | 0.3 | 0.3 | 0.3 | 0.3 | 0.3 | 0.3 | 0.3 | 0.3 | 0.3 | 0.3 | 0.3 | 0.3 | 0.1 | 0.1 | 0.2 | 0.2 | 0.2 | 0.2 | 0.2 | 0.2 | 0.2 | 0.2 | 0.2 | 0.2 | 0.2 | 0.2 | 0.2 | 0.3 | 0.3 | 0.3 | 0.3 | 0.3 | 0.3 | 0.3 | 0.3 | 0.3 | 0.3 | 0.3 | 0.3 | 0.3 | 0.3 | 0.3 | 0.1 | 0.2 | 0.2 | 0.2 | 0.2 | 0.2 | 0.2 | 0.3 | 0.3 | 0.3 | 0.3 | 0.3 | 0.3 | 0.3 | 0.3 | 0.3 | 0.3 | 0.3 | 0.3 | 0.3 | 0.3 | 0.3 | 0.3 | 0.3 | 0.3 | 0.3 | 0.3 | 0.3 | 0.3 | 0.3 | 0.1 | 0.2 | 0.2 | 0.2 | 0.2 | 0.2 | 0.2 | 0.2 | 0.2 | 0.2 | 0.2 | 0.3 | 0.3 | 0.3 | 0.3 | 0.3 | 0.3 | 0.3 | 0.3 | 0.3 | 0.3 | 0.3 | 0.3 | 0.3 | 0.3 | 0.3 | 0.3 | 0.3 | 0.3 | 0.3
PSS | HARTFORD T1 | 0.8 | 0.8 | 0.8 | 0.9 | 0.9 | 0.9 | 1 | 1.1 | 1.2 | 1.2 | 1.3 | 1.4 | 1.5 | 1.6 | 1.7 | 1.8 | 1.9 | 2 | 2.1 | 2.2 | 2.3 | 2.4 | 2.5 | 2.6 | 2.7 | 2.8 | 3 | 3.1 | 3.2 | 3.3 | 0.8 | 0.9 | 1 | 1.2 | 1.6 | 1.9 | 2.3 | 2.7 | 3.1 | 3.5 | 3.9 | 4.4 | 4.8 | 5.3 | 5.7 | 6.2 | 6.7 | 7.2 | 7.7 | 8.2 | 8.7 | 9.2 | 9.7 | 10.2 | 10.8 | 11.3 | 11.8 | 12.4 | 13 | 13.5 | 0.8 | 0.8 | 0.9 | 1 | 1.1 | 1.3 | 1.4 | 1.6 | 1.8 | 2 | 2.2 | 2.4 | 2.6 | 2.9 | 3.1 | 3.3 | 3.5 | 3.7 | 4 | 4.2 | 4.4 | 4.6 | 4.8 | 5 | 5.3 | 5.5 | 5.7 | 6 | 6.2 | 6.4 | 0.8 | 0.9 | 1 | 1.2 | 1.5 | 1.9 | 2.3 | 2.7 | 3.1 | 3.6 | 4 | 4.4 | 4.9 | 5.4 | 5.9 | 6.3 | 6.8 | 7.3 | 7.9 | 8.4 | 8.9 | 9.4 | 10 | 10.5 | 11 | 11.6 | 12.1 | 12.7 | 13.3 | 13.9 | 0.8 | 0.9 | 1 | 1.1 | 1.3 | 1.6 | 1.9 | 2.2 | 2.5 | 2.8 | 3.1 | 3.4 | 3.7 | 4.1 | 4.4 | 4.8 | 5.1 | 5.4 | 5.8 | 6.2 | 6.5 | 6.9 | 7.3 | 7.6 | 8 | 8.4 | 8.8 | 9.2 | 9.6 | 10
PSS | HASKAYNE T1 | 2.1 | 2 | 2.1 | 2.2 | 2.4 | 2.6 | 2.8 | 3 | 3.5 | 3.8 | 4.3 | 4.9 | 5.2 | 5.4 | 5.6 | 5.6 | 5.8 | 5.8 | 5.9 | 6 | 6 | 6.1 | 6.1 | 6.1 | 6.2 | 6.2 | 6.2 | 6.1 | 6.1 | 6.2 | 2.1 | 2.2 | 2.4 | 2.6 | 2.9 | 3.2 | 3.4 | 3.6 | 3.9 | 4.2 | 4.6 | 4.9 | 5.1 | 5.4 | 5.6 | 5.6 | 5.7 | 5.7 | 5.8 | 5.9 | 6 | 6.2 | 6.3 | 6.5 | 6.6 | 6.7 | 7 | 7.3 | 7.6 | 8 | 2.1 | 2.2 | 2.3 | 2.4 | 2.5 | 2.6 | 2.8 | 2.9 | 3.2 | 3.4 | 3.8 | 4.1 | 4.6 | 4.9 | 5.1 | 5.3 | 5.4 | 5.5 | 5.7 | 6.1 | 6.6 | 7.3 | 8 | 8.8 | 9.6 | 10.4 | 11.2 | 11.8 | 12.4 | 13 | 2.1 | 2.2 | 2.5 | 2.8 | 3.2 | 3.5 | 3.9 | 4.2 | 4.6 | 5 | 5.4 | 6 | 6.4 | 6.8 | 6.9 | 7 | 7.1 | 7.2 | 7.5 | 7.9 | 8.2 | 8.5 | 8.8 | 9 | 9.7 | 10.2 | 10.8 | 11.6 | 12.7 | 14 | 2.1 | 2.2 | 2.3 | 2.5 | 2.7 | 2.9 | 3.1 | 3.3 | 3.6 | 3.8 | 4.2 | 4.5 | 4.9 | 5.1 | 5.4 | 5.4 | 5.5 | 5.6 | 5.7 | 6 | 6.3 | 6.7 | 7.2 | 7.6 | 8.1 | 8.5 | 9.1 | 9.5 | 10 | 10.5
PSS | HATHERTON T1 | 1.6 | 1.8 | 2.3 | 2.4 | 2.7 | 3 | 3.2 | 3.6 | 4.1 | 4.6 | 5.3 | 6 | 6.4 | 6.5 | 6.7 | 6.7 | 6.9 | 6.9 | 6.9 | 7 | 7 | 7 | 7 | 6.9 | 6.9 | 6.7 | 6.7 | 6.3 | 6.3 | 6.3 | 1.6 | 1.7 | 2.1 | 2.2 | 2.4 | 2.5 | 2.6 | 2.8 | 3.1 | 3.4 | 3.6 | 3.8 | 4 | 4.1 | 4.1 | 3.9 | 3.9 | 3.9 | 4 | 4.1 | 4.2 | 4.3 | 4.4 | 4.5 | 4.6 | 4.6 | 4.7 | 4.8 | 5 | 5.7 | 1.6 | 1.7 | 1.9 | 2 | 2.1 | 2.1 | 2.2 | 2.4 | 2.6 | 2.8 | 3.2 | 3.6 | 4.1 | 4.4 | 4.7 | 4.6 | 4.8 | 5 | 5.2 | 5.6 | 6.4 | 7.2 | 8 | 9 | 9.8 | 10.7 | 11.7 | 12.3 | 12.9 | 13.5 | 1.6 | 1.6 | 1.9 | 2.1 | 2.3 | 2.5 | 2.9 | 3.3 | 3.5 | 3.7 | 4.2 | 5.2 | 5.7 | 6.6 | 5.7 | 5.7 | 5.8 | 5.8 | 6.3 | 6.9 | 7.5 | 8.3 | 8.9 | 9.4 | 10.3 | 11 | 11.8 | 13 | 14.3 | 15.7 | 1.6 | 1.7 | 2 | 2.1 | 2.2 | 2.3 | 2.4 | 2.6 | 2.8 | 3.1 | 3.4 | 3.7 | 4 | 4.3 | 4.4 | 4.3 | 4.3 | 4.3 | 4.4 | 4.6 | 4.9 | 5.4 | 5.8 | 6.4 | 6.8 | 7.2 | 7.8 | 8.4 | 9 | 9.6
PSS | HERONS WAY T1 / LACHE T1 / MBNA T1 / SMFS KINGSMEADOW T1 | 0.5 | 0.6 | 0.6 | 0.6 | 0.6 | 0.6 | 0.6 | 0.7 | 0.7 | 0.7 | 0.8 | 0.8 | 0.9 | 0.9 | 1 | 1 | 1.1 | 1.1 | 1.2 | 1.2 | 1.3 | 1.3 | 1.4 | 1.4 | 1.5 | 1.6 | 1.6 | 1.7 | 1.7 | 1.8 | 0.5 | 0.6 | 0.7 | 0.8 | 1.1 | 1.4 | 1.7 | 2 | 2.3 | 2.7 | 3 | 3.4 | 3.8 | 4.1 | 4.5 | 4.9 | 5.3 | 5.7 | 6.1 | 6.6 | 7 | 7.4 | 7.9 | 8.4 | 8.8 | 9.2 | 9.7 | 10.2 | 10.7 | 11.1 | 0.5 | 0.6 | 0.6 | 0.7 | 0.7 | 0.8 | 1 | 1.1 | 1.3 | 1.4 | 1.6 | 1.7 | 1.9 | 2.1 | 2.3 | 2.4 | 2.6 | 2.8 | 3 | 3.2 | 3.3 | 3.5 | 3.7 | 3.9 | 4.1 | 4.3 | 4.4 | 4.6 | 4.8 | 5 | 0.5 | 0.6 | 0.7 | 0.8 | 1.1 | 1.3 | 1.6 | 1.9 | 2.3 | 2.6 | 3 | 3.3 | 3.7 | 4.1 | 4.5 | 4.9 | 5.3 | 5.7 | 6.2 | 6.7 | 7.1 | 7.5 | 8 | 8.5 | 8.9 | 9.4 | 9.9 | 10.4 | 10.8 | 11.3 | 0.5 | 0.6 | 0.7 | 0.7 | 0.9 | 1.1 | 1.3 | 1.5 | 1.8 | 2 | 2.3 | 2.6 | 2.8 | 3.1 | 3.4 | 3.7 | 4 | 4.3 | 4.6 | 4.9 | 5.2 | 5.5 | 5.8 | 6.1 | 6.4 | 6.8 | 7.1 | 7.4 | 7.7 | 8.1
PSS | HOLMES CHAPEL T1 | 0.9 | 0.9 | 0.9 | 0.9 | 0.9 | 0.9 | 1 | 1 | 1.1 | 1.1 | 1.2 | 1.3 | 1.3 | 1.4 | 1.4 | 1.5 | 1.5 | 1.6 | 1.6 | 1.7 | 1.7 | 1.8 | 1.8 | 1.9 | 2 | 2 | 2.1 | 2.1 | 2.2 | 2.2 | 0.9 | 1 | 1.1 | 1.2 | 1.5 | 1.8 | 2.1 | 2.4 | 2.6 | 2.9 | 3.2 | 3.5 | 3.8 | 4.1 | 4.4 | 4.7 | 5.1 | 5.4 | 5.7 | 6 | 6.4 | 6.7 | 7 | 7.4 | 7.7 | 8.1 | 8.4 | 8.8 | 9.1 | 9.5 | 0.9 | 0.9 | 0.9 | 1 | 1.1 | 1.2 | 1.3 | 1.5 | 1.6 | 1.8 | 1.9 | 2.1 | 2.2 | 2.4 | 2.5 | 2.7 | 2.8 | 3 | 3.1 | 3.3 | 3.4 | 3.6 | 3.7 | 3.8 | 4 | 4.2 | 4.3 | 4.4 | 4.6 | 4.8 | 0.9 | 1 | 1.1 | 1.2 | 1.5 | 1.8 | 2.1 | 2.4 | 2.6 | 2.9 | 3.2 | 3.5 | 3.9 | 4.2 | 4.5 | 4.8 | 5.1 | 5.4 | 5.7 | 6.1 | 6.4 | 6.8 | 7.1 | 7.4 | 7.7 | 8.1 | 8.5 | 8.8 | 9.2 | 9.6 | 0.9 | 0.9 | 1 | 1.1 | 1.3 | 1.5 | 1.7 | 1.9 | 2.1 | 2.3 | 2.6 | 2.8 | 3 | 3.2 | 3.5 | 3.7 | 3.9 | 4.2 | 4.4 | 4.7 | 4.9 | 5.1 | 5.4 | 5.6 | 5.9 | 6.1 | 6.4 | 6.6 | 6.9 | 7.1
PSS | HOLT LA (WARRINGTON RD) T1 / PRESCOT GRID T1 / RAINHILL LOCAL T1 / WHISTON HOSP T1 | 1 | 1 | 1.1 | 1.1 | 1.1 | 1.2 | 1.3 | 1.4 | 1.5 | 1.6 | 1.7 | 1.8 | 2 | 2.1 | 2.2 | 2.3 | 2.4 | 2.6 | 2.7 | 2.8 | 2.9 | 3.1 | 3.2 | 3.3 | 3.5 | 3.6 | 3.8 | 3.9 | 4.1 | 4.2 | 1 | 1.1 | 1.3 | 1.6 | 2.1 | 2.6 | 3.1 | 3.7 | 4.3 | 4.8 | 5.5 | 6.1 | 6.7 | 7.3 | 8 | 8.6 | 9.3 | 10 | 10.6 | 11.3 | 12 | 12.7 | 13.4 | 14.2 | 14.9 | 15.6 | 16.4 | 17.1 | 17.9 | 18.6 | 1 | 1.1 | 1.1 | 1.3 | 1.4 | 1.6 | 1.9 | 2.1 | 2.4 | 2.7 | 2.9 | 3.2 | 3.5 | 3.8 | 4.1 | 4.4 | 4.7 | 5 | 5.3 | 5.6 | 5.9 | 6.2 | 6.5 | 6.8 | 7.1 | 7.4 | 7.7 | 8 | 8.3 | 8.6 | 1 | 1.1 | 1.3 | 1.6 | 2.1 | 2.6 | 3.1 | 3.7 | 4.3 | 4.8 | 5.4 | 6.1 | 6.7 | 7.4 | 8 | 8.7 | 9.4 | 10 | 10.7 | 11.4 | 12.2 | 12.9 | 13.6 | 14.4 | 15.1 | 15.8 | 16.6 | 17.3 | 18.1 | 18.9 | 1 | 1.1 | 1.2 | 1.4 | 1.8 | 2.1 | 2.5 | 2.9 | 3.3 | 3.7 | 4.2 | 4.7 | 5.1 | 5.6 | 6 | 6.5 | 7 | 7.5 | 7.9 | 8.4 | 8.9 | 9.5 | 10 | 10.5 | 11 | 11.5 | 12 | 12.6 | 13.1 | 13.6
PSS | HOLWAY RD T1 | 0.4 | 0.4 | 0.5 | 0.5 | 0.5 | 0.5 | 0.5 | 0.5 | 0.5 | 0.5 | 0.6 | 0.6 | 0.6 | 0.6 | 0.6 | 0.6 | 0.6 | 0.7 | 0.7 | 0.7 | 0.7 | 0.7 | 0.7 | 0.7 | 0.8 | 0.8 | 0.8 | 0.8 | 0.8 | 0.8 | 0.4 | 0.5 | 0.5 | 0.6 | 0.7 | 0.8 | 0.9 | 1 | 1.1 | 1.2 | 1.2 | 1.4 | 1.5 | 1.6 | 1.7 | 1.8 | 1.9 | 2 | 2.1 | 2.2 | 2.3 | 2.4 | 2.6 | 2.7 | 2.8 | 2.9 | 3 | 3.2 | 3.3 | 3.4 | 0.4 | 0.5 | 0.5 | 0.5 | 0.5 | 0.6 | 0.6 | 0.7 | 0.7 | 0.7 | 0.8 | 0.8 | 0.9 | 0.9 | 1 | 1 | 1.1 | 1.1 | 1.2 | 1.2 | 1.2 | 1.3 | 1.3 | 1.4 | 1.4 | 1.4 | 1.5 | 1.5 | 1.6 | 1.6 | 0.4 | 0.5 | 0.5 | 0.5 | 0.7 | 0.8 | 0.9 | 0.9 | 1.1 | 1.1 | 1.3 | 1.3 | 1.5 | 1.6 | 1.7 | 1.8 | 1.9 | 2 | 2.1 | 2.2 | 2.4 | 2.5 | 2.6 | 2.7 | 2.8 | 2.9 | 3 | 3.1 | 3.3 | 3.4 | 0.4 | 0.5 | 0.5 | 0.5 | 0.6 | 0.7 | 0.7 | 0.8 | 0.9 | 1 | 1 | 1.1 | 1.2 | 1.3 | 1.3 | 1.4 | 1.5 | 1.6 | 1.6 | 1.7 | 1.8 | 1.9 | 1.9 | 2 | 2.1 | 2.2 | 2.3 | 2.4 | 2.4 | 2.5
PSS | HOLYHEAD T1 | 0.3 | 0.3 | 0.3 | 0.3 | 0.3 | 0.3 | 0.4 | 0.4 | 0.4 | 0.4 | 0.4 | 0.4 | 0.4 | 0.4 | 0.5 | 0.5 | 0.5 | 0.5 | 0.5 | 0.5 | 0.5 | 0.5 | 0.5 | 0.5 | 0.6 | 0.6 | 0.6 | 0.6 | 0.6 | 0.6 | 0.3 | 0.4 | 0.4 | 0.4 | 0.5 | 0.5 | 0.6 | 0.6 | 0.7 | 0.7 | 0.8 | 0.9 | 0.9 | 0.9 | 1 | 1 | 1.1 | 1.1 | 1.2 | 1.3 | 1.3 | 1.4 | 1.4 | 1.5 | 1.5 | 1.6 | 1.6 | 1.7 | 1.8 | 1.8 | 0.3 | 0.3 | 0.3 | 0.4 | 0.4 | 0.4 | 0.4 | 0.5 | 0.5 | 0.5 | 0.5 | 0.6 | 0.6 | 0.6 | 0.6 | 0.7 | 0.7 | 0.7 | 0.7 | 0.8 | 0.8 | 0.8 | 0.8 | 0.9 | 0.9 | 0.9 | 0.9 | 0.9 | 1 | 1 | 0.3 | 0.4 | 0.4 | 0.4 | 0.5 | 0.5 | 0.6 | 0.6 | 0.7 | 0.7 | 0.8 | 0.8 | 0.9 | 0.9 | 1 | 1 | 1.1 | 1.1 | 1.2 | 1.3 | 1.3 | 1.3 | 1.4 | 1.5 | 1.5 | 1.5 | 1.6 | 1.7 | 1.7 | 1.8 | 0.3 | 0.3 | 0.4 | 0.4 | 0.4 | 0.5 | 0.5 | 0.5 | 0.6 | 0.6 | 0.7 | 0.7 | 0.7 | 0.8 | 0.8 | 0.9 | 0.9 | 0.9 | 1 | 1 | 1.1 | 1.1 | 1.1 | 1.2 | 1.2 | 1.2 | 1.3 | 1.3 | 1.4 | 1.4
PSS | HOLYWELL T1 | 0.4 | 0.4 | 0.5 | 0.5 | 0.5 | 0.5 | 0.5 | 0.5 | 0.5 | 0.6 | 0.6 | 0.6 | 0.7 | 0.7 | 0.7 | 0.8 | 0.8 | 0.8 | 0.9 | 0.9 | 0.9 | 1 | 1 | 1 | 1.1 | 1.1 | 1.1 | 1.2 | 1.2 | 1.3 | 0.4 | 0.5 | 0.5 | 0.6 | 0.8 | 1 | 1.2 | 1.4 | 1.6 | 1.8 | 2 | 2.3 | 2.5 | 2.7 | 3 | 3.3 | 3.5 | 3.8 | 4 | 4.3 | 4.6 | 4.8 | 5.1 | 5.4 | 5.7 | 6 | 6.3 | 6.6 | 6.9 | 7.2 | 0.4 | 0.5 | 0.5 | 0.5 | 0.6 | 0.6 | 0.7 | 0.8 | 0.8 | 0.9 | 1 | 1.1 | 1.2 | 1.4 | 1.5 | 1.6 | 1.7 | 1.8 | 2 | 2.1 | 2.2 | 2.3 | 2.4 | 2.5 | 2.7 | 2.8 | 2.9 | 3.1 | 3.2 | 3.3 | 0.4 | 0.5 | 0.5 | 0.6 | 0.8 | 1 | 1.2 | 1.4 | 1.6 | 1.8 | 2 | 2.2 | 2.5 | 2.8 | 3 | 3.3 | 3.5 | 3.8 | 4.1 | 4.4 | 4.7 | 5 | 5.3 | 5.6 | 5.8 | 6.1 | 6.4 | 6.7 | 7 | 7.3 | 0.4 | 0.5 | 0.5 | 0.6 | 0.7 | 0.8 | 0.9 | 1.1 | 1.2 | 1.4 | 1.5 | 1.7 | 1.9 | 2 | 2.2 | 2.4 | 2.6 | 2.8 | 3 | 3.2 | 3.4 | 3.6 | 3.8 | 4 | 4.2 | 4.4 | 4.6 | 4.8 | 5 | 5.2
PSS | HOOTON MAIN T1 | 0.9 | 0.9 | 0.9 | 0.9 | 0.9 | 0.9 | 1 | 1 | 1 | 1.1 | 1.1 | 1.1 | 1.1 | 1.2 | 1.2 | 1.2 | 1.2 | 1.2 | 1.2 | 1.3 | 1.3 | 1.3 | 1.3 | 1.3 | 1.4 | 1.4 | 1.4 | 1.4 | 1.4 | 1.3 | 0.9 | 0.9 | 1 | 1.1 | 1.2 | 1.4 | 1.6 | 1.7 | 1.9 | 2 | 2.2 | 2.3 | 2.4 | 2.5 | 2.7 | 2.9 | 3.1 | 3.3 | 3.5 | 3.7 | 3.9 | 4.2 | 4.4 | 4.6 | 4.8 | 5 | 5.3 | 5.5 | 5.7 | 6 | 0.9 | 0.9 | 0.9 | 1 | 1 | 1.1 | 1.2 | 1.2 | 1.3 | 1.3 | 1.4 | 1.5 | 1.5 | 1.6 | 1.6 | 1.7 | 1.8 | 1.8 | 1.9 | 1.9 | 2 | 2.1 | 2.2 | 2.3 | 2.4 | 2.5 | 2.6 | 2.7 | 2.8 | 2.9 | 0.9 | 0.9 | 1 | 1.1 | 1.2 | 1.4 | 1.5 | 1.7 | 1.8 | 2 | 2.2 | 2.3 | 2.5 | 2.6 | 2.7 | 2.9 | 3.1 | 3.4 | 3.5 | 3.8 | 4 | 4.2 | 4.5 | 4.7 | 4.9 | 5.1 | 5.3 | 5.6 | 5.8 | 6.1 | 0.9 | 0.9 | 1 | 1 | 1.1 | 1.2 | 1.4 | 1.5 | 1.6 | 1.7 | 1.8 | 1.9 | 2 | 2.1 | 2.1 | 2.2 | 2.3 | 2.5 | 2.6 | 2.8 | 2.9 | 3.1 | 3.3 | 3.4 | 3.6 | 3.8 | 3.9 | 4.1 | 4.3 | 4.4
PSS | HUNTS CROSS T1 / KENTON RD T1 / WOODEND AVE T1 / WOOLTON T1 | 0.9 | 0.9 | 0.9 | 1 | 1 | 1.1 | 1.2 | 1.3 | 1.4 | 1.5 | 1.7 | 1.8 | 2 | 2.1 | 2.3 | 2.4 | 2.5 | 2.7 | 2.9 | 3 | 3.2 | 3.4 | 3.5 | 3.7 | 3.9 | 4 | 4.2 | 4.4 | 4.6 | 4.7 | 0.9 | 1 | 1.2 | 1.5 | 2.2 | 2.9 | 3.6 | 4.3 | 5 | 5.8 | 6.7 | 7.5 | 8.4 | 9.3 | 10.2 | 11.1 | 12 | 12.9 | 13.9 | 14.8 | 15.8 | 16.8 | 17.8 | 18.9 | 19.9 | 21 | 22.1 | 23.1 | 24.2 | 25.3 | 0.9 | 0.9 | 1 | 1.2 | 1.4 | 1.6 | 1.9 | 2.2 | 2.6 | 2.9 | 3.3 | 3.7 | 4.1 | 4.5 | 4.9 | 5.3 | 5.7 | 6.1 | 6.5 | 6.9 | 7.3 | 7.8 | 8.2 | 8.6 | 9 | 9.5 | 9.9 | 10.3 | 10.7 | 11.2 | 0.9 | 1 | 1.2 | 1.5 | 2.2 | 2.8 | 3.5 | 4.3 | 5 | 5.8 | 6.7 | 7.5 | 8.4 | 9.3 | 10.2 | 11.1 | 12.1 | 13 | 14 | 15 | 16 | 17.1 | 18.1 | 19.2 | 20.2 | 21.3 | 22.4 | 23.5 | 24.6 | 25.8 | 0.9 | 1 | 1.1 | 1.4 | 1.8 | 2.2 | 2.7 | 3.3 | 3.8 | 4.4 | 5 | 5.6 | 6.2 | 6.9 | 7.5 | 8.2 | 8.8 | 9.5 | 10.2 | 10.9 | 11.6 | 12.3 | 13 | 13.7 | 14.5 | 15.2 | 16 | 16.7 | 17.5 | 18.2
PSS | HUYTON HEY RD T1 / WILSON RD T1 | 2.2 | 2.2 | 2.3 | 2.3 | 2.3 | 2.3 | 2.4 | 2.5 | 2.5 | 2.6 | 2.7 | 2.7 | 2.8 | 2.9 | 2.9 | 3 | 2.9 | 3 | 3.1 | 3.1 | 3.2 | 3.2 | 3.3 | 3.4 | 3.4 | 3.5 | 3.6 | 3.6 | 3.7 | 3.7 | 2.2 | 2.3 | 2.5 | 2.7 | 3 | 3.4 | 3.7 | 4 | 4.3 | 4.5 | 4.9 | 5.2 | 5.5 | 5.8 | 6.1 | 6.4 | 6.7 | 7 | 7.3 | 7.6 | 7.9 | 8.3 | 8.6 | 8.9 | 9.3 | 9.6 | 9.9 | 10.3 | 10.6 | 11 | 2.2 | 2.3 | 2.3 | 2.4 | 2.5 | 2.7 | 2.8 | 3 | 3.1 | 3.3 | 3.5 | 3.6 | 3.8 | 4 | 4.1 | 4.3 | 4.4 | 4.6 | 4.7 | 4.9 | 5 | 5.2 | 5.3 | 5.5 | 5.7 | 5.8 | 5.9 | 6.1 | 6.2 | 6.4 | 2.2 | 2.3 | 2.5 | 2.7 | 3 | 3.4 | 3.7 | 4 | 4.3 | 4.6 | 5 | 5.3 | 5.6 | 5.9 | 6.2 | 6.5 | 6.8 | 7.1 | 7.5 | 7.8 | 8.1 | 8.4 | 8.7 | 9.1 | 9.1 | 9.5 | 9.8 | 10.1 | 10.5 | 10.8 | 2.2 | 2.3 | 2.4 | 2.5 | 2.8 | 3 | 3.2 | 3.5 | 3.7 | 3.9 | 4.2 | 4.4 | 4.6 | 4.9 | 5.1 | 5.3 | 5.6 | 5.8 | 6 | 6.3 | 6.5 | 6.7 | 7 | 7.2 | 7.5 | 7.7 | 7.9 | 8.2 | 8.4 | 8.7
PSS | IFTON T1 / IFTON T2 | 0.8 | 0.9 | 0.9 | 0.9 | 0.9 | 0.9 | 0.9 | 1 | 1 | 1 | 1.1 | 1.1 | 1.1 | 1.2 | 1.2 | 1.3 | 1.3 | 1.3 | 1.4 | 1.4 | 1.4 | 1.5 | 1.5 | 1.5 | 1.6 | 1.6 | 1.7 | 1.7 | 1.8 | 1.8 | 0.8 | 0.9 | 1 | 1.1 | 1.3 | 1.5 | 1.7 | 2 | 2.2 | 2.4 | 2.6 | 2.9 | 3.1 | 3.4 | 3.6 | 3.9 | 4.1 | 4.4 | 4.7 | 4.9 | 5.2 | 5.5 | 5.8 | 6.1 | 6.4 | 6.7 | 7 | 7.3 | 7.6 | 7.8 | 0.8 | 0.9 | 0.9 | 0.9 | 1 | 1.1 | 1.2 | 1.3 | 1.4 | 1.5 | 1.6 | 1.7 | 1.8 | 1.9 | 2 | 2.2 | 2.3 | 2.4 | 2.5 | 2.7 | 2.8 | 2.9 | 3 | 3.2 | 3.3 | 3.4 | 3.5 | 3.7 | 3.8 | 3.9 | 0.8 | 0.9 | 1 | 1.1 | 1.3 | 1.5 | 1.7 | 2 | 2.2 | 2.4 | 2.7 | 2.9 | 3.1 | 3.4 | 3.7 | 3.9 | 4.2 | 4.5 | 4.7 | 5 | 5.3 | 5.6 | 5.9 | 6.2 | 6.4 | 6.7 | 7 | 7.3 | 7.6 | 7.9 | 0.8 | 0.9 | 1 | 1 | 1.1 | 1.3 | 1.4 | 1.6 | 1.8 | 1.9 | 2.1 | 2.3 | 2.5 | 2.6 | 2.8 | 3 | 3.2 | 3.4 | 3.6 | 3.8 | 4 | 4.2 | 4.4 | 4.6 | 4.8 | 5 | 5.2 | 5.5 | 5.7 | 5.9
PSS | ILFORDS T1 / KNUTSFORD T1 / MOBBERLEY T1 / RADBROKE HALL T1 | 3.3 | 3.4 | 3.4 | 3.4 | 3.5 | 3.5 | 3.6 | 3.6 | 3.7 | 3.7 | 3.7 | 3.8 | 3.8 | 3.9 | 3.9 | 3.9 | 3.9 | 3.9 | 3.9 | 3.9 | 4 | 4 | 4 | 4 | 4 | 4 | 3.9 | 3.9 | 3.7 | 3.4 | 3.3 | 3.4 | 3.6 | 3.7 | 4 | 4.2 | 4.5 | 4.8 | 5 | 5.2 | 5.2 | 5.1 | 5.1 | 5 | 5.1 | 5.4 | 5.8 | 6.1 | 6.4 | 6.7 | 7.1 | 7.4 | 7.8 | 8.1 | 8.5 | 8.9 | 9.2 | 9.5 | 9.9 | 10.3 | 3.3 | 3.4 | 3.4 | 3.5 | 3.5 | 3.6 | 3.8 | 3.9 | 4 | 4.1 | 4.2 | 4.3 | 4.3 | 4.3 | 4.3 | 4.4 | 4.4 | 4.4 | 4.5 | 4.5 | 4.5 | 4.5 | 4.5 | 4.6 | 4.8 | 4.9 | 5.1 | 5.2 | 5.4 | 5.5 | 3.3 | 3.4 | 3.5 | 3.5 | 3.8 | 4 | 4.3 | 4.5 | 4.8 | 4.9 | 5 | 5.1 | 5.1 | 4.9 | 5.2 | 5.5 | 5.8 | 6.1 | 6.5 | 6.8 | 7.2 | 7.6 | 7.9 | 8.2 | 8.4 | 8.8 | 9.1 | 9.5 | 9.8 | 10.3 | 3.3 | 3.4 | 3.5 | 3.6 | 3.7 | 3.9 | 4.1 | 4.3 | 4.5 | 4.7 | 4.7 | 4.7 | 4.7 | 4.7 | 4.6 | 4.6 | 4.6 | 4.9 | 5.1 | 5.4 | 5.6 | 5.9 | 6.1 | 6.4 | 6.6 | 6.9 | 7.1 | 7.4 | 7.6 | 7.9
PSS | IVY ST (SOUTHPORT) T1 / KENSINGTON ROAD / MARKET ST T1 / SOUTHPORT T1 | 1.4 | 1.4 | 1.4 | 1.4 | 1.4 | 1.5 | 1.5 | 1.5 | 1.6 | 1.6 | 1.7 | 1.7 | 1.7 | 1.8 | 1.8 | 1.8 | 1.8 | 1.9 | 1.9 | 1.9 | 1.9 | 1.9 | 2 | 2 | 2 | 2 | 2 | 2 | 2 | 1.9 | 1.4 | 1.4 | 1.5 | 1.6 | 1.8 | 2 | 2.2 | 2.3 | 2.4 | 2.6 | 2.6 | 2.6 | 2.7 | 2.7 | 2.8 | 2.9 | 3.1 | 3.2 | 3.3 | 3.5 | 3.6 | 3.8 | 3.9 | 4.1 | 4.2 | 4.4 | 4.5 | 4.7 | 4.8 | 5 | 1.4 | 1.4 | 1.5 | 1.5 | 1.6 | 1.6 | 1.7 | 1.8 | 1.9 | 2 | 2 | 2.1 | 2.1 | 2.2 | 2.2 | 2.2 | 2.2 | 2.3 | 2.3 | 2.3 | 2.3 | 2.4 | 2.4 | 2.4 | 2.5 | 2.6 | 2.6 | 2.7 | 2.7 | 2.8 | 1.4 | 1.5 | 1.5 | 1.6 | 1.8 | 2 | 2.1 | 2.3 | 2.4 | 2.6 | 2.7 | 2.7 | 2.8 | 2.8 | 2.9 | 3 | 3.2 | 3.3 | 3.5 | 3.6 | 3.8 | 3.9 | 4 | 4.2 | 4.3 | 4.4 | 4.6 | 4.7 | 4.9 | 5 | 1.4 | 1.4 | 1.5 | 1.6 | 1.7 | 1.8 | 2 | 2.1 | 2.2 | 2.3 | 2.3 | 2.3 | 2.4 | 2.4 | 2.4 | 2.5 | 2.5 | 2.6 | 2.7 | 2.8 | 2.9 | 3 | 3.1 | 3.3 | 3.4 | 3.5 | 3.6 | 3.7 | 3.8 | 3.9
PSS | IVY ST T1 / LLYSFAEN RD T1 / OLD MILL T1 | 0.5 | 0.5 | 0.6 | 0.6 | 0.6 | 0.7 | 0.7 | 0.8 | 0.8 | 0.9 | 1 | 1 | 1.1 | 1.2 | 1.3 | 1.4 | 1.5 | 1.6 | 1.6 | 1.7 | 1.8 | 1.9 | 2.1 | 2.2 | 2.3 | 2.4 | 2.5 | 2.6 | 2.8 | 2.9 | 0.5 | 0.6 | 0.7 | 0.8 | 1.1 | 1.4 | 1.8 | 2.2 | 2.6 | 3 | 3.5 | 4 | 4.5 | 5 | 5.5 | 6 | 6.5 | 7 | 7.6 | 8.1 | 8.7 | 9.3 | 9.9 | 10.5 | 11.1 | 11.7 | 12.3 | 13 | 13.5 | 14.2 | 0.5 | 0.6 | 0.6 | 0.7 | 0.8 | 0.9 | 1 | 1.2 | 1.3 | 1.5 | 1.7 | 1.9 | 2.1 | 2.3 | 2.5 | 2.8 | 3 | 3.2 | 3.4 | 3.7 | 3.9 | 4.1 | 4.4 | 4.7 | 4.9 | 5.2 | 5.4 | 5.7 | 5.9 | 6.2 | 0.5 | 0.6 | 0.7 | 0.8 | 1.1 | 1.4 | 1.8 | 2.1 | 2.6 | 3 | 3.4 | 3.9 | 4.4 | 4.9 | 5.5 | 6 | 6.5 | 7.1 | 7.6 | 8.2 | 8.8 | 9.4 | 10.1 | 10.7 | 11.3 | 11.9 | 12.5 | 13.2 | 13.8 | 14.5 | 0.5 | 0.6 | 0.6 | 0.7 | 0.9 | 1.2 | 1.4 | 1.7 | 2 | 2.3 | 2.6 | 3 | 3.3 | 3.7 | 4 | 4.4 | 4.8 | 5.1 | 5.5 | 5.9 | 6.3 | 6.7 | 7.2 | 7.6 | 8 | 8.5 | 8.9 | 9.3 | 9.8 | 10.2
PSS | JOHNSTOWN T1 | 0.8 | 0.8 | 0.8 | 0.8 | 0.8 | 0.8 | 0.8 | 0.8 | 0.9 | 0.9 | 0.9 | 1 | 1 | 1 | 1.1 | 1.1 | 1.1 | 1.1 | 1.1 | 1.1 | 1.2 | 1.2 | 1.2 | 1.3 | 1.3 | 1.3 | 1.3 | 1.4 | 1.4 | 1.4 | 0.8 | 0.8 | 0.8 | 0.9 | 1.1 | 1.2 | 1.3 | 1.5 | 1.6 | 1.7 | 1.8 | 2 | 2.1 | 2.2 | 2.4 | 2.5 | 2.6 | 2.8 | 2.9 | 3 | 3.2 | 3.3 | 3.5 | 3.6 | 3.8 | 3.9 | 4.1 | 4.2 | 4.4 | 4.5 | 0.8 | 0.8 | 0.8 | 0.8 | 0.9 | 0.9 | 1 | 1.1 | 1.1 | 1.2 | 1.3 | 1.3 | 1.4 | 1.4 | 1.5 | 1.6 | 1.6 | 1.7 | 1.7 | 1.8 | 1.9 | 1.9 | 2 | 2 | 2.1 | 2.2 | 2.2 | 2.3 | 2.3 | 2.4 | 0.8 | 0.8 | 0.9 | 0.9 | 1.1 | 1.2 | 1.4 | 1.5 | 1.6 | 1.8 | 1.9 | 2 | 2.2 | 2.3 | 2.4 | 2.6 | 2.7 | 2.8 | 3 | 3.1 | 3.3 | 3.4 | 3.5 | 3.7 | 3.7 | 3.9 | 4 | 4.2 | 4.3 | 4.5 | 0.8 | 0.8 | 0.8 | 0.9 | 1 | 1.1 | 1.2 | 1.3 | 1.4 | 1.5 | 1.5 | 1.6 | 1.7 | 1.8 | 1.9 | 2 | 2.1 | 2.2 | 2.3 | 2.4 | 2.5 | 2.6 | 2.7 | 2.8 | 2.9 | 3 | 3.1 | 3.2 | 3.3 | 3.4
PSS | KELCO T1 / NEWS INTERNATIONAL T1 / NEWS INTERNATIONAL T2 / PALCO T1 / SOUTHDENE T1 | 1.3 | 1.3 | 1.3 | 1.3 | 1.3 | 1.4 | 1.4 | 1.4 | 1.5 | 1.5 | 1.5 | 1.6 | 1.6 | 1.6 | 1.7 | 1.7 | 1.7 | 1.8 | 1.8 | 1.8 | 1.8 | 1.9 | 1.9 | 1.9 | 2 | 2 | 2 | 2.1 | 2.1 | 2.1 | 1.3 | 1.4 | 1.4 | 1.5 | 1.7 | 1.8 | 1.9 | 2.1 | 2.2 | 2.3 | 2.3 | 2.4 | 2.5 | 2.6 | 2.6 | 2.7 | 2.8 | 2.8 | 2.9 | 3 | 3 | 3.1 | 3.2 | 3.2 | 3.3 | 3.4 | 3.4 | 3.5 | 3.4 | 3.4 | 1.3 | 1.3 | 1.4 | 1.4 | 1.5 | 1.6 | 1.6 | 1.7 | 1.8 | 1.8 | 1.9 | 2 | 2 | 2.1 | 2.1 | 2.2 | 2.2 | 2.2 | 2.3 | 2.3 | 2.4 | 2.4 | 2.4 | 2.5 | 2.5 | 2.5 | 2.6 | 2.6 | 2.6 | 2.7 | 1.3 | 1.4 | 1.4 | 1.5 | 1.7 | 1.9 | 2 | 2.1 | 2.2 | 2.3 | 2.4 | 2.5 | 2.6 | 2.7 | 2.8 | 2.8 | 2.9 | 3 | 3 | 3.1 | 3.2 | 3.2 | 3.3 | 3.4 | 3.3 | 3.4 | 3.4 | 3.5 | 3.6 | 3.6 | 1.3 | 1.4 | 1.4 | 1.5 | 1.6 | 1.7 | 1.8 | 1.9 | 2 | 2 | 2.1 | 2.2 | 2.3 | 2.3 | 2.4 | 2.4 | 2.5 | 2.5 | 2.6 | 2.7 | 2.7 | 2.8 | 2.8 | 2.8 | 2.9 | 2.9 | 3 | 3 | 3.1 | 3.1
PSS | KINGSLAND 33 T1 / SAFEWAY T1 / WOOLSTON T1 / WOOLSTON T2 | 1 | 1 | 1.1 | 1.1 | 1.1 | 1.1 | 1.2 | 1.2 | 1.3 | 1.3 | 1.4 | 1.5 | 1.5 | 1.6 | 1.6 | 1.7 | 1.7 | 1.8 | 1.9 | 1.9 | 2 | 2 | 2.1 | 2.2 | 2.2 | 2.3 | 2.4 | 2.4 | 2.5 | 2.6 | 1 | 1.1 | 1.2 | 1.4 | 1.7 | 2.1 | 2.4 | 2.8 | 3.1 | 3.5 | 3.9 | 4.3 | 4.7 | 5.1 | 5.5 | 5.9 | 6.3 | 6.7 | 7.1 | 7.5 | 8 | 8.4 | 8.9 | 9.4 | 9.8 | 10.3 | 10.7 | 11.2 | 11.7 | 12.2 | 1 | 1.1 | 1.1 | 1.2 | 1.3 | 1.4 | 1.6 | 1.8 | 1.9 | 2.1 | 2.3 | 2.5 | 2.7 | 2.9 | 3.1 | 3.3 | 3.5 | 3.6 | 3.8 | 4 | 4.2 | 4.4 | 4.6 | 4.8 | 5 | 5.2 | 5.4 | 5.6 | 5.8 | 6 | 1 | 1.1 | 1.2 | 1.4 | 1.7 | 2.1 | 2.4 | 2.8 | 3.1 | 3.5 | 3.8 | 4.3 | 4.6 | 5.1 | 5.5 | 5.9 | 6.3 | 6.8 | 7.2 | 7.6 | 8.1 | 8.5 | 9 | 9.5 | 9.9 | 10.3 | 10.8 | 11.3 | 11.8 | 12.3 | 1 | 1.1 | 1.2 | 1.3 | 1.5 | 1.7 | 2 | 2.3 | 2.5 | 2.8 | 3.1 | 3.4 | 3.7 | 4 | 4.3 | 4.6 | 4.9 | 5.2 | 5.5 | 5.8 | 6.1 | 6.4 | 6.8 | 7.1 | 7.4 | 7.7 | 8.1 | 8.4 | 8.7 | 9.1
PSS | KINNERTON T1 | 0.4 | 0.4 | 0.5 | 0.5 | 0.5 | 0.5 | 0.5 | 0.5 | 0.5 | 0.5 | 0.6 | 0.6 | 0.6 | 0.6 | 0.7 | 0.7 | 0.7 | 0.7 | 0.7 | 0.8 | 0.8 | 0.8 | 0.8 | 0.9 | 0.9 | 0.9 | 0.9 | 1 | 1 | 1 | 0.4 | 0.5 | 0.5 | 0.6 | 0.7 | 0.8 | 0.9 | 1.1 | 1.2 | 1.4 | 1.5 | 1.6 | 1.8 | 1.9 | 2.1 | 2.2 | 2.3 | 2.5 | 2.7 | 2.8 | 3 | 3.2 | 3.3 | 3.5 | 3.7 | 3.8 | 4 | 4.2 | 4.4 | 4.6 | 0.4 | 0.5 | 0.5 | 0.5 | 0.5 | 0.6 | 0.6 | 0.7 | 0.7 | 0.8 | 0.9 | 0.9 | 1 | 1 | 1.1 | 1.2 | 1.2 | 1.3 | 1.3 | 1.4 | 1.5 | 1.5 | 1.6 | 1.7 | 1.7 | 1.8 | 1.9 | 2 | 2.1 | 2.2 | 0.4 | 0.5 | 0.5 | 0.6 | 0.7 | 0.8 | 0.9 | 1.1 | 1.2 | 1.3 | 1.5 | 1.6 | 1.7 | 1.9 | 2.1 | 2.2 | 2.4 | 2.5 | 2.7 | 2.8 | 3 | 3.2 | 3.4 | 3.5 | 3.7 | 3.8 | 4 | 4.2 | 4.4 | 4.6 | 0.4 | 0.5 | 0.5 | 0.5 | 0.6 | 0.7 | 0.8 | 0.9 | 1 | 1.1 | 1.2 | 1.3 | 1.4 | 1.5 | 1.6 | 1.7 | 1.8 | 1.9 | 2 | 2.1 | 2.2 | 2.3 | 2.5 | 2.6 | 2.7 | 2.8 | 3 | 3.1 | 3.2 | 3.4
PSS | KIRKBY CENTRAL T1 / NORTHWOOD T1 / TOWER HILL (BANK LA) T1 / WESTVALE T1 | 1.3 | 1.3 | 1.4 | 1.4 | 1.4 | 1.5 | 1.5 | 1.6 | 1.7 | 1.8 | 1.9 | 2 | 2.1 | 2.2 | 2.3 | 2.4 | 2.5 | 2.6 | 2.7 | 2.9 | 3 | 3.1 | 3.2 | 3.4 | 3.5 | 3.6 | 3.8 | 3.9 | 4 | 4.2 | 1.3 | 1.4 | 1.6 | 1.8 | 2.2 | 2.6 | 3.1 | 3.5 | 4 | 4.5 | 5.1 | 5.6 | 6.2 | 6.8 | 7.4 | 8 | 8.6 | 9.1 | 9.7 | 10.4 | 11 | 11.7 | 12.4 | 13 | 13.7 | 14.4 | 15.1 | 15.8 | 16.3 | 17 | 1.3 | 1.4 | 1.4 | 1.5 | 1.7 | 1.8 | 2 | 2.3 | 2.5 | 2.7 | 2.9 | 3.2 | 3.4 | 3.7 | 3.9 | 4.2 | 4.5 | 4.7 | 5 | 5.3 | 5.5 | 5.9 | 6.1 | 6.4 | 6.7 | 7 | 7.2 | 7.5 | 7.8 | 8.1 | 1.3 | 1.4 | 1.6 | 1.8 | 2.2 | 2.6 | 3.1 | 3.6 | 4.1 | 4.6 | 5.1 | 5.7 | 6.2 | 6.8 | 7.4 | 8 | 8.6 | 9.2 | 9.8 | 10.5 | 11.2 | 11.9 | 12.6 | 13.2 | 13.8 | 14.5 | 15.3 | 16 | 16.7 | 17.4 | 1.3 | 1.4 | 1.5 | 1.6 | 1.9 | 2.2 | 2.5 | 2.9 | 3.2 | 3.6 | 4 | 4.4 | 4.8 | 5.2 | 5.7 | 6.1 | 6.5 | 6.9 | 7.4 | 7.8 | 8.3 | 8.8 | 9.2 | 9.7 | 10.2 | 10.7 | 11.2 | 11.7 | 12.1 | 12.6
PSS | KNOWSLEY T1 / MARLED HEY T1 | 0.9 | 0.9 | 0.9 | 0.9 | 0.9 | 1 | 1 | 1.1 | 1.1 | 1.2 | 1.2 | 1.3 | 1.3 | 1.4 | 1.5 | 1.5 | 1.5 | 1.6 | 1.6 | 1.7 | 1.7 | 1.8 | 1.8 | 1.8 | 1.9 | 1.9 | 2 | 2 | 2 | 2.1 | 0.9 | 0.9 | 1.1 | 1.2 | 1.5 | 1.8 | 2 | 2.2 | 2.4 | 2.6 | 2.7 | 2.9 | 3.1 | 3.3 | 3.5 | 3.6 | 3.8 | 4 | 4.1 | 4.3 | 4.5 | 4.6 | 4.8 | 5 | 5.1 | 5.3 | 5.5 | 5.7 | 5.8 | 6 | 0.9 | 0.9 | 1 | 1 | 1.1 | 1.3 | 1.4 | 1.5 | 1.6 | 1.8 | 1.9 | 2 | 2 | 2.1 | 2.3 | 2.3 | 2.4 | 2.5 | 2.6 | 2.7 | 2.7 | 2.8 | 2.9 | 2.9 | 3 | 3.1 | 3.1 | 3.2 | 3.3 | 3.4 | 0.9 | 1 | 1.1 | 1.3 | 1.6 | 1.8 | 2.1 | 2.3 | 2.5 | 2.7 | 2.9 | 3.1 | 3.3 | 3.5 | 3.6 | 3.8 | 4 | 4.1 | 4.3 | 4.5 | 4.6 | 4.8 | 5 | 5.2 | 5.3 | 5.4 | 5.6 | 5.8 | 5.9 | 6.1 | 0.9 | 0.9 | 1 | 1.1 | 1.3 | 1.5 | 1.7 | 1.9 | 2 | 2.2 | 2.3 | 2.4 | 2.6 | 2.7 | 2.9 | 3 | 3.1 | 3.2 | 3.3 | 3.5 | 3.6 | 3.7 | 3.8 | 4 | 4.1 | 4.2 | 4.3 | 4.5 | 4.6 | 4.7
PSS | LCWW HUNTINGTON T1 / LCWW HUNTINGTON T2 | 0.9 | 0.9 | 0.9 | 0.9 | 0.9 | 0.9 | 1 | 1 | 1 | 1 | 1 | 1.1 | 1.1 | 1.1 | 1.1 | 1.1 | 1.1 | 1.1 | 1.1 | 1.2 | 1.2 | 1.2 | 1.2 | 1.2 | 1.2 | 1.2 | 1.2 | 1.2 | 1.2 | 1.2 | 0.9 | 0.9 | 1 | 1 | 1.2 | 1.3 | 1.4 | 1.5 | 1.6 | 1.7 | 1.7 | 1.8 | 1.9 | 1.9 | 2 | 2.2 | 2.3 | 2.4 | 2.5 | 2.6 | 2.8 | 2.9 | 3 | 3.1 | 3.3 | 3.4 | 3.5 | 3.7 | 3.8 | 3.9 | 0.9 | 0.9 | 0.9 | 0.9 | 1 | 1 | 1.1 | 1.1 | 1.2 | 1.2 | 1.3 | 1.3 | 1.3 | 1.4 | 1.4 | 1.4 | 1.5 | 1.5 | 1.5 | 1.6 | 1.6 | 1.6 | 1.6 | 1.7 | 1.7 | 1.7 | 1.8 | 1.8 | 1.9 | 1.9 | 0.9 | 0.9 | 1 | 1 | 1.1 | 1.2 | 1.4 | 1.5 | 1.6 | 1.7 | 1.8 | 1.8 | 1.9 | 2 | 2.1 | 2.2 | 2.3 | 2.5 | 2.6 | 2.7 | 2.8 | 2.9 | 3.1 | 3.2 | 3.2 | 3.4 | 3.5 | 3.7 | 3.8 | 3.9 | 0.9 | 0.9 | 0.9 | 1 | 1.1 | 1.2 | 1.2 | 1.3 | 1.4 | 1.5 | 1.5 | 1.6 | 1.6 | 1.7 | 1.7 | 1.8 | 1.8 | 1.9 | 2 | 2.1 | 2.2 | 2.2 | 2.3 | 2.4 | 2.5 | 2.6 | 2.7 | 2.8 | 2.8 | 2.9
PSS | LEGACY LOCAL T1 | 3.2 | 3.2 | 3.4 | 3.8 | 4 | 4.3 | 4.6 | 4.9 | 5.1 | 5.2 | 5.3 | 5.4 | 5.5 | 5.5 | 5.6 | 5.6 | 5.4 | 5.5 | 5.4 | 5.4 | 5.3 | 5.3 | 5.2 | 5.2 | 5.1 | 5.1 | 5 | 4.9 | 4.9 | 4.8 | 3.2 | 3.2 | 3.4 | 3.7 | 4 | 4.3 | 4.7 | 4.9 | 5.1 | 5.3 | 5.4 | 5.5 | 5.5 | 5.6 | 5.6 | 5.7 | 5.8 | 5.8 | 5.9 | 6 | 5.9 | 6 | 6 | 6 | 6 | 5.9 | 6 | 6.1 | 6.3 | 6.4 | 3.2 | 3.2 | 3.4 | 3.6 | 3.9 | 4.2 | 4.4 | 4.6 | 4.8 | 4.9 | 5 | 5 | 4.9 | 4.9 | 4.7 | 4.4 | 4.4 | 4.4 | 4.4 | 4.4 | 4.3 | 4.3 | 4.2 | 4.3 | 4.3 | 4.4 | 4.4 | 4.5 | 4.5 | 4.6 | 3.2 | 3.2 | 3.5 | 3.7 | 4.1 | 4.4 | 4.8 | 5 | 5.3 | 5.5 | 5.6 | 5.7 | 5.7 | 5.8 | 5.9 | 6.1 | 6.2 | 6.3 | 5.9 | 6 | 6 | 5.8 | 5.7 | 5.8 | 5.3 | 5.4 | 5.5 | 5.6 | 5.7 | 5.8 | 3.2 | 3.2 | 3.4 | 3.7 | 3.9 | 4.3 | 4.5 | 4.7 | 5 | 5.1 | 5.2 | 5.2 | 5.2 | 5.2 | 5.1 | 5.1 | 5.1 | 5.1 | 5.1 | 5.2 | 5.1 | 5.1 | 5.1 | 5.1 | 5.1 | 5.1 | 5.2 | 5.3 | 5.4 | 5.5
PSS | LEIGHTON HOSPITAL T1 | 0.7 | 0.7 | 0.7 | 0.7 | 0.7 | 0.7 | 0.7 | 0.8 | 0.8 | 0.8 | 0.8 | 0.9 | 0.9 | 0.9 | 0.9 | 1 | 1 | 1 | 1 | 1 | 1 | 1 | 1.1 | 1.1 | 1.1 | 1.1 | 1.1 | 1.2 | 1.2 | 1.2 | 0.7 | 0.7 | 0.8 | 0.8 | 1 | 1.1 | 1.2 | 1.3 | 1.4 | 1.4 | 1.5 | 1.6 | 1.7 | 1.8 | 1.8 | 1.9 | 2 | 2.1 | 2.2 | 2.2 | 2.3 | 2.4 | 2.5 | 2.5 | 2.6 | 2.7 | 2.7 | 2.9 | 2.9 | 3 | 0.7 | 0.7 | 0.7 | 0.8 | 0.8 | 0.8 | 0.9 | 1 | 1 | 1 | 1.1 | 1.1 | 1.2 | 1.2 | 1.3 | 1.3 | 1.3 | 1.4 | 1.4 | 1.5 | 1.5 | 1.5 | 1.6 | 1.6 | 1.6 | 1.6 | 1.7 | 1.7 | 1.7 | 1.8 | 0.7 | 0.7 | 0.8 | 0.8 | 1 | 1.1 | 1.2 | 1.3 | 1.4 | 1.4 | 1.5 | 1.6 | 1.7 | 1.8 | 1.8 | 1.9 | 2 | 2.1 | 2.2 | 2.2 | 2.3 | 2.4 | 2.5 | 2.6 | 2.5 | 2.6 | 2.7 | 2.8 | 2.8 | 2.9 | 0.7 | 0.7 | 0.7 | 0.8 | 0.9 | 0.9 | 1 | 1.1 | 1.2 | 1.2 | 1.3 | 1.4 | 1.4 | 1.5 | 1.6 | 1.6 | 1.7 | 1.7 | 1.8 | 1.8 | 1.9 | 1.9 | 2 | 2.1 | 2.1 | 2.2 | 2.2 | 2.3 | 2.3 | 2.4
PSS | LIVERPOOL RD 33 T1 | 3.3 | 2.8 | 2.6 | 2.5 | 2.4 | 2.4 | 2.4 | 2.3 | 2.4 | 2.4 | 2.4 | 2.4 | 2.4 | 2.4 | 2.4 | 2.4 | 2.3 | 2.3 | 2.3 | 2.4 | 2.4 | 2.4 | 2.4 | 2.4 | 2.6 | 2.6 | 2.6 | 2.6 | 2.6 | 2.7 | 3.3 | 3.4 | 3.4 | 3.4 | 3.5 | 3.6 | 3.8 | 3.9 | 4 | 4.1 | 4.3 | 4.4 | 4.5 | 4.7 | 4.9 | 5 | 5.1 | 5.2 | 5.3 | 5.5 | 5.6 | 5.7 | 5.8 | 6 | 6.1 | 6.3 | 6.4 | 6.5 | 6.6 | 6.7 | 3.3 | 3.3 | 3.2 | 3.2 | 3.2 | 3.2 | 3.2 | 3.3 | 3.3 | 3.4 | 3.4 | 3.5 | 3.6 | 3.6 | 3.7 | 3.8 | 3.8 | 3.8 | 3.9 | 4 | 4.1 | 4.1 | 4.2 | 4.2 | 4.3 | 4.4 | 4.4 | 4.5 | 4.6 | 4.6 | 3.3 | 3.4 | 3.4 | 3.4 | 3.6 | 3.7 | 3.8 | 4 | 4.2 | 4.3 | 4.5 | 4.7 | 4.8 | 5 | 5.1 | 5.3 | 5.4 | 5.6 | 5.7 | 5.8 | 6 | 6.1 | 6.2 | 6.4 | 6.4 | 6.5 | 6.6 | 6.8 | 7 | 7.1 | 3.3 | 3.3 | 3.3 | 3.3 | 3.4 | 3.4 | 3.5 | 3.6 | 3.6 | 3.7 | 3.8 | 4 | 4.1 | 4.2 | 4.3 | 4.4 | 4.4 | 4.5 | 4.6 | 4.7 | 4.8 | 4.9 | 5 | 5.1 | 5.2 | 5.3 | 5.4 | 5.5 | 5.6 | 5.7
PSS | LLAINGOCH T1 | 0.4 | 0.4 | 0.4 | 0.4 | 0.4 | 0.4 | 0.4 | 0.4 | 0.4 | 0.4 | 0.5 | 0.5 | 0.5 | 0.5 | 0.5 | 0.6 | 0.6 | 0.6 | 0.6 | 0.6 | 0.7 | 0.7 | 0.7 | 0.7 | 0.7 | 0.8 | 0.8 | 0.8 | 0.9 | 0.9 | 0.4 | 0.4 | 0.4 | 0.5 | 0.6 | 0.7 | 0.8 | 1 | 1.1 | 1.2 | 1.3 | 1.5 | 1.6 | 1.8 | 2 | 2.1 | 2.3 | 2.4 | 2.6 | 2.8 | 2.9 | 3.1 | 3.3 | 3.5 | 3.6 | 3.8 | 4 | 4.2 | 4.4 | 4.5 | 0.4 | 0.4 | 0.4 | 0.4 | 0.4 | 0.5 | 0.5 | 0.6 | 0.6 | 0.7 | 0.7 | 0.8 | 0.9 | 0.9 | 1 | 1 | 1.1 | 1.2 | 1.2 | 1.3 | 1.3 | 1.4 | 1.5 | 1.6 | 1.6 | 1.7 | 1.8 | 1.9 | 2 | 2.1 | 0.4 | 0.4 | 0.4 | 0.5 | 0.6 | 0.7 | 0.8 | 0.9 | 1.1 | 1.2 | 1.3 | 1.5 | 1.6 | 1.8 | 2 | 2.1 | 2.3 | 2.4 | 2.6 | 2.8 | 3 | 3.1 | 3.3 | 3.5 | 3.6 | 3.8 | 4.1 | 4.2 | 4.4 | 4.6 | 0.4 | 0.4 | 0.4 | 0.4 | 0.5 | 0.6 | 0.7 | 0.8 | 0.8 | 0.9 | 1 | 1.1 | 1.2 | 1.4 | 1.5 | 1.6 | 1.7 | 1.8 | 1.9 | 2 | 2.1 | 2.3 | 2.4 | 2.5 | 2.6 | 2.8 | 2.9 | 3 | 3.2 | 3.3
PSS | LLANARMON T1 | 0.5 | 0.6 | 0.9 | 1 | 1.2 | 1.5 | 1.7 | 1.9 | 2.3 | 2.7 | 3.2 | 3.8 | 4.1 | 4.3 | 4.5 | 4.5 | 4.7 | 4.7 | 4.8 | 4.8 | 4.9 | 4.9 | 5 | 5 | 5 | 5 | 5 | 4.8 | 4.9 | 4.9 | 0.5 | 0.5 | 0.7 | 0.9 | 1.1 | 1.4 | 1.6 | 1.8 | 2.1 | 2.4 | 2.7 | 3 | 3.3 | 3.6 | 3.8 | 3.8 | 3.9 | 3.9 | 4.1 | 4.2 | 4.3 | 4.5 | 4.7 | 4.9 | 5.1 | 5.2 | 5.4 | 5.8 | 6.2 | 6.6 | 0.5 | 0.6 | 0.7 | 0.8 | 0.9 | 1 | 1.1 | 1.3 | 1.5 | 1.7 | 2 | 2.4 | 2.8 | 3.1 | 3.3 | 3.4 | 3.5 | 3.7 | 3.8 | 4.2 | 4.7 | 5.3 | 6 | 6.8 | 7.5 | 8.2 | 9 | 9.6 | 10.1 | 10.6 | 0.5 | 0.6 | 0.8 | 1.1 | 1.4 | 1.7 | 2 | 2.3 | 2.6 | 2.9 | 3.4 | 3.8 | 4.2 | 4.7 | 4.7 | 4.9 | 5.1 | 5.2 | 5.5 | 5.8 | 6.2 | 6.6 | 6.9 | 7.1 | 7.8 | 8.2 | 8.8 | 9.6 | 10.6 | 11.8 | 0.5 | 0.6 | 0.7 | 0.8 | 1 | 1.2 | 1.4 | 1.5 | 1.8 | 2 | 2.4 | 2.7 | 3 | 3.3 | 3.5 | 3.6 | 3.7 | 3.8 | 3.9 | 4.2 | 4.5 | 4.9 | 5.4 | 5.8 | 6.3 | 6.7 | 7.2 | 7.7 | 8.1 | 8.6
PSS | LLANBEDROG T1 | 0.4 | 1.1 | 1.6 | 2.2 | 3.1 | 4 | 5.1 | 6.5 | 7.4 | 7.8 | 8.3 | 8.7 | 8.9 | 8.9 | 9 | 9 | 9.1 | 9.1 | 9.1 | 9.1 | 9.2 | 9.2 | 9.3 | 9.3 | 9.3 | 9.2 | 9.3 | 9.1 | 9.2 | 9.2 | 0.4 | 1.4 | 2.3 | 3.2 | 4.1 | 5 | 5.8 | 6.6 | 6.7 | 6.9 | 7 | 7.1 | 7.5 | 7.8 | 8 | 8.1 | 8.1 | 8.1 | 8.2 | 8.4 | 8.5 | 8.7 | 8.8 | 9 | 9.2 | 9.3 | 9.5 | 9.8 | 10.2 | 10.6 | 0.4 | 1.5 | 2.3 | 3.1 | 3.9 | 4.6 | 5.4 | 6.1 | 6.2 | 6.3 | 6.4 | 6.8 | 7.3 | 7.6 | 7.9 | 8 | 8.1 | 8.2 | 8.3 | 8.7 | 9.3 | 10 | 10.7 | 11.4 | 12.1 | 12.8 | 13.6 | 14.2 | 14.7 | 15.2 | 0.4 | 1.6 | 2.4 | 3.3 | 4.4 | 5.4 | 6.4 | 6.8 | 7.2 | 7.6 | 8.1 | 8.7 | 9.1 | 9.6 | 9.7 | 9.8 | 10 | 10.1 | 10.4 | 10.7 | 11.1 | 11.4 | 11.8 | 11.9 | 12.5 | 12.9 | 13.4 | 14.1 | 15.1 | 16.1 | 0.4 | 1.4 | 2.3 | 3.2 | 4 | 4.8 | 5.6 | 6.4 | 6.5 | 6.6 | 6.7 | 7 | 7.4 | 7.7 | 7.9 | 8.1 | 8.1 | 8.2 | 8.3 | 8.6 | 8.9 | 9.3 | 9.8 | 10.2 | 10.6 | 11 | 11.6 | 12 | 12.5 | 12.9
PSS | LLANBERIS T1 | 1.4 | 1.4 | 1.4 | 1.4 | 1.4 | 1.4 | 1.4 | 1.4 | 1.4 | 1.5 | 1.5 | 1.5 | 1.5 | 1.5 | 1.5 | 1.6 | 1.5 | 1.6 | 1.6 | 1.6 | 1.6 | 1.6 | 1.6 | 1.6 | 1.7 | 1.7 | 1.7 | 1.7 | 1.7 | 1.8 | 1.4 | 1.5 | 1.5 | 1.5 | 1.6 | 1.7 | 1.7 | 1.8 | 1.9 | 2 | 2.1 | 2.2 | 2.2 | 2.3 | 2.4 | 2.5 | 2.6 | 2.7 | 2.7 | 2.8 | 2.9 | 3 | 3.1 | 3.2 | 3.3 | 3.4 | 3.5 | 3.6 | 3.6 | 3.8 | 1.4 | 1.4 | 1.5 | 1.5 | 1.5 | 1.5 | 1.6 | 1.6 | 1.6 | 1.7 | 1.7 | 1.7 | 1.8 | 1.8 | 1.9 | 1.9 | 2 | 2 | 2 | 2.1 | 2.1 | 2.1 | 2.1 | 2.2 | 2.2 | 2.3 | 2.3 | 2.4 | 2.4 | 2.4 | 1.4 | 1.5 | 1.5 | 1.5 | 1.6 | 1.7 | 1.8 | 1.9 | 2 | 2.1 | 2.2 | 2.2 | 2.3 | 2.4 | 2.5 | 2.6 | 2.7 | 2.8 | 2.8 | 3 | 3 | 3.1 | 3.2 | 3.3 | 3.3 | 3.5 | 3.5 | 3.6 | 3.7 | 3.8 | 1.4 | 1.5 | 1.5 | 1.5 | 1.5 | 1.6 | 1.7 | 1.7 | 1.8 | 1.8 | 1.9 | 1.9 | 2 | 2.1 | 2.1 | 2.2 | 2.3 | 2.3 | 2.4 | 2.4 | 2.5 | 2.6 | 2.6 | 2.7 | 2.8 | 2.8 | 2.9 | 3 | 3 | 3.1
PSS | LLANDDEUSANT T1 | 1 | 1.2 | 1.4 | 1.6 | 1.8 | 2 | 2.2 | 2.5 | 2.9 | 3.4 | 4 | 4.6 | 5 | 5.2 | 5.5 | 5.5 | 5.7 | 5.7 | 5.8 | 5.9 | 6 | 6.1 | 6.1 | 6.2 | 6.3 | 6.2 | 6.3 | 6.2 | 6.3 | 6.4 | 1 | 1.1 | 1.3 | 1.7 | 2.1 | 2.6 | 3.1 | 4 | 4.7 | 5.4 | 6.3 | 7 | 7.8 | 8.6 | 9.3 | 9.9 | 10.4 | 11 | 11.7 | 12.3 | 12.9 | 13.5 | 14.1 | 14.7 | 15.3 | 15.6 | 16 | 16.4 | 17.5 | 18 | 1 | 1.2 | 1.3 | 1.4 | 1.5 | 1.7 | 1.8 | 2.3 | 2.8 | 3.4 | 4.1 | 4.9 | 5.8 | 6.5 | 7.2 | 7.7 | 8.2 | 8.7 | 9.2 | 10.1 | 11 | 12 | 13.1 | 14.2 | 15.2 | 16.3 | 17.4 | 18.4 | 19.4 | 20.4 | 1 | 1.2 | 1.5 | 1.8 | 2.2 | 2.6 | 3.1 | 3.9 | 4.6 | 5.3 | 6.3 | 7.3 | 8 | 8.9 | 9.4 | 9.9 | 10.5 | 11 | 11.7 | 12.5 | 13.3 | 14.1 | 14.8 | 15.4 | 16.4 | 17 | 17.6 | 18.6 | 19.7 | 20.9 | 1 | 1.1 | 1.3 | 1.5 | 1.8 | 2.1 | 2.5 | 3.1 | 3.8 | 4.6 | 5.4 | 6.2 | 7.1 | 7.8 | 8.5 | 9.1 | 9.7 | 10.3 | 10.9 | 11.6 | 12.4 | 13.2 | 14.1 | 15 | 15.8 | 16.5 | 17.3 | 17.9 | 18.6 | 19.2
PSS | LLANDDU QUARRY T1 | 3 | 3.2 | 3.4 | 3.5 | 3.8 | 4 | 4.3 | 4.5 | 4.9 | 5.2 | 5.7 | 6.3 | 6.5 | 6.7 | 6.8 | 6.9 | 7 | 7 | 7 | 7.1 | 7.1 | 7 | 7.1 | 7 | 7 | 6.9 | 6.8 | 6.6 | 6.6 | 6.4 | 3 | 3.1 | 3.3 | 3.4 | 3.7 | 3.9 | 4.1 | 4.2 | 4.5 | 4.7 | 4.9 | 5 | 5.1 | 5.2 | 5.3 | 5.4 | 5.4 | 5.5 | 5.6 | 5.7 | 5.8 | 5.9 | 6.1 | 6.3 | 6.4 | 6.4 | 6.7 | 7 | 7.4 | 7.7 | 3 | 3.1 | 3.2 | 3.3 | 3.3 | 3.4 | 3.5 | 3.6 | 3.9 | 4 | 4.3 | 4.6 | 5 | 5.2 | 5.3 | 5.4 | 5.4 | 5.5 | 5.6 | 5.9 | 6.3 | 6.8 | 7.4 | 8.1 | 8.8 | 9.5 | 10.2 | 10.7 | 11.2 | 11.7 | 3 | 3.1 | 3.2 | 3.5 | 3.8 | 4 | 4.3 | 4.6 | 4.9 | 5.1 | 5.5 | 5.8 | 6 | 6.2 | 6.2 | 6.4 | 6.5 | 6.6 | 6.8 | 7.1 | 7.4 | 7.7 | 8 | 8.2 | 8.9 | 9.2 | 9.7 | 10.5 | 11.5 | 12.7 | 3 | 3.1 | 3.2 | 3.4 | 3.5 | 3.6 | 3.8 | 3.9 | 4.2 | 4.4 | 4.6 | 4.8 | 5.1 | 5.2 | 5.3 | 5.2 | 5.2 | 5.3 | 5.4 | 5.7 | 6 | 6.3 | 6.8 | 7.2 | 7.6 | 8 | 8.4 | 8.9 | 9.3 | 9.7
PSS | LLANDEGFAN T1 | 1.4 | 1.2 | 1.1 | 1 | 1 | 1 | 1 | 1 | 1 | 1 | 1 | 1 | 1 | 1 | 1.1 | 1.1 | 1 | 1.1 | 1.1 | 1.1 | 1.1 | 1.1 | 1.2 | 1.2 | 1.2 | 1.3 | 1.3 | 1.3 | 1.4 | 1.4 | 1.4 | 1.4 | 1.4 | 1.5 | 1.6 | 1.7 | 1.8 | 2 | 2.1 | 2.2 | 2.4 | 2.6 | 2.7 | 3 | 3.1 | 3.3 | 3.5 | 3.7 | 3.8 | 4 | 4.2 | 4.5 | 4.6 | 4.9 | 5 | 5.3 | 5.5 | 5.7 | 5.9 | 6.1 | 1.4 | 1.4 | 1.3 | 1.3 | 1.3 | 1.3 | 1.4 | 1.4 | 1.5 | 1.5 | 1.6 | 1.7 | 1.8 | 1.8 | 1.9 | 2 | 2 | 2.1 | 2.2 | 2.3 | 2.3 | 2.4 | 2.5 | 2.6 | 2.7 | 2.8 | 2.9 | 3 | 3.1 | 3.2 | 1.4 | 1.4 | 1.4 | 1.5 | 1.6 | 1.7 | 1.8 | 2 | 2.1 | 2.3 | 2.5 | 2.7 | 2.9 | 3.1 | 3.3 | 3.4 | 3.6 | 3.8 | 4 | 4.2 | 4.4 | 4.6 | 4.8 | 5 | 5.2 | 5.4 | 5.7 | 5.9 | 6.1 | 6.3 | 1.4 | 1.4 | 1.4 | 1.4 | 1.4 | 1.5 | 1.6 | 1.7 | 1.8 | 1.9 | 2 | 2.1 | 2.2 | 2.4 | 2.5 | 2.6 | 2.7 | 2.9 | 3 | 3.1 | 3.3 | 3.4 | 3.6 | 3.7 | 3.9 | 4.1 | 4.2 | 4.3 | 4.5 | 4.7
PSS | LLANDRINIO T1 | 0.9 | 1 | 1.3 | 1.4 | 1.6 | 1.9 | 2.1 | 2.3 | 2.7 | 3 | 3.5 | 4 | 4.2 | 4.3 | 4.5 | 4.5 | 4.7 | 4.7 | 4.7 | 4.8 | 4.8 | 4.8 | 4.8 | 4.8 | 4.8 | 4.8 | 4.7 | 4.6 | 4.6 | 4.6 | 0.9 | 1 | 1.2 | 1.3 | 1.6 | 1.8 | 2.1 | 2.2 | 2.5 | 2.7 | 3 | 3.3 | 3.5 | 3.7 | 3.9 | 4 | 4 | 4.1 | 4.2 | 4.4 | 4.5 | 4.7 | 4.8 | 5 | 5.2 | 5.3 | 5.6 | 5.9 | 6.3 | 6.8 | 0.9 | 1 | 1.1 | 1.2 | 1.2 | 1.3 | 1.4 | 1.5 | 1.7 | 1.9 | 2.1 | 2.4 | 2.8 | 3 | 3.1 | 3.2 | 3.3 | 3.4 | 3.6 | 3.9 | 4.4 | 5 | 5.6 | 6.4 | 7 | 7.7 | 8.4 | 9 | 9.5 | 10.1 | 0.9 | 1 | 1.1 | 1.4 | 1.7 | 1.9 | 2.1 | 2.4 | 2.7 | 3 | 3.3 | 3.7 | 4 | 4.4 | 4.4 | 4.6 | 4.8 | 4.9 | 5.2 | 5.5 | 5.7 | 6.1 | 6.4 | 6.7 | 7.3 | 7.8 | 8.4 | 9.2 | 10.3 | 11.6 | 0.9 | 1 | 1.1 | 1.2 | 1.4 | 1.6 | 1.7 | 1.9 | 2.1 | 2.3 | 2.6 | 2.8 | 3.1 | 3.3 | 3.5 | 3.6 | 3.7 | 3.8 | 3.9 | 4.1 | 4.4 | 4.8 | 5.2 | 5.7 | 6.1 | 6.5 | 7 | 7.5 | 7.9 | 8.4
PSS | LLANDUDNO T1 / LLANDUDNO T2 | 0.4 | 0.4 | 0.5 | 0.5 | 0.5 | 0.5 | 0.5 | 0.5 | 0.5 | 0.6 | 0.6 | 0.6 | 0.6 | 0.7 | 0.7 | 0.7 | 0.7 | 0.7 | 0.8 | 0.8 | 0.8 | 0.8 | 0.9 | 0.9 | 0.9 | 0.9 | 1 | 1 | 1 | 1 | 0.4 | 0.5 | 0.5 | 0.6 | 0.8 | 0.9 | 1 | 1.2 | 1.4 | 1.5 | 1.7 | 1.9 | 2.1 | 2.3 | 2.5 | 2.7 | 2.8 | 3.1 | 3.3 | 3.5 | 3.7 | 3.9 | 4.1 | 4.4 | 4.5 | 4.8 | 5 | 5.2 | 5.5 | 5.7 | 0.4 | 0.5 | 0.5 | 0.5 | 0.6 | 0.6 | 0.7 | 0.7 | 0.8 | 0.9 | 0.9 | 1 | 1.1 | 1.2 | 1.2 | 1.3 | 1.4 | 1.5 | 1.6 | 1.7 | 1.8 | 1.9 | 2 | 2.1 | 2.1 | 2.3 | 2.4 | 2.5 | 2.6 | 2.6 | 0.4 | 0.5 | 0.5 | 0.6 | 0.7 | 0.9 | 1.1 | 1.2 | 1.4 | 1.5 | 1.7 | 1.9 | 2.1 | 2.3 | 2.5 | 2.7 | 2.9 | 3.1 | 3.3 | 3.5 | 3.7 | 4 | 4.2 | 4.4 | 4.6 | 4.8 | 5.1 | 5.3 | 5.5 | 5.8 | 0.4 | 0.5 | 0.5 | 0.5 | 0.7 | 0.7 | 0.9 | 1 | 1.1 | 1.2 | 1.3 | 1.4 | 1.6 | 1.7 | 1.8 | 2 | 2.1 | 2.3 | 2.4 | 2.6 | 2.7 | 2.9 | 3 | 3.2 | 3.3 | 3.5 | 3.7 | 3.9 | 4 | 4.2
PSS | LLANDYFRYDOG T1 | 0.6 | 0.7 | 1 | 1.1 | 1.3 | 1.6 | 1.8 | 2.4 | 3.1 | 3.9 | 5.1 | 6.5 | 7.3 | 8 | 8.8 | 9.4 | 10.1 | 10.7 | 11.4 | 12.1 | 12.7 | 13.4 | 14.1 | 14.7 | 15.4 | 16 | 16.7 | 17.4 | 18.1 | 18.9 | 0.6 | 0.6 | 0.8 | 1.2 | 1.6 | 2.1 | 2.6 | 3.3 | 4 | 4.8 | 5.5 | 6.2 | 6.9 | 7.6 | 8.2 | 8.8 | 9.3 | 9.9 | 10.5 | 11 | 11.6 | 12.1 | 12.7 | 13.2 | 13.7 | 14 | 14.4 | 14.7 | 15.9 | 16.3 | 0.6 | 0.7 | 0.8 | 0.9 | 1 | 1.1 | 1.2 | 1.7 | 2.2 | 2.7 | 3.4 | 4.1 | 4.9 | 5.6 | 6.2 | 6.7 | 7.2 | 7.7 | 8.3 | 9 | 9.9 | 10.8 | 11.8 | 12.9 | 13.9 | 14.9 | 16 | 17 | 17.9 | 18.9 | 0.6 | 0.7 | 0.9 | 1.6 | 2 | 2.7 | 3.3 | 4 | 4.7 | 5.3 | 6.1 | 7 | 7.7 | 8.5 | 8.9 | 9.4 | 9.9 | 10.4 | 11 | 11.8 | 12.5 | 13.1 | 13.8 | 14.3 | 15.3 | 15.9 | 16.5 | 17.3 | 18.4 | 19.5 | 0.6 | 0.7 | 0.8 | 1 | 1.3 | 1.6 | 1.9 | 2.5 | 3.2 | 3.9 | 4.7 | 5.4 | 6.2 | 6.9 | 7.5 | 8.1 | 8.6 | 9.2 | 9.8 | 10.5 | 11.2 | 11.9 | 12.8 | 13.6 | 14.3 | 15 | 15.8 | 16.4 | 17 | 17.6
PSS | LLANDYRNOG T1 | 0.4 | 0.4 | 0.5 | 0.5 | 0.5 | 0.5 | 0.5 | 0.5 | 0.5 | 0.6 | 0.6 | 0.7 | 0.8 | 1 | 1 | 1.1 | 1.3 | 1.3 | 1.3 | 1.4 | 1.4 | 1.5 | 1.5 | 1.6 | 1.6 | 1.7 | 1.7 | 1.8 | 1.8 | 1.9 | 0.4 | 0.5 | 0.5 | 0.6 | 0.7 | 0.8 | 0.9 | 1.1 | 1.3 | 1.5 | 1.8 | 2 | 2.2 | 2.5 | 2.6 | 2.8 | 3 | 3.1 | 3.2 | 3.4 | 3.6 | 3.8 | 4 | 4.1 | 4.3 | 4.5 | 4.6 | 4.8 | 5 | 5.1 | 0.4 | 0.5 | 0.5 | 0.5 | 0.6 | 0.6 | 0.7 | 0.8 | 0.9 | 1.1 | 1.3 | 1.5 | 1.7 | 1.8 | 1.9 | 2.1 | 2.1 | 2.2 | 2.2 | 2.3 | 2.5 | 2.6 | 2.7 | 2.8 | 2.8 | 2.9 | 3 | 3.1 | 3.2 | 3.3 | 0.4 | 0.5 | 0.6 | 0.8 | 1 | 1.2 | 1.5 | 1.7 | 1.9 | 2.2 | 2.5 | 2.7 | 3 | 3.2 | 3.5 | 3.6 | 3.8 | 3.9 | 4.1 | 4.3 | 4.6 | 4.7 | 5 | 5.1 | 5.7 | 5.9 | 6 | 6.2 | 6.4 | 6.5 | 0.4 | 0.5 | 0.5 | 0.5 | 0.6 | 0.7 | 0.8 | 1 | 1.1 | 1.3 | 1.5 | 1.7 | 1.9 | 2.2 | 2.3 | 2.4 | 2.5 | 2.7 | 2.7 | 2.9 | 3 | 3.2 | 3.3 | 3.4 | 3.6 | 3.7 | 3.8 | 3.9 | 4.1 | 4.2
PSS | LLANFAELOG T1 | 0.3 | 0.3 | 0.3 | 0.3 | 0.3 | 0.3 | 0.4 | 0.4 | 0.4 | 0.4 | 0.4 | 0.4 | 0.4 | 0.4 | 0.4 | 0.4 | 0.4 | 0.4 | 0.4 | 0.4 | 0.4 | 0.4 | 0.4 | 0.4 | 0.4 | 0.4 | 0.4 | 0.4 | 0.5 | 0.5 | 0.3 | 0.3 | 0.4 | 0.4 | 0.4 | 0.5 | 0.5 | 0.5 | 0.5 | 0.5 | 0.6 | 0.6 | 0.6 | 0.6 | 0.6 | 0.6 | 0.6 | 0.6 | 0.6 | 0.6 | 0.6 | 0.6 | 0.6 | 0.7 | 0.7 | 0.7 | 0.7 | 0.7 | 0.7 | 0.7 | 0.3 | 0.3 | 0.3 | 0.4 | 0.4 | 0.4 | 0.4 | 0.4 | 0.4 | 0.4 | 0.5 | 0.5 | 0.5 | 0.5 | 0.5 | 0.5 | 0.5 | 0.5 | 0.5 | 0.5 | 0.5 | 0.5 | 0.5 | 0.5 | 0.6 | 0.6 | 0.6 | 0.6 | 0.6 | 0.6 | 0.3 | 0.3 | 0.4 | 0.4 | 0.4 | 0.5 | 0.5 | 0.5 | 0.5 | 0.5 | 0.5 | 0.6 | 0.6 | 0.6 | 0.6 | 0.6 | 0.6 | 0.6 | 0.6 | 0.6 | 0.6 | 0.6 | 0.6 | 0.6 | 0.6 | 0.6 | 0.6 | 0.6 | 0.6 | 0.6 | 0.3 | 0.3 | 0.4 | 0.4 | 0.4 | 0.4 | 0.4 | 0.5 | 0.5 | 0.5 | 0.5 | 0.5 | 0.5 | 0.5 | 0.5 | 0.6 | 0.6 | 0.6 | 0.6 | 0.6 | 0.6 | 0.6 | 0.6 | 0.6 | 0.6 | 0.6 | 0.6 | 0.6 | 0.6 | 0.6
PSS | LLANFAIR CAEREINION T1 | 2.8 | 3 | 2.9 | 3.1 | 3.3 | 3.6 | 3.8 | 4.1 | 4.5 | 4.9 | 5.4 | 5.9 | 6.2 | 6.3 | 6.5 | 6.5 | 6.7 | 6.7 | 6.8 | 6.8 | 6.9 | 6.9 | 6.9 | 6.9 | 6.9 | 6.8 | 6.8 | 6.6 | 6.6 | 6.5 | 2.8 | 2.9 | 2.7 | 2.9 | 3.3 | 3.6 | 3.9 | 4.2 | 4.6 | 4.9 | 5.2 | 5.4 | 5.6 | 5.8 | 6 | 6.2 | 6.4 | 6.6 | 6.8 | 7.1 | 7.3 | 7.6 | 7.8 | 8.2 | 8.5 | 8.7 | 9.1 | 9.5 | 9.9 | 10.5 | 2.8 | 3 | 2.7 | 2.8 | 2.9 | 3.1 | 3.2 | 3.4 | 3.6 | 3.8 | 4.1 | 4.4 | 4.8 | 5 | 5.1 | 5.3 | 5.4 | 5.5 | 5.7 | 6 | 6.5 | 7.1 | 7.8 | 8.6 | 9.4 | 10.2 | 11.1 | 11.7 | 12.3 | 12.9 | 2.8 | 2.9 | 2.7 | 3 | 3.4 | 3.7 | 4 | 4.3 | 4.7 | 5 | 5.4 | 5.9 | 6.2 | 6.5 | 6.6 | 6.8 | 7.1 | 7.3 | 7.7 | 8.1 | 8.5 | 9 | 9.4 | 9.8 | 10.6 | 11.2 | 11.9 | 12.9 | 14.1 | 15.4 | 2.8 | 3 | 2.7 | 2.9 | 3.1 | 3.3 | 3.6 | 3.8 | 4.1 | 4.4 | 4.6 | 4.9 | 5.2 | 5.4 | 5.5 | 5.6 | 5.7 | 5.9 | 6.1 | 6.4 | 6.8 | 7.3 | 7.8 | 8.4 | 8.9 | 9.4 | 10.1 | 10.6 | 11.2 | 11.8
PSS | LLANFAIR PG T1 | 0.3 | 0.3 | 0.3 | 0.3 | 0.3 | 0.4 | 0.4 | 0.4 | 0.4 | 0.4 | 0.4 | 0.5 | 0.5 | 0.5 | 0.5 | 0.5 | 0.5 | 0.6 | 0.6 | 0.6 | 0.6 | 0.7 | 0.7 | 0.7 | 0.7 | 0.7 | 0.8 | 0.8 | 0.8 | 0.8 | 0.3 | 0.4 | 0.4 | 0.5 | 0.6 | 0.7 | 0.8 | 1 | 1.1 | 1.3 | 1.4 | 1.6 | 1.7 | 1.9 | 2.1 | 2.2 | 2.4 | 2.6 | 2.8 | 3 | 3.1 | 3.3 | 3.5 | 3.7 | 3.9 | 4.1 | 4.3 | 4.5 | 4.7 | 4.9 | 0.3 | 0.3 | 0.4 | 0.4 | 0.4 | 0.4 | 0.5 | 0.6 | 0.6 | 0.7 | 0.7 | 0.8 | 0.8 | 0.9 | 1 | 1 | 1.1 | 1.2 | 1.2 | 1.3 | 1.3 | 1.4 | 1.5 | 1.6 | 1.7 | 1.8 | 1.9 | 2 | 2 | 2.1 | 0.3 | 0.4 | 0.4 | 0.5 | 0.6 | 0.7 | 0.8 | 0.9 | 1.1 | 1.2 | 1.4 | 1.5 | 1.7 | 1.9 | 2 | 2.2 | 2.4 | 2.6 | 2.7 | 3 | 3.1 | 3.3 | 3.5 | 3.7 | 3.9 | 4.1 | 4.3 | 4.5 | 4.7 | 4.9 | 0.3 | 0.4 | 0.4 | 0.4 | 0.5 | 0.6 | 0.7 | 0.8 | 0.9 | 1 | 1.1 | 1.2 | 1.3 | 1.4 | 1.5 | 1.6 | 1.7 | 1.9 | 2 | 2.1 | 2.2 | 2.4 | 2.5 | 2.7 | 2.8 | 2.9 | 3.1 | 3.2 | 3.4 | 3.5
PSS | LLANFAIRFECHAN T1 | 0.8 | 0.8 | 0.8 | 0.8 | 0.8 | 0.8 | 0.8 | 0.8 | 0.8 | 0.9 | 0.9 | 0.9 | 0.9 | 0.9 | 0.9 | 1 | 1 | 1 | 1 | 1 | 1 | 1 | 1.1 | 1.1 | 1.1 | 1.1 | 1.1 | 1.1 | 1.1 | 1.2 | 0.8 | 0.8 | 0.8 | 0.9 | 1 | 1.1 | 1.2 | 1.3 | 1.4 | 1.5 | 1.6 | 1.7 | 1.8 | 1.9 | 2 | 2.1 | 2.2 | 2.3 | 2.4 | 2.5 | 2.7 | 2.7 | 2.9 | 3 | 3.1 | 3.2 | 3.3 | 3.4 | 3.5 | 3.7 | 0.8 | 0.8 | 0.8 | 0.8 | 0.9 | 0.9 | 0.9 | 1 | 1 | 1.1 | 1.1 | 1.2 | 1.2 | 1.2 | 1.3 | 1.3 | 1.4 | 1.4 | 1.5 | 1.5 | 1.6 | 1.6 | 1.7 | 1.7 | 1.7 | 1.8 | 1.8 | 1.9 | 1.9 | 2 | 0.8 | 0.8 | 0.8 | 0.9 | 1 | 1.1 | 1.2 | 1.3 | 1.4 | 1.5 | 1.6 | 1.7 | 1.8 | 1.9 | 2 | 2.1 | 2.2 | 2.3 | 2.4 | 2.5 | 2.6 | 2.8 | 2.9 | 3 | 3 | 3.1 | 3.3 | 3.4 | 3.5 | 3.6 | 0.8 | 0.8 | 0.8 | 0.8 | 0.9 | 1 | 1.1 | 1.1 | 1.2 | 1.3 | 1.4 | 1.4 | 1.5 | 1.6 | 1.7 | 1.7 | 1.8 | 1.9 | 2 | 2 | 2.1 | 2.2 | 2.3 | 2.3 | 2.4 | 2.5 | 2.6 | 2.6 | 2.7 | 2.8
PSS | LLANFROTHEN T1 | 1.5 | 1.5 | 1.5 | 1.5 | 1.5 | 1.5 | 1.5 | 1.5 | 1.6 | 1.6 | 1.6 | 1.6 | 1.6 | 1.6 | 1.6 | 1.7 | 1.7 | 1.7 | 1.7 | 1.7 | 1.7 | 1.7 | 1.7 | 1.8 | 1.8 | 1.8 | 1.8 | 1.8 | 1.9 | 1.9 | 1.5 | 1.5 | 1.6 | 1.6 | 1.6 | 1.7 | 1.8 | 1.9 | 2 | 2 | 2.1 | 2.2 | 2.3 | 2.4 | 2.5 | 2.6 | 2.7 | 2.8 | 2.9 | 3 | 3.1 | 3.2 | 3.3 | 3.5 | 3.6 | 3.7 | 3.8 | 3.9 | 3.8 | 4 | 1.5 | 1.5 | 1.5 | 1.5 | 1.6 | 1.6 | 1.6 | 1.7 | 1.7 | 1.7 | 1.8 | 1.8 | 1.8 | 1.9 | 1.9 | 2 | 2 | 2 | 2.1 | 2.1 | 2.2 | 2.2 | 2.2 | 2.3 | 2.3 | 2.4 | 2.4 | 2.4 | 2.5 | 2.5 | 1.5 | 1.5 | 1.6 | 1.6 | 1.7 | 1.7 | 1.8 | 1.9 | 2 | 2.1 | 2.1 | 2.2 | 2.3 | 2.4 | 2.5 | 2.6 | 2.7 | 2.8 | 2.9 | 3 | 3.1 | 3.2 | 3.3 | 3.5 | 3.5 | 3.6 | 3.7 | 3.8 | 3.9 | 4 | 1.5 | 1.5 | 1.5 | 1.6 | 1.6 | 1.7 | 1.7 | 1.8 | 1.8 | 1.9 | 2 | 2 | 2.1 | 2.1 | 2.2 | 2.3 | 2.4 | 2.4 | 2.5 | 2.6 | 2.7 | 2.7 | 2.8 | 2.9 | 2.9 | 3 | 3.1 | 3.2 | 3.2 | 3.3
PSS | LLANFWROG T1 / RUTHIN T1 | 5.8 | 5.4 | 5.2 | 5.1 | 5.1 | 5.1 | 5.1 | 5 | 5.1 | 5.1 | 5.1 | 5.1 | 5.1 | 5.2 | 5.2 | 5.2 | 5.1 | 5.2 | 5.2 | 5.3 | 5.3 | 5.3 | 5.3 | 5.3 | 5.5 | 5.5 | 5.5 | 5.5 | 5.4 | 5.2 | 5.8 | 5.9 | 5.9 | 6 | 6.2 | 6.4 | 6.7 | 7 | 7.2 | 7.5 | 7.6 | 7.7 | 7.8 | 7.9 | 8.1 | 8.5 | 8.9 | 9.3 | 9.7 | 10.2 | 10.6 | 11.1 | 11.5 | 12 | 12.4 | 12.9 | 13.3 | 13.8 | 13.8 | 14.3 | 5.8 | 5.8 | 5.7 | 5.6 | 5.7 | 5.7 | 5.8 | 6 | 6 | 6.2 | 6.2 | 6.3 | 6.4 | 6.5 | 6.6 | 6.6 | 6.7 | 6.7 | 6.8 | 6.9 | 7 | 7 | 7 | 7.2 | 7.5 | 7.7 | 7.8 | 8 | 8.2 | 8.4 | 5.8 | 5.9 | 5.9 | 5.8 | 6.1 | 6.2 | 6.5 | 6.8 | 7.1 | 7.3 | 7.5 | 7.8 | 7.9 | 7.9 | 8.3 | 8.7 | 9.1 | 9.6 | 10 | 10.4 | 10.9 | 11.4 | 11.8 | 12.3 | 12.7 | 13.2 | 13.7 | 14.2 | 14.7 | 15.2 | 5.8 | 5.8 | 5.8 | 5.8 | 5.9 | 6.1 | 6.2 | 6.5 | 6.6 | 6.8 | 6.9 | 7 | 7.1 | 7.2 | 7.3 | 7.3 | 7.4 | 7.7 | 8 | 8.3 | 8.6 | 8.9 | 9.3 | 9.6 | 9.9 | 10.3 | 10.6 | 10.9 | 11.2 | 11.6
PSS | LLANFYLLIN T1 / LLANFYLLIN T2 | 1.6 | 1.7 | 2 | 2.1 | 2.3 | 2.6 | 2.8 | 3 | 3.4 | 3.8 | 4.3 | 4.9 | 5.1 | 5.3 | 5.5 | 5.5 | 5.7 | 5.7 | 5.8 | 5.9 | 5.9 | 6 | 6 | 6 | 6 | 6 | 6 | 5.9 | 5.9 | 5.9 | 1.6 | 1.6 | 1.9 | 2 | 2.4 | 2.7 | 2.9 | 3.2 | 3.5 | 3.9 | 4.3 | 4.7 | 5 | 5.3 | 5.6 | 5.8 | 6 | 6.1 | 6.3 | 6.6 | 6.8 | 7.1 | 7.4 | 7.7 | 7.9 | 8.1 | 8.5 | 9 | 9.4 | 10 | 1.6 | 1.7 | 1.8 | 1.9 | 2 | 2.1 | 2.2 | 2.4 | 2.7 | 2.9 | 3.2 | 3.5 | 3.9 | 4.2 | 4.5 | 4.6 | 4.7 | 4.9 | 5.1 | 5.5 | 6.1 | 6.8 | 7.6 | 8.3 | 9.1 | 9.8 | 10.6 | 11.2 | 11.8 | 12.4 | 1.6 | 1.6 | 1.9 | 2.2 | 2.5 | 2.8 | 3.1 | 3.5 | 3.9 | 4.3 | 4.8 | 5.3 | 5.7 | 6.2 | 6.3 | 6.6 | 6.8 | 7.1 | 7.4 | 7.8 | 8.3 | 8.7 | 9.2 | 9.5 | 10.3 | 10.9 | 11.5 | 12.5 | 13.7 | 15 | 1.6 | 1.7 | 1.8 | 1.9 | 2.2 | 2.4 | 2.6 | 2.8 | 3.1 | 3.4 | 3.8 | 4.1 | 4.5 | 4.8 | 5 | 5.2 | 5.3 | 5.5 | 5.7 | 6.1 | 6.5 | 7 | 7.5 | 8 | 8.5 | 9 | 9.6 | 10.1 | 10.6 | 11.2
PSS | LLANGAFFO T1 | 0.7 | 0.8 | 1 | 1.2 | 1.4 | 1.6 | 1.8 | 2.1 | 2.4 | 2.8 | 3.3 | 3.9 | 4.2 | 4.3 | 4.5 | 4.5 | 4.7 | 4.7 | 4.7 | 4.8 | 4.9 | 4.9 | 4.9 | 4.9 | 4.9 | 4.9 | 4.8 | 4.7 | 4.7 | 4.7 | 0.7 | 0.8 | 1 | 1.1 | 1.4 | 1.6 | 1.8 | 2.1 | 2.4 | 2.7 | 3.1 | 3.4 | 3.7 | 4 | 4.2 | 4.4 | 4.5 | 4.6 | 4.8 | 5 | 5.2 | 5.5 | 5.8 | 6.1 | 6.3 | 6.5 | 6.9 | 7.3 | 7.8 | 8.3 | 0.7 | 0.8 | 0.9 | 1 | 1 | 1.2 | 1.2 | 1.4 | 1.6 | 1.8 | 2.1 | 2.5 | 2.9 | 3.1 | 3.4 | 3.5 | 3.6 | 3.7 | 3.9 | 4.3 | 4.9 | 5.5 | 6.3 | 7.1 | 7.8 | 8.5 | 9.3 | 10 | 10.5 | 11.1 | 0.7 | 0.8 | 1 | 1.3 | 1.6 | 1.9 | 2.1 | 2.5 | 2.8 | 3.2 | 3.6 | 4.2 | 4.5 | 5 | 5.1 | 5.3 | 5.6 | 5.8 | 6.1 | 6.6 | 7 | 7.4 | 7.9 | 8.2 | 9 | 9.5 | 10.1 | 11 | 12.2 | 13.4 | 0.7 | 0.8 | 0.9 | 1 | 1.2 | 1.4 | 1.5 | 1.8 | 2 | 2.3 | 2.6 | 2.9 | 3.3 | 3.5 | 3.8 | 3.9 | 4 | 4.1 | 4.3 | 4.6 | 5 | 5.5 | 6 | 6.6 | 7 | 7.5 | 8.1 | 8.6 | 9.2 | 9.7
PSS | LLANGEFNI IND EST T1 / LLANGEFNI IND EST T2 | 0.6 | 0.6 | 0.8 | 0.9 | 1.1 | 1.3 | 1.5 | 1.7 | 2.1 | 2.5 | 3.1 | 3.7 | 4 | 4.2 | 4.4 | 4.4 | 4.6 | 4.6 | 4.7 | 4.8 | 4.8 | 4.8 | 4.9 | 4.9 | 5 | 4.9 | 5 | 4.9 | 4.9 | 4.9 | 0.6 | 0.6 | 0.8 | 0.9 | 1.1 | 1.2 | 1.4 | 1.6 | 1.8 | 2.1 | 2.3 | 2.6 | 2.9 | 3.2 | 3.3 | 3.3 | 3.4 | 3.4 | 3.5 | 3.6 | 3.7 | 3.9 | 4 | 4.2 | 4.3 | 4.4 | 4.6 | 4.9 | 5.3 | 5.6 | 0.6 | 0.6 | 0.6 | 0.7 | 0.8 | 0.9 | 1 | 1.2 | 1.4 | 1.5 | 1.9 | 2.2 | 2.7 | 2.9 | 3.2 | 3.3 | 3.4 | 3.5 | 3.6 | 4 | 4.6 | 5.2 | 5.9 | 6.6 | 7.4 | 8.1 | 8.8 | 9.4 | 9.9 | 10.3 | 0.6 | 0.7 | 0.9 | 1.2 | 1.5 | 1.7 | 1.9 | 2.2 | 2.5 | 2.9 | 3.3 | 3.8 | 4.1 | 4.6 | 4.6 | 4.7 | 4.8 | 4.9 | 5.1 | 5.5 | 5.8 | 6.1 | 6.4 | 6.6 | 7.3 | 7.6 | 8.1 | 8.8 | 9.7 | 10.8 | 0.6 | 0.6 | 0.7 | 0.8 | 0.9 | 1.1 | 1.2 | 1.4 | 1.6 | 1.8 | 2.1 | 2.4 | 2.8 | 3 | 3.2 | 3.3 | 3.4 | 3.5 | 3.6 | 3.8 | 4.2 | 4.5 | 4.9 | 5.4 | 5.9 | 6.2 | 6.7 | 7.1 | 7.6 | 8
PSS | LLANGEFNI T1 | 0.8 | 0.8 | 0.8 | 0.8 | 0.8 | 0.9 | 0.9 | 0.9 | 0.9 | 0.9 | 0.9 | 1 | 1 | 1 | 1 | 1 | 1 | 1 | 1.1 | 1.1 | 1.1 | 1.1 | 1.1 | 1.2 | 1.2 | 1.2 | 1.2 | 1.3 | 1.3 | 1.3 | 0.8 | 0.9 | 0.9 | 0.9 | 1 | 1.2 | 1.3 | 1.4 | 1.5 | 1.6 | 1.8 | 1.9 | 2 | 2.2 | 2.3 | 2.5 | 2.6 | 2.8 | 2.9 | 3.1 | 3.3 | 3.4 | 3.6 | 3.8 | 3.9 | 4.1 | 4.3 | 4.4 | 4.6 | 4.8 | 0.8 | 0.8 | 0.9 | 0.9 | 0.9 | 0.9 | 1 | 1 | 1.1 | 1.1 | 1.2 | 1.2 | 1.3 | 1.3 | 1.4 | 1.5 | 1.5 | 1.6 | 1.7 | 1.7 | 1.8 | 1.8 | 1.9 | 2 | 2 | 2.1 | 2.2 | 2.3 | 2.4 | 2.4 | 0.8 | 0.9 | 0.9 | 0.9 | 1 | 1.2 | 1.3 | 1.4 | 1.5 | 1.6 | 1.7 | 1.9 | 2 | 2.1 | 2.3 | 2.5 | 2.6 | 2.8 | 2.9 | 3.1 | 3.2 | 3.4 | 3.6 | 3.8 | 3.8 | 4 | 4.2 | 4.4 | 4.5 | 4.7 | 0.8 | 0.9 | 0.9 | 0.9 | 1 | 1 | 1.1 | 1.2 | 1.3 | 1.4 | 1.5 | 1.6 | 1.7 | 1.8 | 1.9 | 2 | 2.1 | 2.2 | 2.3 | 2.4 | 2.5 | 2.6 | 2.7 | 2.9 | 3 | 3.1 | 3.2 | 3.4 | 3.5 | 3.6
PSS | LLANGOLLEN T1 | 0.8 | 0.8 | 0.8 | 0.8 | 0.8 | 0.8 | 0.8 | 0.8 | 0.9 | 0.9 | 1 | 1 | 1 | 1.1 | 1.1 | 1.1 | 1.1 | 1.2 | 1.2 | 1.2 | 1.3 | 1.3 | 1.3 | 1.4 | 1.4 | 1.4 | 1.5 | 1.5 | 1.6 | 1.6 | 0.8 | 0.8 | 0.9 | 1 | 1.2 | 1.4 | 1.5 | 1.7 | 1.9 | 2.1 | 2.3 | 2.5 | 2.7 | 3 | 3.2 | 3.4 | 3.6 | 3.8 | 4 | 4.3 | 4.5 | 4.8 | 5 | 5.3 | 5.5 | 5.7 | 6 | 6.3 | 6.5 | 6.8 | 0.8 | 0.8 | 0.8 | 0.8 | 0.9 | 1 | 1 | 1.1 | 1.2 | 1.3 | 1.4 | 1.5 | 1.6 | 1.7 | 1.8 | 1.9 | 2 | 2.1 | 2.2 | 2.3 | 2.4 | 2.5 | 2.7 | 2.8 | 2.9 | 3 | 3.1 | 3.2 | 3.3 | 3.4 | 0.8 | 0.8 | 0.9 | 1 | 1.1 | 1.4 | 1.5 | 1.7 | 1.9 | 2.1 | 2.3 | 2.5 | 2.7 | 3 | 3.2 | 3.4 | 3.6 | 3.9 | 4.1 | 4.3 | 4.6 | 4.8 | 5.1 | 5.3 | 5.5 | 5.7 | 6 | 6.2 | 6.5 | 6.7 | 0.8 | 0.8 | 0.8 | 0.9 | 1 | 1.2 | 1.3 | 1.4 | 1.6 | 1.7 | 1.9 | 2 | 2.2 | 2.3 | 2.5 | 2.6 | 2.8 | 3 | 3.1 | 3.3 | 3.5 | 3.7 | 3.8 | 4 | 4.2 | 4.4 | 4.5 | 4.7 | 4.9 | 5.1
PSS | LLANIDLOES T1 / LLANIDLOES T2 | 4.6 | 4.1 | 4 | 3.9 | 3.8 | 3.8 | 3.7 | 3.7 | 3.8 | 3.8 | 3.8 | 3.8 | 3.8 | 3.8 | 3.9 | 3.9 | 3.8 | 3.8 | 3.8 | 3.9 | 3.9 | 3.9 | 4 | 4 | 4.1 | 4.2 | 4.2 | 4.2 | 4.3 | 4.3 | 4.6 | 4.6 | 4.6 | 4.7 | 4.8 | 5 | 5.1 | 5.3 | 5.4 | 5.6 | 5.8 | 6 | 6.2 | 6.4 | 6.6 | 6.8 | 7 | 7.2 | 7.4 | 7.7 | 7.9 | 8.1 | 8.3 | 8.5 | 8.7 | 8.9 | 9.2 | 9.4 | 9.4 | 9.6 | 4.6 | 4.5 | 4.4 | 4.4 | 4.4 | 4.4 | 4.5 | 4.6 | 4.6 | 4.7 | 4.8 | 4.9 | 5 | 5 | 5.1 | 5.2 | 5.3 | 5.3 | 5.4 | 5.5 | 5.6 | 5.7 | 5.8 | 5.9 | 6.1 | 6.2 | 6.3 | 6.3 | 6.4 | 6.6 | 4.6 | 4.6 | 4.7 | 4.7 | 4.9 | 5 | 5.2 | 5.4 | 5.6 | 5.8 | 6 | 6.3 | 6.5 | 6.7 | 6.9 | 7.1 | 7.3 | 7.5 | 7.8 | 8 | 8.2 | 8.4 | 8.6 | 8.9 | 8.9 | 9.2 | 9.4 | 9.6 | 9.9 | 10.1 | 4.6 | 4.6 | 4.5 | 4.6 | 4.6 | 4.7 | 4.8 | 4.9 | 5 | 5.1 | 5.3 | 5.4 | 5.6 | 5.7 | 5.9 | 6 | 6.2 | 6.3 | 6.4 | 6.6 | 6.7 | 6.9 | 7 | 7.2 | 7.4 | 7.6 | 7.7 | 7.9 | 8 | 8.2
PSS | LLANILAR T1 | 3 | 3.2 | 3.4 | 3.6 | 3.8 | 4 | 4.3 | 4.5 | 4.9 | 5.2 | 5.7 | 6.3 | 6.6 | 6.7 | 6.9 | 7 | 7.2 | 7.2 | 7.2 | 7.3 | 7.3 | 7.4 | 7.4 | 7.4 | 7.5 | 7.5 | 7.5 | 7.3 | 7.4 | 7.4 | 3 | 3.1 | 3.3 | 3.4 | 3.7 | 3.9 | 4.2 | 4.3 | 4.6 | 4.9 | 5.1 | 5.4 | 5.6 | 5.8 | 6 | 6 | 6.1 | 6.2 | 6.6 | 6.8 | 6.9 | 7 | 7.2 | 7.3 | 7.5 | 7.6 | 8 | 8.4 | 9.4 | 9.7 | 3 | 3.1 | 3.2 | 3.3 | 3.4 | 3.5 | 3.6 | 3.7 | 3.9 | 4.1 | 4.4 | 4.7 | 5 | 5.2 | 5.4 | 5.5 | 5.6 | 5.7 | 5.8 | 6.2 | 6.6 | 7.2 | 7.9 | 8.6 | 9.2 | 9.9 | 10.6 | 11.1 | 11.6 | 12.1 | 3 | 3.1 | 3.3 | 3.5 | 3.8 | 4.1 | 4.3 | 4.6 | 4.9 | 5.1 | 5.5 | 5.9 | 6.2 | 6.6 | 6.6 | 6.7 | 6.9 | 7 | 7.2 | 7.5 | 7.9 | 8.5 | 9.1 | 9.6 | 10.5 | 11.1 | 11.9 | 12.9 | 14.1 | 15.4 | 3 | 3.1 | 3.3 | 3.4 | 3.5 | 3.7 | 3.9 | 4 | 4.2 | 4.5 | 4.7 | 5 | 5.3 | 5.5 | 5.7 | 5.8 | 5.8 | 5.9 | 6 | 6.3 | 6.5 | 6.9 | 7.3 | 7.7 | 8.1 | 8.5 | 9 | 9.4 | 9.9 | 10.3
PSS | LLANRWST T1 | 1.1 | 1 | 1 | 1 | 1 | 1 | 1 | 1 | 1 | 1.1 | 1.1 | 1.1 | 1.1 | 1.2 | 1.2 | 1.2 | 1.2 | 1.2 | 1.2 | 1.2 | 1.3 | 1.3 | 1.3 | 1.3 | 1.4 | 1.4 | 1.4 | 1.4 | 1.5 | 1.5 | 1.1 | 1.1 | 1.1 | 1.2 | 1.3 | 1.4 | 1.5 | 1.6 | 1.8 | 1.9 | 2 | 2.1 | 2.3 | 2.4 | 2.6 | 2.7 | 2.8 | 3 | 3.1 | 3.3 | 3.4 | 3.5 | 3.7 | 3.8 | 4 | 4.1 | 4.3 | 4.5 | 4.6 | 4.8 | 1.1 | 1.1 | 1.1 | 1.1 | 1.1 | 1.2 | 1.2 | 1.2 | 1.3 | 1.4 | 1.4 | 1.5 | 1.5 | 1.6 | 1.7 | 1.7 | 1.7 | 1.8 | 1.8 | 1.9 | 2 | 2 | 2.1 | 2.1 | 2.2 | 2.3 | 2.3 | 2.4 | 2.4 | 2.5 | 1.1 | 1.1 | 1.1 | 1.2 | 1.3 | 1.4 | 1.5 | 1.6 | 1.8 | 1.9 | 2 | 2.2 | 2.3 | 2.4 | 2.6 | 2.7 | 2.8 | 3 | 3.1 | 3.3 | 3.4 | 3.6 | 3.7 | 3.9 | 4 | 4.1 | 4.3 | 4.5 | 4.6 | 4.8 | 1.1 | 1.1 | 1.1 | 1.1 | 1.2 | 1.3 | 1.4 | 1.4 | 1.5 | 1.6 | 1.7 | 1.8 | 1.9 | 2 | 2.1 | 2.2 | 2.3 | 2.4 | 2.5 | 2.6 | 2.7 | 2.8 | 2.9 | 3 | 3.1 | 3.2 | 3.3 | 3.4 | 3.5 | 3.6
PSS | LLANSANNAN T1 | 1.1 | 1.3 | 1.5 | 1.7 | 1.9 | 2.2 | 2.4 | 2.6 | 3 | 3.4 | 3.9 | 4.4 | 4.7 | 4.8 | 5 | 5 | 5.2 | 5.2 | 5.2 | 5.3 | 5.4 | 5.4 | 5.4 | 5.4 | 5.4 | 5.3 | 5.4 | 5.2 | 5.2 | 5.3 | 1.1 | 1.2 | 1.4 | 1.5 | 1.8 | 2 | 2.2 | 2.4 | 3.1 | 3.9 | 4.6 | 5.2 | 5.8 | 6.5 | 7.1 | 7.6 | 8.1 | 8.6 | 9.2 | 9.7 | 10.2 | 10.7 | 11.3 | 11.8 | 12.2 | 12.5 | 12.8 | 13.1 | 14.3 | 14.8 | 1.1 | 1.2 | 1.4 | 1.4 | 1.5 | 1.6 | 1.7 | 1.9 | 2.1 | 2.3 | 2.6 | 2.9 | 3.3 | 3.5 | 3.7 | 3.8 | 3.9 | 4.1 | 4.2 | 4.6 | 5.1 | 5.7 | 6.3 | 7 | 7.7 | 8.4 | 9.1 | 9.6 | 10.1 | 10.6 | 1.1 | 1.2 | 1.4 | 1.6 | 1.9 | 2.2 | 2.4 | 2.8 | 3.4 | 4.1 | 4.8 | 5.7 | 6.3 | 7 | 7.3 | 7.8 | 8.3 | 8.8 | 9.4 | 10 | 10.6 | 11.3 | 11.9 | 12.4 | 13.3 | 13.9 | 14.5 | 15.4 | 16.5 | 17.6 | 1.1 | 1.2 | 1.4 | 1.5 | 1.7 | 1.8 | 2 | 2.2 | 2.5 | 2.9 | 3.4 | 3.9 | 4.4 | 4.8 | 5.2 | 5.5 | 5.8 | 6.2 | 6.5 | 7 | 7.5 | 8 | 8.6 | 9.2 | 9.7 | 10.2 | 10.7 | 11.3 | 11.9 | 12.5
PSS | LLANSILIN T1 | 1.4 | 1.6 | 1.8 | 1.9 | 2.2 | 2.4 | 2.6 | 2.9 | 3.3 | 3.6 | 4.2 | 4.7 | 5 | 5.1 | 5.3 | 5.4 | 5.5 | 5.5 | 5.6 | 5.7 | 5.7 | 5.8 | 5.8 | 5.8 | 5.8 | 5.8 | 5.8 | 5.6 | 5.7 | 5.7 | 1.4 | 1.5 | 1.7 | 1.9 | 2.2 | 2.4 | 2.7 | 2.9 | 3.2 | 3.5 | 3.9 | 4.2 | 4.5 | 4.8 | 5 | 5.2 | 5.2 | 5.4 | 5.5 | 5.7 | 5.9 | 6.1 | 6.3 | 6.6 | 6.8 | 7 | 7.3 | 7.7 | 8.1 | 8.6 | 1.4 | 1.5 | 1.6 | 1.7 | 1.8 | 1.9 | 2 | 2.2 | 2.4 | 2.6 | 2.9 | 3.3 | 3.7 | 3.9 | 4.2 | 4.3 | 4.4 | 4.5 | 4.7 | 5.1 | 5.6 | 6.2 | 7 | 7.7 | 8.4 | 9.2 | 10 | 10.6 | 11.2 | 11.7 | 1.4 | 1.5 | 1.7 | 2 | 2.4 | 2.7 | 3 | 3.3 | 3.7 | 4 | 4.5 | 5 | 5.4 | 5.8 | 5.9 | 6.1 | 6.3 | 6.5 | 6.8 | 7.2 | 7.6 | 8 | 8.3 | 8.6 | 9.3 | 9.8 | 10.4 | 11.3 | 12.4 | 13.6 | 1.4 | 1.5 | 1.7 | 1.8 | 2 | 2.2 | 2.3 | 2.6 | 2.8 | 3.1 | 3.4 | 3.7 | 4.1 | 4.4 | 4.6 | 4.7 | 4.8 | 4.9 | 5.1 | 5.4 | 5.8 | 6.2 | 6.7 | 7.1 | 7.6 | 8.1 | 8.6 | 9.2 | 9.7 | 10.2
PSS | LLYNCLYS T1 | 3.7 | 3.7 | 3.7 | 3.7 | 3.7 | 3.7 | 3.8 | 3.8 | 3.8 | 3.9 | 3.9 | 3.9 | 3.9 | 4 | 4 | 4 | 3.8 | 3.8 | 3.8 | 3.8 | 3.8 | 3.8 | 3.9 | 3.9 | 3.9 | 4 | 4 | 4 | 4.1 | 4.1 | 3.7 | 3.7 | 3.8 | 3.9 | 4.1 | 4.2 | 4.4 | 4.5 | 4.6 | 4.8 | 4.9 | 5.1 | 5.2 | 5.3 | 5.5 | 5.6 | 5.8 | 5.9 | 6 | 6.2 | 6.4 | 6.5 | 6.7 | 6.8 | 7 | 7.1 | 7.3 | 7.5 | 7.6 | 7.7 | 3.7 | 3.7 | 3.7 | 3.8 | 3.8 | 3.9 | 4 | 4 | 4.1 | 4.2 | 4.2 | 4.3 | 4.4 | 4.4 | 4.5 | 4.6 | 4.6 | 4.7 | 4.7 | 4.8 | 4.9 | 4.9 | 5 | 5 | 5.1 | 5.2 | 5.2 | 5.3 | 5.3 | 5.4 | 3.7 | 3.7 | 3.8 | 3.9 | 4 | 4.2 | 4.3 | 4.5 | 4.6 | 4.8 | 4.9 | 5.1 | 5.2 | 5.4 | 5.5 | 5.6 | 5.8 | 5.9 | 6.1 | 6.2 | 6.4 | 6.6 | 6.7 | 6.9 | 6.5 | 6.6 | 6.7 | 6.9 | 7 | 7.1 | 3.7 | 3.7 | 3.8 | 3.8 | 3.9 | 4 | 4.2 | 4.3 | 4.4 | 4.5 | 4.6 | 4.7 | 4.8 | 4.9 | 5 | 5.1 | 5.2 | 5.3 | 5.4 | 5.5 | 5.6 | 5.7 | 5.8 | 5.9 | 6 | 6.2 | 6.2 | 6.4 | 6.5 | 6.6
PSS | LORD ST T1 / MARSHSIDE T1 / MULLARDS BALMORAL DV T1 / SOUTHPORT T2 | 1.2 | 1.2 | 1.2 | 1.2 | 1.2 | 1.3 | 1.4 | 1.5 | 1.6 | 1.7 | 1.9 | 2 | 2.2 | 2.3 | 2.5 | 2.7 | 2.8 | 3 | 3.2 | 3.4 | 3.6 | 3.8 | 4 | 4.2 | 4.4 | 4.7 | 4.9 | 5.1 | 5.3 | 5.6 | 1.2 | 1.4 | 1.6 | 1.9 | 2.6 | 3.4 | 4.3 | 5.3 | 6.3 | 7.3 | 8.4 | 9.6 | 10.8 | 12 | 13.2 | 14.5 | 15.7 | 17 | 18.3 | 19.7 | 21 | 22.4 | 23.8 | 25.3 | 26.7 | 28.2 | 29.7 | 31.1 | 32.6 | 34.1 | 1.2 | 1.3 | 1.3 | 1.5 | 1.7 | 2 | 2.3 | 2.7 | 3.1 | 3.5 | 4 | 4.5 | 5 | 5.5 | 6.1 | 6.6 | 7.1 | 7.7 | 8.2 | 8.8 | 9.4 | 9.9 | 10.5 | 11.1 | 11.7 | 12.3 | 12.9 | 13.5 | 14.1 | 14.7 | 1.2 | 1.4 | 1.6 | 1.9 | 2.6 | 3.4 | 4.2 | 5.2 | 6.2 | 7.2 | 8.3 | 9.5 | 10.7 | 11.9 | 13.1 | 14.4 | 15.7 | 17.1 | 18.4 | 19.8 | 21.3 | 22.7 | 24.1 | 25.7 | 27.1 | 28.6 | 30.1 | 31.6 | 33.2 | 34.8 | 1.2 | 1.3 | 1.5 | 1.7 | 2.1 | 2.7 | 3.3 | 4 | 4.7 | 5.4 | 6.2 | 7 | 7.9 | 8.8 | 9.6 | 10.5 | 11.4 | 12.3 | 13.3 | 14.2 | 15.2 | 16.2 | 17.2 | 18.2 | 19.2 | 20.2 | 21.3 | 22.3 | 23.4 | 24.4
PSS | LOSTOCK T1 | 0.8 | 0.8 | 0.8 | 0.8 | 0.8 | 0.9 | 0.9 | 0.9 | 1 | 1 | 1.1 | 1.1 | 1.2 | 1.3 | 1.3 | 1.4 | 1.4 | 1.4 | 1.5 | 1.5 | 1.6 | 1.6 | 1.7 | 1.7 | 1.8 | 1.8 | 1.9 | 1.9 | 1.9 | 2 | 0.8 | 0.9 | 1 | 1.1 | 1.4 | 1.6 | 1.9 | 2.1 | 2.4 | 2.6 | 2.9 | 3.2 | 3.4 | 3.7 | 4 | 4.2 | 4.5 | 4.8 | 5.1 | 5.4 | 5.6 | 5.9 | 6.3 | 6.5 | 6.8 | 7.2 | 7.5 | 7.8 | 8.1 | 8.4 | 0.8 | 0.8 | 0.9 | 0.9 | 1 | 1.1 | 1.2 | 1.3 | 1.5 | 1.6 | 1.7 | 1.8 | 2 | 2.1 | 2.3 | 2.4 | 2.5 | 2.7 | 2.8 | 2.9 | 3.1 | 3.2 | 3.3 | 3.5 | 3.6 | 3.7 | 3.9 | 4 | 4.1 | 4.3 | 0.8 | 0.9 | 1 | 1.1 | 1.4 | 1.7 | 1.9 | 2.2 | 2.4 | 2.7 | 2.9 | 3.2 | 3.5 | 3.8 | 4 | 4.3 | 4.6 | 4.9 | 5.2 | 5.5 | 5.7 | 6 | 6.4 | 6.7 | 6.9 | 7.2 | 7.5 | 7.8 | 8.1 | 8.5 | 0.8 | 0.8 | 0.9 | 1 | 1.2 | 1.4 | 1.6 | 1.7 | 1.9 | 2.1 | 2.3 | 2.5 | 2.7 | 2.9 | 3.1 | 3.3 | 3.5 | 3.7 | 3.9 | 4.1 | 4.4 | 4.6 | 4.8 | 5 | 5.2 | 5.5 | 5.7 | 5.9 | 6.1 | 6.3
PSS | LOSTOCK TRIANGLE T1 | 0.8 | 0.8 | 0.8 | 0.8 | 0.8 | 0.8 | 0.9 | 0.9 | 0.9 | 1 | 1 | 1 | 1.1 | 1.1 | 1.1 | 1.1 | 1.1 | 1.1 | 1.2 | 1.2 | 1.2 | 1.2 | 1.2 | 1.3 | 1.3 | 1.3 | 1.3 | 1.3 | 1.3 | 1.3 | 0.8 | 0.8 | 0.9 | 1 | 1.2 | 1.3 | 1.4 | 1.5 | 1.6 | 1.6 | 1.7 | 1.7 | 1.8 | 1.8 | 1.8 | 1.9 | 1.9 | 2 | 2 | 2 | 2.1 | 2.1 | 2.2 | 2.2 | 2.2 | 2.2 | 2.3 | 2.3 | 2.3 | 2.4 | 0.8 | 0.8 | 0.8 | 0.9 | 0.9 | 1 | 1.1 | 1.2 | 1.2 | 1.3 | 1.3 | 1.4 | 1.4 | 1.5 | 1.5 | 1.6 | 1.6 | 1.6 | 1.7 | 1.7 | 1.7 | 1.8 | 1.8 | 1.8 | 1.8 | 1.9 | 1.9 | 1.9 | 2 | 2 | 0.8 | 0.8 | 0.9 | 1 | 1.2 | 1.3 | 1.5 | 1.5 | 1.6 | 1.7 | 1.8 | 1.8 | 1.9 | 2 | 2 | 2 | 2.1 | 2.1 | 2.1 | 2.2 | 2.2 | 2.2 | 2.2 | 2.3 | 2.2 | 2.2 | 2.3 | 2.3 | 2.3 | 2.4 | 0.8 | 0.8 | 0.9 | 0.9 | 1 | 1.2 | 1.2 | 1.3 | 1.4 | 1.5 | 1.5 | 1.6 | 1.6 | 1.6 | 1.7 | 1.7 | 1.8 | 1.8 | 1.9 | 1.9 | 1.9 | 1.9 | 2 | 2 | 2 | 2.1 | 2.1 | 2.1 | 2.1 | 2.2
PSS | LOWER BEBINGTON T1 / NEW FERRY T1 / SPITAL T1 / UNILEVER RESEARCH T1 | 3.7 | 3.1 | 2.9 | 2.8 | 2.7 | 2.6 | 2.6 | 2.7 | 2.8 | 2.8 | 2.9 | 3 | 3.1 | 3.2 | 3.3 | 3.4 | 3.4 | 3.5 | 3.7 | 3.8 | 3.9 | 4.1 | 4.2 | 4.3 | 4.6 | 4.8 | 5 | 5.1 | 5.3 | 5.4 | 3.7 | 3.8 | 3.9 | 4.1 | 4.5 | 5 | 5.5 | 6.2 | 6.8 | 7.5 | 8.2 | 9 | 9.7 | 10.5 | 11.3 | 12.2 | 12.9 | 13.8 | 14.6 | 15.5 | 16.4 | 17.2 | 18.1 | 19 | 20 | 20.9 | 21.9 | 22.8 | 23.7 | 24.7 | 3.7 | 3.7 | 3.6 | 3.6 | 3.7 | 3.8 | 4 | 4.2 | 4.4 | 4.7 | 5 | 5.3 | 5.7 | 6 | 6.4 | 6.7 | 7 | 7.4 | 7.8 | 8.1 | 8.5 | 8.8 | 9.2 | 9.6 | 10 | 10.4 | 10.8 | 11.2 | 11.6 | 12 | 3.7 | 3.8 | 3.9 | 4.1 | 4.5 | 5 | 5.5 | 6.2 | 6.8 | 7.5 | 8.3 | 9.1 | 9.9 | 10.7 | 11.5 | 12.4 | 13.2 | 14.1 | 15 | 15.9 | 16.8 | 17.8 | 18.7 | 19.7 | 20.6 | 21.6 | 22.6 | 23.6 | 24.6 | 25.6 | 3.7 | 3.7 | 3.7 | 3.8 | 4.1 | 4.4 | 4.8 | 5.2 | 5.6 | 6.1 | 6.6 | 7.1 | 7.7 | 8.3 | 8.9 | 9.4 | 10 | 10.6 | 11.2 | 11.8 | 12.4 | 13 | 13.7 | 14.3 | 15 | 15.7 | 16.3 | 17 | 17.6 | 18.3
PSS | LUGSDALE T1 / PILK SULLIVAN T1 / PILK SULLIVAN T2 / USAC T1 | 0.9 | 0.9 | 0.9 | 0.9 | 0.9 | 1 | 1 | 1 | 1.1 | 1.1 | 1.2 | 1.2 | 1.3 | 1.3 | 1.4 | 1.4 | 1.4 | 1.5 | 1.5 | 1.5 | 1.5 | 1.6 | 1.6 | 1.6 | 1.6 | 1.7 | 1.7 | 1.7 | 1.7 | 1.8 | 0.9 | 0.9 | 1.1 | 1.2 | 1.4 | 1.6 | 1.8 | 1.9 | 2 | 2.1 | 2.2 | 2.3 | 2.4 | 2.5 | 2.5 | 2.6 | 2.7 | 2.7 | 2.8 | 2.9 | 2.9 | 3 | 3 | 3.1 | 3.1 | 3.2 | 3.2 | 3.3 | 3.3 | 3.4 | 0.9 | 0.9 | 1 | 1 | 1.1 | 1.2 | 1.3 | 1.4 | 1.5 | 1.6 | 1.7 | 1.8 | 1.8 | 1.9 | 1.9 | 2 | 2.1 | 2.1 | 2.1 | 2.2 | 2.2 | 2.3 | 2.3 | 2.3 | 2.4 | 2.4 | 2.4 | 2.5 | 2.5 | 2.5 | 0.9 | 1 | 1.1 | 1.2 | 1.5 | 1.7 | 1.9 | 2 | 2.2 | 2.3 | 2.4 | 2.5 | 2.6 | 2.7 | 2.8 | 2.8 | 2.9 | 3 | 3 | 3 | 3.1 | 3.2 | 3.2 | 3.3 | 3.2 | 3.3 | 3.4 | 3.4 | 3.4 | 3.4 | 0.9 | 0.9 | 1 | 1.1 | 1.3 | 1.4 | 1.6 | 1.7 | 1.8 | 1.9 | 2 | 2 | 2.1 | 2.2 | 2.2 | 2.3 | 2.4 | 2.4 | 2.5 | 2.5 | 2.6 | 2.6 | 2.7 | 2.7 | 2.7 | 2.8 | 2.8 | 2.9 | 2.9 | 2.9
PSS | LYMM T1 / WHITELEGGS LA T1 | 0.8 | 0.8 | 0.8 | 0.9 | 0.9 | 0.9 | 1 | 1.1 | 1.1 | 1.3 | 1.3 | 1.4 | 1.5 | 1.6 | 1.7 | 1.9 | 1.9 | 2 | 2.1 | 2.2 | 2.3 | 2.5 | 2.6 | 2.7 | 2.8 | 2.9 | 3.1 | 3.2 | 3.3 | 3.5 | 0.8 | 0.9 | 1 | 1.2 | 1.6 | 2 | 2.4 | 2.9 | 3.3 | 3.8 | 4.3 | 4.7 | 5.3 | 5.8 | 6.3 | 6.8 | 7.4 | 7.9 | 8.5 | 9 | 9.6 | 10.2 | 10.8 | 11.4 | 12 | 12.6 | 13.2 | 13.8 | 14.4 | 15 | 0.8 | 0.8 | 0.9 | 1 | 1.1 | 1.3 | 1.5 | 1.7 | 1.9 | 2.1 | 2.3 | 2.5 | 2.7 | 3 | 3.2 | 3.4 | 3.6 | 3.8 | 4.1 | 4.3 | 4.6 | 4.8 | 5.1 | 5.3 | 5.6 | 5.8 | 6.1 | 6.3 | 6.5 | 6.8 | 0.8 | 0.9 | 1 | 1.2 | 1.6 | 2 | 2.4 | 2.8 | 3.3 | 3.7 | 4.2 | 4.7 | 5.3 | 5.8 | 6.3 | 6.8 | 7.4 | 7.9 | 8.5 | 9.1 | 9.7 | 10.2 | 10.9 | 11.5 | 12 | 12.6 | 13.3 | 13.9 | 14.6 | 15.2 | 0.8 | 0.9 | 1 | 1.1 | 1.4 | 1.6 | 1.9 | 2.3 | 2.6 | 2.9 | 3.3 | 3.6 | 4 | 4.4 | 4.7 | 5.1 | 5.5 | 5.9 | 6.3 | 6.7 | 7.1 | 7.5 | 7.9 | 8.3 | 8.8 | 9.2 | 9.6 | 10.1 | 10.5 | 10.9
PSS | MACHYNLLETH T1 | 0.8 | 0.8 | 0.8 | 0.8 | 0.8 | 0.8 | 0.9 | 0.9 | 0.9 | 0.9 | 0.9 | 0.9 | 0.9 | 1 | 1 | 1 | 1 | 1 | 1 | 1 | 1 | 1 | 1 | 1 | 1 | 1 | 1 | 1 | 1 | 1 | 0.8 | 0.8 | 0.9 | 0.9 | 1 | 1.1 | 1.1 | 1.2 | 1.3 | 1.3 | 1.4 | 1.4 | 1.5 | 1.5 | 1.6 | 1.6 | 1.7 | 1.7 | 1.8 | 1.8 | 1.9 | 1.9 | 1.9 | 2 | 2 | 2.1 | 2.1 | 2.2 | 2.2 | 2.2 | 0.8 | 0.8 | 0.8 | 0.9 | 0.9 | 0.9 | 1 | 1 | 1 | 1.1 | 1.1 | 1.1 | 1.2 | 1.2 | 1.2 | 1.2 | 1.3 | 1.3 | 1.3 | 1.3 | 1.3 | 1.4 | 1.4 | 1.4 | 1.4 | 1.5 | 1.5 | 1.5 | 1.5 | 1.5 | 0.8 | 0.8 | 0.9 | 0.9 | 1 | 1.1 | 1.1 | 1.2 | 1.3 | 1.3 | 1.4 | 1.4 | 1.5 | 1.6 | 1.6 | 1.6 | 1.7 | 1.7 | 1.8 | 1.8 | 1.8 | 1.9 | 1.9 | 2 | 1.9 | 2 | 2 | 2 | 2.1 | 2.1 | 0.8 | 0.8 | 0.9 | 0.9 | 1 | 1 | 1.1 | 1.1 | 1.1 | 1.2 | 1.2 | 1.3 | 1.3 | 1.4 | 1.4 | 1.4 | 1.5 | 1.5 | 1.5 | 1.6 | 1.6 | 1.6 | 1.7 | 1.7 | 1.7 | 1.8 | 1.8 | 1.8 | 1.9 | 1.9
PSS | MAELOR CREAMERY T1 | 0.8 | 0.9 | 1.1 | 1.3 | 1.5 | 1.7 | 2 | 2.2 | 2.6 | 2.9 | 3.5 | 4 | 4.3 | 4.4 | 4.6 | 4.7 | 4.9 | 4.9 | 4.9 | 5 | 5 | 5 | 5.1 | 5.1 | 5.1 | 5 | 5.1 | 4.9 | 4.9 | 4.9 | 0.8 | 0.8 | 1 | 1.2 | 1.4 | 1.6 | 1.8 | 1.9 | 2.2 | 2.4 | 2.7 | 2.9 | 3.2 | 3.4 | 3.5 | 3.5 | 3.5 | 3.5 | 3.6 | 3.7 | 3.7 | 3.8 | 4 | 4 | 4.2 | 4.1 | 4.3 | 4.6 | 4.9 | 5.3 | 0.8 | 0.8 | 1 | 1 | 1.1 | 1.2 | 1.3 | 1.5 | 1.7 | 1.9 | 2.2 | 2.5 | 2.9 | 3.2 | 3.4 | 3.5 | 3.5 | 3.6 | 3.8 | 4.1 | 4.6 | 5.3 | 5.9 | 6.6 | 7.3 | 8 | 8.7 | 9.2 | 9.8 | 10.2 | 0.8 | 0.8 | 1.1 | 1.4 | 1.7 | 2 | 2.2 | 2.5 | 2.8 | 3.2 | 3.5 | 4 | 4.3 | 4.7 | 4.6 | 4.7 | 4.8 | 4.9 | 5.1 | 5.4 | 5.6 | 5.9 | 6.2 | 6.3 | 7 | 7.3 | 7.8 | 8.5 | 9.5 | 10.7 | 0.8 | 0.8 | 1 | 1.1 | 1.3 | 1.4 | 1.5 | 1.7 | 1.9 | 2.2 | 2.4 | 2.7 | 3 | 3.3 | 3.4 | 3.5 | 3.5 | 3.6 | 3.7 | 3.9 | 4.2 | 4.6 | 5 | 5.3 | 5.7 | 6.1 | 6.5 | 6.9 | 7.3 | 7.8
PSS | MAENTWROG T1 | 0.5 | 0.7 | 0.9 | 1 | 1.2 | 1.5 | 1.7 | 1.9 | 2.3 | 2.6 | 3 | 3.4 | 3.6 | 3.6 | 3.7 | 3.7 | 3.8 | 3.8 | 3.8 | 3.8 | 3.8 | 3.8 | 3.8 | 3.8 | 3.7 | 3.6 | 3.6 | 3.4 | 3.4 | 3.4 | 0.5 | 0.6 | 0.7 | 0.9 | 1 | 1.2 | 1.3 | 1.4 | 1.6 | 1.7 | 1.8 | 1.9 | 2 | 2 | 2.1 | 2 | 2 | 2.1 | 2.1 | 2.1 | 2.1 | 2.2 | 2.2 | 2.3 | 2.4 | 2.4 | 2.6 | 2.8 | 3.1 | 3.4 | 0.5 | 0.6 | 0.7 | 0.7 | 0.8 | 0.8 | 0.9 | 0.9 | 1 | 1 | 1.2 | 1.3 | 1.5 | 1.6 | 1.7 | 1.7 | 1.8 | 1.9 | 2 | 2.2 | 2.7 | 3.2 | 3.8 | 4.4 | 5 | 5.7 | 6.3 | 6.9 | 7.3 | 7.7 | 0.5 | 0.5 | 0.7 | 0.8 | 0.9 | 0.9 | 1 | 1.1 | 1.2 | 1.4 | 1.6 | 1.8 | 2 | 2.2 | 2 | 2 | 2.1 | 2.2 | 2.3 | 2.5 | 2.7 | 2.9 | 3 | 3.2 | 3.7 | 4 | 4.5 | 5.3 | 6.3 | 7.4 | 0.5 | 0.6 | 0.7 | 0.8 | 0.9 | 1 | 1.1 | 1.2 | 1.3 | 1.4 | 1.5 | 1.6 | 1.8 | 1.8 | 1.9 | 1.9 | 1.9 | 2 | 2 | 2.2 | 2.4 | 2.7 | 3 | 3.4 | 3.7 | 4 | 4.5 | 4.8 | 5.2 | 5.6
PSS | MAES-Y-CLAWDD T1 | 2.1 | 2.1 | 2.1 | 2.1 | 2.1 | 2.2 | 2.2 | 2.2 | 2.2 | 2.2 | 2.3 | 2.3 | 2.3 | 2.3 | 2.3 | 2.3 | 2.2 | 2.2 | 2.2 | 2.2 | 2.2 | 2.2 | 2.1 | 2.1 | 2.1 | 2.1 | 2 | 1.9 | 1.8 | 1.6 | 2.1 | 2.1 | 2.2 | 2.2 | 2.3 | 2.4 | 2.4 | 2.5 | 2.4 | 2.4 | 2.3 | 2.1 | 1.9 | 1.6 | 1.5 | 1.5 | 1.6 | 1.6 | 1.6 | 1.6 | 1.7 | 1.7 | 1.7 | 1.7 | 1.8 | 1.8 | 1.8 | 1.8 | 1.9 | 1.9 | 2.1 | 2.1 | 2.1 | 2.1 | 2.2 | 2.2 | 2.2 | 2.3 | 2.3 | 2.3 | 2.3 | 2.2 | 2.2 | 2.2 | 2.1 | 2 | 2 | 1.9 | 1.9 | 1.8 | 1.7 | 1.6 | 1.5 | 1.5 | 1.5 | 1.6 | 1.6 | 1.6 | 1.6 | 1.6 | 2.1 | 2.1 | 2.1 | 2.1 | 2.2 | 2.2 | 2.3 | 2.3 | 2.3 | 2.3 | 2.2 | 2.1 | 1.9 | 1.6 | 1.6 | 1.6 | 1.7 | 1.7 | 1.7 | 1.7 | 1.8 | 1.8 | 1.8 | 1.9 | 1.8 | 1.8 | 1.8 | 1.8 | 1.8 | 1.8 | 2.1 | 2.1 | 2.1 | 2.2 | 2.2 | 2.3 | 2.3 | 2.4 | 2.4 | 2.4 | 2.3 | 2.1 | 2 | 1.9 | 1.7 | 1.6 | 1.5 | 1.5 | 1.5 | 1.5 | 1.5 | 1.6 | 1.6 | 1.6 | 1.6 | 1.7 | 1.7 | 1.7 | 1.7 | 1.8
PSS | MANOD T1 | 2 | 2.1 | 2.4 | 2.5 | 2.7 | 2.9 | 3.1 | 3.4 | 3.7 | 4 | 4.5 | 4.9 | 5.1 | 5.1 | 5.2 | 5.2 | 5.3 | 5.2 | 5.3 | 5.2 | 5.2 | 5.2 | 5.2 | 5.2 | 5.2 | 5.1 | 5.1 | 4.9 | 4.9 | 4.9 | 2 | 2 | 2.2 | 2.3 | 2.4 | 2.6 | 2.7 | 2.7 | 2.8 | 3 | 3.1 | 3.1 | 3.2 | 3.2 | 3.3 | 3.2 | 3.2 | 3.2 | 3.3 | 3.3 | 3.3 | 3.4 | 3.4 | 3.5 | 3.6 | 3.5 | 3.8 | 4 | 4 | 4.3 | 2 | 2.1 | 2.2 | 2.2 | 2.2 | 2.3 | 2.3 | 2.4 | 2.5 | 2.5 | 2.6 | 2.7 | 3 | 3 | 3.1 | 3.1 | 3.2 | 3.3 | 3.4 | 3.6 | 4.1 | 4.6 | 5.2 | 5.9 | 6.4 | 7.1 | 7.8 | 8.3 | 8.8 | 9.2 | 2 | 2 | 2.1 | 2.2 | 2.3 | 2.4 | 2.4 | 2.5 | 2.7 | 2.8 | 3 | 3.2 | 3.4 | 3.5 | 3.4 | 3.4 | 3.5 | 3.5 | 3.7 | 3.9 | 4 | 4.2 | 4.4 | 4.6 | 5 | 5.3 | 5.8 | 6.5 | 7.5 | 8.5 | 2 | 2 | 2.2 | 2.2 | 2.3 | 2.4 | 2.5 | 2.5 | 2.6 | 2.7 | 2.8 | 2.9 | 3.1 | 3.1 | 3.2 | 3.2 | 3.2 | 3.2 | 3.3 | 3.4 | 3.7 | 4 | 4.3 | 4.7 | 5 | 5.3 | 5.8 | 6.1 | 6.5 | 6.9
PSS | MANOR PK T1 / NORTON CHAINS T1 | 1.4 | 1.4 | 1.4 | 1.4 | 1.4 | 1.4 | 1.4 | 1.5 | 1.5 | 1.5 | 1.5 | 1.5 | 1.6 | 1.6 | 1.6 | 1.6 | 1.5 | 1.5 | 1.6 | 1.6 | 1.6 | 1.6 | 1.6 | 1.6 | 1.7 | 1.7 | 1.7 | 1.7 | 1.7 | 1.7 | 1.4 | 1.4 | 1.5 | 1.5 | 1.6 | 1.7 | 1.8 | 1.9 | 2 | 2.1 | 2.2 | 2.3 | 2.4 | 2.5 | 2.7 | 2.7 | 2.8 | 2.9 | 3.1 | 3.2 | 3.3 | 3.4 | 3.5 | 3.6 | 3.7 | 3.8 | 3.9 | 4 | 4.2 | 4.3 | 1.4 | 1.4 | 1.4 | 1.4 | 1.5 | 1.5 | 1.6 | 1.6 | 1.7 | 1.7 | 1.8 | 1.8 | 1.9 | 1.9 | 2 | 2 | 2.1 | 2.1 | 2.1 | 2.2 | 2.2 | 2.3 | 2.3 | 2.4 | 2.4 | 2.5 | 2.5 | 2.5 | 2.6 | 2.6 | 1.4 | 1.4 | 1.5 | 1.5 | 1.6 | 1.7 | 1.9 | 1.9 | 2.1 | 2.1 | 2.3 | 2.4 | 2.5 | 2.6 | 2.7 | 2.8 | 2.9 | 3 | 3.1 | 3.2 | 3.3 | 3.4 | 3.5 | 3.6 | 3.5 | 3.6 | 3.7 | 3.8 | 3.9 | 4.1 | 1.4 | 1.4 | 1.5 | 1.5 | 1.6 | 1.6 | 1.7 | 1.8 | 1.9 | 1.9 | 2 | 2.1 | 2.2 | 2.2 | 2.3 | 2.4 | 2.5 | 2.5 | 2.6 | 2.7 | 2.7 | 2.8 | 2.9 | 3 | 3.1 | 3.1 | 3.2 | 3.3 | 3.4 | 3.4
PSS | MERE T1 | 0.9 | 0.9 | 0.9 | 0.9 | 0.9 | 0.9 | 1 | 1 | 1.1 | 1.1 | 1.2 | 1.3 | 1.3 | 1.4 | 1.4 | 1.5 | 1.5 | 1.5 | 1.6 | 1.7 | 1.7 | 1.8 | 1.8 | 1.9 | 1.9 | 2 | 2 | 2.1 | 2.1 | 2.2 | 0.9 | 1 | 1.1 | 1.2 | 1.5 | 1.8 | 2 | 2.3 | 2.6 | 2.9 | 3.2 | 3.5 | 3.8 | 4.1 | 4.4 | 4.7 | 5 | 5.3 | 5.6 | 6 | 6.3 | 6.6 | 6.9 | 7.3 | 7.6 | 8 | 8.3 | 8.7 | 9 | 9.4 | 0.9 | 0.9 | 0.9 | 1 | 1.1 | 1.2 | 1.3 | 1.5 | 1.6 | 1.7 | 1.9 | 2.1 | 2.2 | 2.4 | 2.5 | 2.7 | 2.8 | 3 | 3.1 | 3.2 | 3.4 | 3.6 | 3.7 | 3.8 | 4 | 4.2 | 4.3 | 4.4 | 4.6 | 4.7 | 0.9 | 1 | 1.1 | 1.2 | 1.5 | 1.8 | 2.1 | 2.3 | 2.6 | 2.9 | 3.2 | 3.5 | 3.8 | 4.2 | 4.5 | 4.8 | 5.1 | 5.4 | 5.7 | 6.1 | 6.4 | 6.7 | 7.1 | 7.5 | 7.7 | 8 | 8.4 | 8.8 | 9.1 | 9.5 | 0.9 | 0.9 | 1 | 1.1 | 1.3 | 1.5 | 1.7 | 1.9 | 2.1 | 2.3 | 2.5 | 2.8 | 3 | 3.2 | 3.5 | 3.7 | 3.9 | 4.1 | 4.4 | 4.6 | 4.8 | 5.1 | 5.3 | 5.6 | 5.8 | 6.1 | 6.3 | 6.5 | 6.8 | 7
PSS | MIDDLEWICH T1 | 1 | 1 | 1 | 1 | 1 | 1 | 1 | 1.1 | 1.1 | 1.2 | 1.2 | 1.3 | 1.3 | 1.4 | 1.4 | 1.4 | 1.4 | 1.5 | 1.5 | 1.5 | 1.6 | 1.6 | 1.7 | 1.7 | 1.7 | 1.8 | 1.8 | 1.8 | 1.9 | 1.9 | 1 | 1 | 1.1 | 1.3 | 1.5 | 1.7 | 1.9 | 2.1 | 2.3 | 2.5 | 2.7 | 2.9 | 3.1 | 3.3 | 3.5 | 3.7 | 3.9 | 4.1 | 4.3 | 4.5 | 4.7 | 4.9 | 5.1 | 5.3 | 5.5 | 5.8 | 6 | 6.2 | 6.4 | 6.6 | 1 | 1 | 1 | 1.1 | 1.2 | 1.3 | 1.4 | 1.5 | 1.6 | 1.7 | 1.8 | 1.9 | 2 | 2.1 | 2.2 | 2.3 | 2.4 | 2.4 | 2.5 | 2.6 | 2.7 | 2.8 | 2.9 | 3 | 3.1 | 3.2 | 3.4 | 3.5 | 3.6 | 3.7 | 1 | 1 | 1.1 | 1.3 | 1.5 | 1.7 | 1.9 | 2.2 | 2.4 | 2.5 | 2.8 | 3 | 3.2 | 3.4 | 3.6 | 3.8 | 4 | 4.2 | 4.4 | 4.6 | 4.8 | 5.1 | 5.2 | 5.5 | 5.6 | 5.8 | 6 | 6.2 | 6.5 | 6.7 | 1 | 1 | 1.1 | 1.2 | 1.3 | 1.5 | 1.6 | 1.8 | 1.9 | 2.1 | 2.2 | 2.4 | 2.5 | 2.7 | 2.8 | 3 | 3.1 | 3.2 | 3.4 | 3.6 | 3.7 | 3.9 | 4 | 4.2 | 4.3 | 4.5 | 4.7 | 4.8 | 5 | 5.2
PSS | MIDPOINT POCHIN WAY T1 | 0.8 | 0.8 | 0.8 | 0.8 | 0.8 | 0.8 | 0.9 | 0.9 | 0.9 | 1 | 1 | 1 | 1.1 | 1.1 | 1.1 | 1.1 | 1.1 | 1.1 | 1.2 | 1.2 | 1.2 | 1.2 | 1.2 | 1.3 | 1.3 | 1.3 | 1.3 | 1.3 | 1.3 | 1.3 | 0.8 | 0.8 | 0.9 | 1 | 1.2 | 1.3 | 1.4 | 1.4 | 1.5 | 1.6 | 1.6 | 1.7 | 1.7 | 1.8 | 1.8 | 1.9 | 1.9 | 1.9 | 2 | 2 | 2 | 2.1 | 2.1 | 2.1 | 2.1 | 2.1 | 2.2 | 2.2 | 2.2 | 2.3 | 0.8 | 0.8 | 0.8 | 0.9 | 0.9 | 1 | 1.1 | 1.1 | 1.2 | 1.2 | 1.3 | 1.3 | 1.4 | 1.4 | 1.4 | 1.5 | 1.5 | 1.5 | 1.5 | 1.5 | 1.6 | 1.6 | 1.6 | 1.6 | 1.6 | 1.6 | 1.7 | 1.7 | 1.7 | 1.7 | 0.8 | 0.8 | 0.9 | 1 | 1.2 | 1.3 | 1.4 | 1.5 | 1.6 | 1.7 | 1.7 | 1.8 | 1.9 | 1.9 | 2 | 2 | 2 | 2 | 2.1 | 2.1 | 2.1 | 2.2 | 2.2 | 2.2 | 2.2 | 2.2 | 2.2 | 2.2 | 2.3 | 2.3 | 0.8 | 0.8 | 0.9 | 0.9 | 1 | 1.1 | 1.2 | 1.3 | 1.4 | 1.4 | 1.5 | 1.5 | 1.6 | 1.6 | 1.6 | 1.7 | 1.7 | 1.7 | 1.7 | 1.8 | 1.8 | 1.8 | 1.8 | 1.8 | 1.9 | 1.9 | 1.9 | 1.9 | 2 | 2
PSS | MILFORD T1 | 0.8 | 0.8 | 0.8 | 0.8 | 0.8 | 0.8 | 0.8 | 0.8 | 0.9 | 0.9 | 0.9 | 0.9 | 1 | 1 | 1 | 1 | 1 | 1 | 1.1 | 1.1 | 1.1 | 1.1 | 1.1 | 1.1 | 1.2 | 1.2 | 1.2 | 1.2 | 1.2 | 1.3 | 0.8 | 0.8 | 0.8 | 0.9 | 1.1 | 1.2 | 1.3 | 1.4 | 1.5 | 1.7 | 1.7 | 1.9 | 2 | 2.1 | 2.2 | 2.3 | 2.4 | 2.5 | 2.6 | 2.7 | 2.8 | 2.9 | 3.1 | 3.2 | 3.3 | 3.4 | 3.5 | 3.6 | 3.7 | 3.9 | 0.8 | 0.8 | 0.8 | 0.8 | 0.9 | 0.9 | 1 | 1.1 | 1.1 | 1.2 | 1.2 | 1.3 | 1.3 | 1.4 | 1.5 | 1.5 | 1.6 | 1.6 | 1.7 | 1.7 | 1.7 | 1.8 | 1.8 | 1.9 | 1.9 | 2 | 2 | 2.1 | 2.1 | 2.1 | 0.8 | 0.8 | 0.9 | 0.9 | 1.1 | 1.2 | 1.3 | 1.4 | 1.5 | 1.7 | 1.8 | 1.9 | 2 | 2.1 | 2.2 | 2.3 | 2.4 | 2.6 | 2.7 | 2.8 | 2.9 | 3 | 3.2 | 3.2 | 3.3 | 3.4 | 3.5 | 3.7 | 3.8 | 3.9 | 0.8 | 0.8 | 0.8 | 0.9 | 1 | 1.1 | 1.1 | 1.2 | 1.3 | 1.4 | 1.5 | 1.6 | 1.7 | 1.7 | 1.8 | 1.9 | 2 | 2.1 | 2.1 | 2.2 | 2.3 | 2.4 | 2.4 | 2.5 | 2.6 | 2.7 | 2.8 | 2.8 | 2.9 | 3
PSS | MINFFORDD T1 / PARC BRYN CEGIN T1 / PARC BRYN CEGIN T2 | 0.4 | 0.4 | 0.5 | 0.5 | 0.5 | 0.5 | 0.5 | 0.5 | 0.5 | 0.5 | 0.6 | 0.6 | 0.6 | 0.6 | 0.6 | 0.7 | 0.7 | 0.7 | 0.7 | 0.7 | 0.7 | 0.7 | 0.8 | 0.8 | 0.8 | 0.8 | 0.8 | 0.8 | 0.9 | 0.9 | 0.4 | 0.5 | 0.5 | 0.6 | 0.7 | 0.8 | 0.9 | 0.9 | 1 | 1.1 | 1.2 | 1.3 | 1.4 | 1.5 | 1.6 | 1.7 | 1.8 | 1.9 | 2.1 | 2.1 | 2.3 | 2.4 | 2.5 | 2.6 | 2.7 | 2.8 | 2.9 | 3 | 3.1 | 3.2 | 0.4 | 0.5 | 0.5 | 0.5 | 0.5 | 0.6 | 0.6 | 0.7 | 0.7 | 0.8 | 0.8 | 0.9 | 0.9 | 1 | 1 | 1 | 1.1 | 1.1 | 1.2 | 1.2 | 1.3 | 1.3 | 1.4 | 1.4 | 1.5 | 1.5 | 1.5 | 1.6 | 1.6 | 1.6 | 0.4 | 0.5 | 0.5 | 0.6 | 0.7 | 0.8 | 0.9 | 1 | 1.1 | 1.1 | 1.3 | 1.3 | 1.5 | 1.5 | 1.7 | 1.8 | 1.9 | 2 | 2.1 | 2.2 | 2.3 | 2.4 | 2.5 | 2.6 | 2.7 | 2.8 | 2.9 | 3 | 3.1 | 3.2 | 0.4 | 0.5 | 0.5 | 0.5 | 0.6 | 0.7 | 0.7 | 0.8 | 0.9 | 0.9 | 1 | 1.1 | 1.2 | 1.3 | 1.3 | 1.4 | 1.5 | 1.5 | 1.6 | 1.7 | 1.8 | 1.8 | 1.9 | 2 | 2.1 | 2.1 | 2.2 | 2.3 | 2.4 | 2.4
PSS | MOCHDRE T1 | 0.9 | 1 | 1.1 | 1.2 | 1.4 | 1.6 | 1.8 | 2.1 | 2.4 | 2.7 | 3.2 | 3.8 | 4 | 4.1 | 4.3 | 4.3 | 4.5 | 4.5 | 4.5 | 4.6 | 4.6 | 4.6 | 4.6 | 4.6 | 4.6 | 4.6 | 4.6 | 4.4 | 4.4 | 4.4 | 0.9 | 1 | 1.1 | 1.2 | 1.4 | 1.6 | 1.7 | 1.8 | 2 | 2.3 | 2.5 | 2.6 | 2.9 | 3 | 3.1 | 3 | 3 | 3 | 3 | 3.1 | 3.1 | 3.2 | 3.3 | 3.3 | 3.4 | 3.4 | 3.6 | 3.8 | 4 | 4.3 | 0.9 | 0.9 | 1 | 1 | 1.1 | 1.2 | 1.3 | 1.4 | 1.6 | 1.7 | 2 | 2.3 | 2.7 | 2.9 | 3.1 | 3.2 | 3.2 | 3.3 | 3.5 | 3.8 | 4.3 | 5 | 5.7 | 6.4 | 7.2 | 7.9 | 8.6 | 9.1 | 9.7 | 10.2 | 0.9 | 1 | 1.2 | 1.4 | 1.6 | 1.8 | 2 | 2.2 | 2.4 | 2.7 | 3 | 3.4 | 3.7 | 4 | 3.9 | 4 | 4.1 | 4.1 | 4.3 | 4.5 | 4.7 | 4.9 | 5.2 | 5.3 | 5.9 | 6.2 | 6.7 | 7.4 | 8.4 | 9.6 | 0.9 | 1 | 1.1 | 1.1 | 1.3 | 1.4 | 1.5 | 1.6 | 1.8 | 2 | 2.2 | 2.5 | 2.8 | 2.9 | 3.1 | 3.1 | 3.1 | 3.2 | 3.2 | 3.5 | 3.7 | 4.1 | 4.5 | 4.9 | 5.3 | 5.6 | 6.1 | 6.5 | 6.8 | 7.3
PSS | MONA T1 | 4.3 | 3.5 | 3.3 | 3.2 | 3.2 | 3.2 | 3.2 | 3.3 | 3.6 | 3.7 | 4 | 4.4 | 4.6 | 4.7 | 4.9 | 4.8 | 4.9 | 4.9 | 5 | 5 | 5.1 | 5.1 | 5.1 | 5.1 | 5.3 | 5.3 | 5.3 | 5.2 | 5.3 | 5.3 | 4.3 | 4.4 | 4.4 | 4.4 | 4.5 | 4.6 | 4.7 | 4.9 | 5.1 | 5.4 | 5.8 | 6.1 | 6.4 | 6.6 | 6.9 | 7 | 7 | 7.1 | 7.2 | 7.4 | 7.5 | 7.7 | 7.9 | 8 | 8.2 | 8.3 | 8.6 | 8.9 | 9.2 | 9.7 | 4.3 | 4.2 | 4.1 | 4 | 4 | 4 | 4.1 | 4.2 | 4.4 | 4.6 | 4.9 | 5.3 | 5.9 | 6.1 | 6.5 | 6.5 | 6.6 | 6.7 | 6.9 | 7.5 | 8.3 | 9.2 | 10.2 | 11.3 | 12.6 | 13.7 | 14.8 | 15.6 | 16.4 | 17.2 | 4.3 | 4.4 | 4.5 | 4.7 | 4.9 | 5.1 | 5.4 | 5.7 | 6.1 | 6.5 | 6.9 | 7.6 | 8 | 8.5 | 8.4 | 8.6 | 8.7 | 8.9 | 9.2 | 9.6 | 10 | 10.4 | 10.8 | 11.1 | 11.8 | 12.4 | 13.2 | 14.4 | 16 | 17.7 | 4.3 | 4.3 | 4.2 | 4.2 | 4.3 | 4.3 | 4.4 | 4.6 | 4.7 | 5 | 5.3 | 5.7 | 6.1 | 6.4 | 6.7 | 6.7 | 6.8 | 6.9 | 7.1 | 7.4 | 7.9 | 8.4 | 9 | 9.7 | 10.4 | 11 | 11.7 | 12.3 | 12.8 | 13.4
PSS | MONSANTO T1 | 3.7 | 3.3 | 3.1 | 3.1 | 3 | 3 | 3 | 3 | 3 | 3 | 3 | 3 | 3 | 3 | 3 | 3 | 2.9 | 2.9 | 2.9 | 2.9 | 2.9 | 2.9 | 2.9 | 2.9 | 3 | 3 | 2.9 | 2.9 | 2.8 | 2.7 | 3.7 | 3.8 | 3.8 | 3.8 | 3.9 | 4 | 4.1 | 4.2 | 4.2 | 4.3 | 4.2 | 4.2 | 4.1 | 4 | 4 | 4.1 | 4.2 | 4.3 | 4.4 | 4.5 | 4.6 | 4.7 | 4.8 | 4.9 | 5 | 5.1 | 5.2 | 5.3 | 5.3 | 5.4 | 3.7 | 3.7 | 3.6 | 3.6 | 3.6 | 3.6 | 3.6 | 3.7 | 3.7 | 3.7 | 3.7 | 3.8 | 3.7 | 3.7 | 3.7 | 3.7 | 3.7 | 3.7 | 3.6 | 3.6 | 3.6 | 3.5 | 3.5 | 3.5 | 3.6 | 3.7 | 3.7 | 3.8 | 3.8 | 3.8 | 3.7 | 3.8 | 3.7 | 3.7 | 3.9 | 3.9 | 4.1 | 4.2 | 4.3 | 4.3 | 4.3 | 4.4 | 4.3 | 4.2 | 4.3 | 4.4 | 4.5 | 4.6 | 4.7 | 4.8 | 4.9 | 5 | 5.1 | 5.2 | 5.2 | 5.3 | 5.4 | 5.5 | 5.6 | 5.7 | 3.7 | 3.7 | 3.7 | 3.7 | 3.7 | 3.8 | 3.8 | 4 | 4 | 4 | 4 | 4 | 3.9 | 3.9 | 3.8 | 3.7 | 3.7 | 3.8 | 3.8 | 3.9 | 4 | 4.1 | 4.1 | 4.2 | 4.3 | 4.4 | 4.4 | 4.5 | 4.6 | 4.6
PSS | MORDA T1 | 2.6 | 2.7 | 3.2 | 3.2 | 3.4 | 3.6 | 3.6 | 3.9 | 4.2 | 4.5 | 4.9 | 5.3 | 5.5 | 5.5 | 5.6 | 5.6 | 5.6 | 5.6 | 5.6 | 5.6 | 5.6 | 5.6 | 5.6 | 5.5 | 5.5 | 5.4 | 5.3 | 5 | 5 | 5 | 2.6 | 2.7 | 3.1 | 3.1 | 3.3 | 3.4 | 3.5 | 3.6 | 3.8 | 4.1 | 4.3 | 4.3 | 4.4 | 4.5 | 4.4 | 4.2 | 4.1 | 4 | 4 | 4.1 | 4 | 4.1 | 4.3 | 4.5 | 4.7 | 4.7 | 5.1 | 5.7 | 6.4 | 7.2 | 2.6 | 2.7 | 2.9 | 2.9 | 2.9 | 2.9 | 3 | 3 | 3.1 | 3.3 | 3.6 | 3.7 | 4 | 4.2 | 4.3 | 4.2 | 4.3 | 4.6 | 4.8 | 5.1 | 5.5 | 5.8 | 6.1 | 6.4 | 6.8 | 7.2 | 7.5 | 7.8 | 8 | 8.2 | 2.6 | 2.6 | 2.7 | 2.6 | 2.5 | 2.2 | 2.2 | 2.4 | 2.9 | 3.3 | 4.1 | 5.3 | 5.8 | 6.9 | 5.6 | 5.5 | 5.7 | 6 | 6.6 | 7.4 | 8.3 | 9.3 | 10.2 | 11.1 | 11.8 | 12.6 | 13.4 | 14.1 | 14.8 | 15.3 | 2.6 | 2.7 | 3 | 3 | 3.1 | 3.2 | 3.2 | 3.3 | 3.5 | 3.7 | 3.9 | 4 | 4.2 | 4.3 | 4.4 | 4.2 | 4.2 | 4.3 | 4.4 | 4.6 | 4.7 | 5 | 5.2 | 5.5 | 5.8 | 5.9 | 6.3 | 6.7 | 7.2 | 7.7
PSS | MORGANITE CERAMICS T1 / PLYMYARD T2 | 0.5 | 0.6 | 0.6 | 0.6 | 0.6 | 0.6 | 0.6 | 0.7 | 0.7 | 0.7 | 0.8 | 0.8 | 0.8 | 0.9 | 0.9 | 1 | 1 | 1 | 1.1 | 1.1 | 1.2 | 1.2 | 1.3 | 1.3 | 1.3 | 1.4 | 1.4 | 1.5 | 1.5 | 1.6 | 0.5 | 0.6 | 0.7 | 0.8 | 1 | 1.2 | 1.4 | 1.6 | 1.9 | 2.1 | 2.4 | 2.7 | 3 | 3.2 | 3.5 | 3.8 | 4.1 | 4.4 | 4.6 | 5 | 5.3 | 5.6 | 5.9 | 6.2 | 6.6 | 6.9 | 7.2 | 7.5 | 7.8 | 8.2 | 0.5 | 0.6 | 0.6 | 0.6 | 0.7 | 0.8 | 0.9 | 0.9 | 1.1 | 1.2 | 1.3 | 1.4 | 1.5 | 1.7 | 1.8 | 1.9 | 2.1 | 2.2 | 2.3 | 2.5 | 2.6 | 2.7 | 2.9 | 3 | 3.2 | 3.3 | 3.4 | 3.6 | 3.7 | 3.8 | 0.5 | 0.6 | 0.7 | 0.8 | 1 | 1.2 | 1.4 | 1.6 | 1.9 | 2.1 | 2.4 | 2.6 | 2.9 | 3.2 | 3.4 | 3.7 | 4 | 4.3 | 4.6 | 5 | 5.3 | 5.6 | 5.9 | 6.2 | 6.5 | 6.9 | 7.2 | 7.5 | 7.9 | 8.2 | 0.5 | 0.6 | 0.6 | 0.7 | 0.8 | 1 | 1.1 | 1.3 | 1.5 | 1.6 | 1.8 | 2 | 2.3 | 2.5 | 2.7 | 2.9 | 3.1 | 3.3 | 3.5 | 3.7 | 3.9 | 4.2 | 4.4 | 4.6 | 4.9 | 5.1 | 5.3 | 5.5 | 5.8 | 6
PSS | MORRISONS T1 | 0.8 | 0.8 | 0.8 | 0.8 | 0.8 | 0.8 | 0.9 | 0.9 | 0.9 | 1 | 1 | 1 | 1.1 | 1.1 | 1.1 | 1.2 | 1.2 | 1.2 | 1.3 | 1.3 | 1.3 | 1.3 | 1.3 | 1.4 | 1.4 | 1.4 | 1.4 | 1.5 | 1.5 | 1.5 | 0.8 | 0.8 | 0.9 | 1 | 1.2 | 1.3 | 1.4 | 1.6 | 1.7 | 1.8 | 1.8 | 1.9 | 2 | 2.1 | 2.1 | 2.2 | 2.3 | 2.4 | 2.4 | 2.5 | 2.5 | 2.6 | 2.7 | 2.7 | 2.8 | 2.9 | 2.9 | 3 | 3.1 | 3.1 | 0.8 | 0.8 | 0.8 | 0.9 | 1 | 1 | 1.1 | 1.2 | 1.3 | 1.3 | 1.4 | 1.4 | 1.5 | 1.5 | 1.6 | 1.6 | 1.7 | 1.7 | 1.7 | 1.8 | 1.8 | 1.8 | 1.9 | 1.9 | 1.9 | 1.9 | 2 | 2 | 2 | 2 | 0.8 | 0.8 | 0.9 | 1 | 1.2 | 1.4 | 1.5 | 1.6 | 1.7 | 1.8 | 1.9 | 2 | 2.1 | 2.2 | 2.2 | 2.3 | 2.4 | 2.4 | 2.5 | 2.6 | 2.6 | 2.7 | 2.7 | 2.8 | 2.8 | 2.8 | 2.9 | 3 | 3 | 3.1 | 0.8 | 0.8 | 0.9 | 0.9 | 1.1 | 1.2 | 1.3 | 1.4 | 1.5 | 1.5 | 1.6 | 1.7 | 1.7 | 1.8 | 1.9 | 1.9 | 2 | 2 | 2.1 | 2.1 | 2.2 | 2.2 | 2.3 | 2.3 | 2.4 | 2.4 | 2.5 | 2.5 | 2.5 | 2.6
PSS | NANT-Y-GAMAR T1 | 0.5 | 0.5 | 0.5 | 0.5 | 0.5 | 0.6 | 0.6 | 0.6 | 0.6 | 0.6 | 0.7 | 0.7 | 0.7 | 0.8 | 0.8 | 0.8 | 0.8 | 0.9 | 0.9 | 0.9 | 1 | 1 | 1 | 1.1 | 1.1 | 1.1 | 1.2 | 1.2 | 1.2 | 1.3 | 0.5 | 0.6 | 0.6 | 0.7 | 0.9 | 1 | 1.2 | 1.4 | 1.5 | 1.7 | 1.9 | 2.1 | 2.3 | 2.5 | 2.8 | 3 | 3.2 | 3.4 | 3.6 | 3.9 | 4.1 | 4.3 | 4.6 | 4.8 | 5 | 5.3 | 5.6 | 5.8 | 6.1 | 6.3 | 0.5 | 0.6 | 0.6 | 0.6 | 0.6 | 0.7 | 0.8 | 0.8 | 0.9 | 1 | 1.1 | 1.1 | 1.2 | 1.3 | 1.4 | 1.5 | 1.6 | 1.7 | 1.8 | 1.9 | 2.1 | 2.1 | 2.2 | 2.4 | 2.5 | 2.6 | 2.7 | 2.8 | 2.9 | 3 | 0.5 | 0.6 | 0.6 | 0.7 | 0.9 | 1 | 1.2 | 1.3 | 1.5 | 1.7 | 1.9 | 2.1 | 2.3 | 2.5 | 2.7 | 2.9 | 3.2 | 3.4 | 3.6 | 3.9 | 4.1 | 4.3 | 4.6 | 4.8 | 5 | 5.3 | 5.6 | 5.8 | 6.1 | 6.3 | 0.5 | 0.6 | 0.6 | 0.7 | 0.8 | 0.9 | 1 | 1.1 | 1.2 | 1.4 | 1.5 | 1.6 | 1.8 | 1.9 | 2.1 | 2.2 | 2.4 | 2.6 | 2.7 | 2.9 | 3.1 | 3.2 | 3.4 | 3.6 | 3.8 | 3.9 | 4.1 | 4.3 | 4.5 | 4.7
PSS | NANTWICH T1 | 0.6 | 0.6 | 0.6 | 0.6 | 0.7 | 0.7 | 0.7 | 0.7 | 0.8 | 0.8 | 0.9 | 0.9 | 0.9 | 1 | 1 | 1 | 1.1 | 1.1 | 1.2 | 1.2 | 1.2 | 1.3 | 1.3 | 1.4 | 1.4 | 1.4 | 1.5 | 1.5 | 1.5 | 1.6 | 0.6 | 0.7 | 0.8 | 0.9 | 1.1 | 1.3 | 1.5 | 1.7 | 1.9 | 2.1 | 2.4 | 2.6 | 2.8 | 3.1 | 3.3 | 3.5 | 3.8 | 4 | 4.3 | 4.6 | 4.8 | 5.1 | 5.4 | 5.7 | 6 | 6.2 | 6.5 | 6.8 | 7.1 | 7.4 | 0.6 | 0.6 | 0.7 | 0.7 | 0.8 | 0.9 | 0.9 | 1 | 1.1 | 1.2 | 1.3 | 1.4 | 1.6 | 1.7 | 1.8 | 1.9 | 2.1 | 2.2 | 2.3 | 2.4 | 2.6 | 2.7 | 2.8 | 2.9 | 3 | 3.2 | 3.3 | 3.4 | 3.5 | 3.7 | 0.6 | 0.7 | 0.8 | 0.9 | 1.1 | 1.3 | 1.5 | 1.7 | 1.9 | 2.2 | 2.4 | 2.6 | 2.9 | 3.2 | 3.4 | 3.6 | 3.9 | 4.2 | 4.4 | 4.7 | 5 | 5.3 | 5.6 | 5.8 | 6.1 | 6.4 | 6.7 | 7 | 7.3 | 7.6 | 0.6 | 0.7 | 0.7 | 0.8 | 0.9 | 1.1 | 1.2 | 1.4 | 1.5 | 1.7 | 1.8 | 2 | 2.2 | 2.4 | 2.6 | 2.7 | 2.9 | 3.1 | 3.3 | 3.5 | 3.7 | 3.9 | 4.1 | 4.3 | 4.5 | 4.7 | 4.9 | 5.1 | 5.3 | 5.5
PSS | NEVILL ST T1 / OCEAN PLAZA T1 / YORK RD T1 | 0.8 | 0.8 | 0.8 | 0.8 | 0.8 | 0.9 | 0.9 | 0.9 | 1 | 1 | 1 | 1.1 | 1.1 | 1.2 | 1.2 | 1.2 | 1.2 | 1.3 | 1.3 | 1.3 | 1.3 | 1.4 | 1.4 | 1.4 | 1.4 | 1.5 | 1.5 | 1.5 | 1.5 | 1.6 | 0.8 | 0.9 | 1 | 1 | 1.2 | 1.4 | 1.5 | 1.7 | 1.8 | 1.9 | 2 | 2.1 | 2.2 | 2.3 | 2.4 | 2.5 | 2.6 | 2.7 | 2.8 | 2.9 | 3 | 3.1 | 3.2 | 3.3 | 3.4 | 3.5 | 3.6 | 3.7 | 3.8 | 3.9 | 0.8 | 0.8 | 0.9 | 0.9 | 1 | 1.1 | 1.2 | 1.2 | 1.3 | 1.4 | 1.4 | 1.5 | 1.6 | 1.7 | 1.7 | 1.8 | 1.8 | 1.9 | 1.9 | 2 | 2 | 2.1 | 2.1 | 2.2 | 2.2 | 2.3 | 2.3 | 2.3 | 2.4 | 2.4 | 0.8 | 0.9 | 1 | 1.1 | 1.3 | 1.4 | 1.6 | 1.7 | 1.8 | 2 | 2.1 | 2.2 | 2.3 | 2.4 | 2.5 | 2.6 | 2.7 | 2.8 | 2.9 | 3 | 3.1 | 3.2 | 3.3 | 3.4 | 3.4 | 3.5 | 3.6 | 3.7 | 3.8 | 3.9 | 0.8 | 0.9 | 0.9 | 1 | 1.1 | 1.2 | 1.4 | 1.4 | 1.6 | 1.6 | 1.7 | 1.8 | 1.9 | 2 | 2.1 | 2.1 | 2.2 | 2.3 | 2.4 | 2.4 | 2.5 | 2.6 | 2.7 | 2.7 | 2.8 | 2.9 | 3 | 3 | 3.1 | 3.2
PSS | NEW BRIGHTON T1 / SEAVIEW RD T2 / WALLASEY T1 / WALLASEY VILLAGE T1 | 0.6 | 0.6 | 0.7 | 0.7 | 0.7 | 0.8 | 0.9 | 0.9 | 1 | 1.1 | 1.2 | 1.4 | 1.5 | 1.6 | 1.7 | 1.8 | 1.9 | 2.1 | 2.2 | 2.3 | 2.5 | 2.6 | 2.8 | 2.9 | 3.1 | 3.2 | 3.4 | 3.6 | 3.7 | 3.9 | 0.6 | 0.7 | 0.9 | 1.1 | 1.6 | 2.2 | 2.8 | 3.4 | 4.1 | 4.8 | 5.5 | 6.3 | 7.1 | 7.9 | 8.7 | 9.6 | 10.5 | 11.3 | 12.2 | 13.1 | 14.1 | 15 | 16 | 16.9 | 17.9 | 18.9 | 19.9 | 20.9 | 21.9 | 22.9 | 0.6 | 0.7 | 0.7 | 0.8 | 1 | 1.2 | 1.4 | 1.6 | 1.9 | 2.2 | 2.5 | 2.8 | 3.2 | 3.5 | 3.9 | 4.2 | 4.6 | 5 | 5.3 | 5.7 | 6.1 | 6.4 | 6.8 | 7.3 | 7.6 | 8 | 8.4 | 8.8 | 9.2 | 9.6 | 0.6 | 0.7 | 0.9 | 1.1 | 1.6 | 2.1 | 2.7 | 3.3 | 4 | 4.7 | 5.4 | 6.2 | 7 | 7.9 | 8.7 | 9.6 | 10.5 | 11.4 | 12.3 | 13.3 | 14.2 | 15.2 | 16.2 | 17.2 | 18.2 | 19.2 | 20.2 | 21.3 | 22.4 | 23.5 | 0.6 | 0.7 | 0.8 | 1 | 1.3 | 1.7 | 2.1 | 2.5 | 3 | 3.5 | 4 | 4.6 | 5.1 | 5.7 | 6.3 | 6.9 | 7.5 | 8.1 | 8.8 | 9.4 | 10.1 | 10.7 | 11.4 | 12.1 | 12.8 | 13.5 | 14.2 | 14.8 | 15.6 | 16.3
PSS | NEWHALL T1 / NEWHALL T2 | 0.6 | 0.7 | 0.8 | 0.9 | 1.1 | 1.2 | 1.3 | 1.5 | 1.7 | 2 | 2.3 | 2.7 | 3 | 3.2 | 3.3 | 3.4 | 3.6 | 3.6 | 3.7 | 3.8 | 3.8 | 3.9 | 3.9 | 3.9 | 3.9 | 4 | 4 | 3.9 | 4 | 4 | 0.6 | 0.7 | 0.8 | 0.9 | 1.1 | 1.3 | 1.4 | 1.6 | 1.9 | 2.2 | 2.5 | 2.7 | 3 | 3.2 | 3.4 | 3.4 | 3.5 | 3.5 | 3.6 | 3.7 | 3.8 | 3.9 | 4 | 4.2 | 4.3 | 4.3 | 4.6 | 4.9 | 5.2 | 5.6 | 0.6 | 0.7 | 0.8 | 0.9 | 1 | 1.2 | 1.3 | 1.5 | 1.7 | 1.9 | 2.3 | 2.7 | 3.2 | 3.5 | 3.7 | 3.9 | 4 | 4.1 | 4.3 | 4.8 | 5.6 | 6.6 | 7.6 | 8.8 | 9.9 | 11 | 12.1 | 13 | 13.8 | 14.6 | 0.6 | 0.7 | 1 | 1.3 | 1.7 | 2 | 2.2 | 2.5 | 2.8 | 3.2 | 3.6 | 4.2 | 4.5 | 5 | 4.9 | 4.9 | 5.1 | 5.2 | 5.4 | 5.8 | 6.1 | 6.5 | 6.8 | 7 | 7.7 | 8.3 | 9.1 | 10.3 | 12 | 13.9 | 0.6 | 0.7 | 0.8 | 0.9 | 1.1 | 1.2 | 1.4 | 1.5 | 1.8 | 2.1 | 2.4 | 2.7 | 3.1 | 3.4 | 3.6 | 3.6 | 3.7 | 3.8 | 3.9 | 4.3 | 4.7 | 5.2 | 5.8 | 6.5 | 7.1 | 7.7 | 8.3 | 8.9 | 9.5 | 10.1
PSS | NORTH WALES PAPER T1 / NORTH WALES PAPER T2 / WOODFIELD AVE T1 | 0.4 | 0.4 | 0.5 | 0.5 | 0.5 | 0.5 | 0.5 | 0.5 | 0.5 | 0.6 | 0.6 | 0.6 | 0.7 | 0.7 | 0.7 | 0.7 | 0.8 | 0.8 | 0.8 | 0.9 | 0.9 | 0.9 | 0.9 | 1 | 1 | 1.1 | 1.1 | 1.1 | 1.1 | 1.2 | 0.4 | 0.5 | 0.5 | 0.6 | 0.8 | 0.9 | 1.1 | 1.3 | 1.4 | 1.6 | 1.8 | 2 | 2.2 | 2.4 | 2.6 | 2.8 | 3 | 3.2 | 3.4 | 3.6 | 3.9 | 4.1 | 4.3 | 4.5 | 4.7 | 5 | 5.2 | 5.5 | 5.7 | 5.9 | 0.4 | 0.5 | 0.5 | 0.5 | 0.6 | 0.6 | 0.7 | 0.7 | 0.8 | 0.9 | 1 | 1 | 1.1 | 1.2 | 1.3 | 1.3 | 1.4 | 1.5 | 1.6 | 1.7 | 1.8 | 1.9 | 2 | 2.1 | 2.2 | 2.3 | 2.4 | 2.5 | 2.6 | 2.7 | 0.4 | 0.5 | 0.5 | 0.6 | 0.8 | 0.9 | 1.1 | 1.3 | 1.4 | 1.6 | 1.8 | 2 | 2.2 | 2.4 | 2.6 | 2.8 | 3 | 3.2 | 3.4 | 3.7 | 3.9 | 4.1 | 4.3 | 4.6 | 4.8 | 5 | 5.2 | 5.5 | 5.7 | 6 | 0.4 | 0.5 | 0.5 | 0.6 | 0.7 | 0.8 | 0.9 | 1 | 1.1 | 1.2 | 1.4 | 1.5 | 1.6 | 1.8 | 1.9 | 2 | 2.2 | 2.4 | 2.5 | 2.7 | 2.8 | 3 | 3.1 | 3.3 | 3.5 | 3.6 | 3.8 | 4 | 4.2 | 4.3
PSS | NORTH WEST WATER CAMPUS T1 / NORTH WEST WATER CAMPUS T2 / OMEGA T1 / OMEGA T2 / ORION BOULEVARD T1 | 6.5 | 6.7 | 7.3 | 7.4 | 7.6 | 7.9 | 7.9 | 8.3 | 8.7 | 9.2 | 9.6 | 10.2 | 10.5 | 10.5 | 10.7 | 10.7 | 10.5 | 10.4 | 10.4 | 10.3 | 10.3 | 10.3 | 10.3 | 10.2 | 10.2 | 10 | 9.9 | 9.5 | 9.5 | 9.4 | 6.5 | 6.7 | 7.2 | 7.3 | 7.5 | 7.6 | 7.6 | 7.8 | 8.1 | 8.4 | 8.6 | 8.7 | 8.8 | 8.8 | 8.7 | 8.3 | 8.1 | 8 | 7.9 | 7.9 | 7.8 | 7.9 | 8 | 8.3 | 8.5 | 8.4 | 9 | 9.7 | 10.6 | 11.6 | 6.5 | 6.6 | 6.9 | 6.9 | 7 | 7 | 7 | 7.1 | 7.2 | 7.5 | 7.8 | 8 | 8.3 | 8.6 | 8.8 | 8.5 | 8.8 | 9.1 | 9.4 | 9.8 | 10.3 | 10.7 | 11.1 | 11.6 | 12.1 | 12.5 | 13 | 13.4 | 13.7 | 13.9 | 6.5 | 6.4 | 6.6 | 6.5 | 6.4 | 5.9 | 5.9 | 6.2 | 6.8 | 7.3 | 8.4 | 10 | 10.7 | 12.3 | 10.3 | 10.2 | 10.4 | 10.7 | 11.5 | 12.5 | 13.7 | 15.1 | 16.3 | 17.4 | 17.8 | 18.8 | 19.8 | 20.8 | 21.6 | 22.2 | 6.5 | 6.6 | 7.1 | 7.1 | 7.2 | 7.3 | 7.3 | 7.5 | 7.7 | 8 | 8.2 | 8.3 | 8.6 | 8.7 | 8.7 | 8.4 | 8.5 | 8.5 | 8.7 | 8.8 | 9 | 9.3 | 9.6 | 9.9 | 10.3 | 10.5 | 11 | 11.5 | 12.1 | 12.7
PSS | NWF T1 | 0.6 | 0.7 | 0.9 | 1 | 1.1 | 1.3 | 1.4 | 1.6 | 1.9 | 2.3 | 2.7 | 3.2 | 3.5 | 3.8 | 4 | 4 | 4.2 | 4.3 | 4.3 | 4.5 | 4.5 | 4.6 | 4.7 | 4.7 | 4.8 | 4.8 | 4.8 | 4.7 | 4.8 | 4.9 | 0.6 | 0.7 | 0.8 | 1 | 1.2 | 1.4 | 1.6 | 1.9 | 2.2 | 2.6 | 3 | 3.3 | 3.7 | 4 | 4.3 | 4.4 | 4.5 | 4.5 | 4.7 | 4.9 | 5 | 5.2 | 5.4 | 5.6 | 5.8 | 5.9 | 6.2 | 6.6 | 7 | 7.5 | 0.6 | 0.7 | 0.8 | 1 | 1.1 | 1.3 | 1.4 | 1.6 | 1.9 | 2.2 | 2.6 | 3.1 | 3.7 | 4 | 4.3 | 4.5 | 4.6 | 4.8 | 5 | 5.5 | 6.2 | 7.1 | 8.2 | 9.2 | 10.3 | 11.3 | 12.4 | 13.3 | 14 | 14.8 | 0.6 | 0.7 | 1 | 1.4 | 1.9 | 2.2 | 2.5 | 2.9 | 3.4 | 3.8 | 4.3 | 4.9 | 5.4 | 6 | 5.9 | 6.1 | 6.3 | 6.4 | 6.8 | 7.2 | 7.6 | 8.1 | 8.5 | 8.8 | 9.5 | 10.1 | 10.9 | 12.1 | 13.6 | 15.3 | 0.6 | 0.7 | 0.8 | 1 | 1.2 | 1.4 | 1.5 | 1.8 | 2.1 | 2.4 | 2.8 | 3.2 | 3.7 | 4 | 4.3 | 4.4 | 4.5 | 4.6 | 4.8 | 5.2 | 5.6 | 6.2 | 6.8 | 7.4 | 8 | 8.6 | 9.3 | 9.9 | 10.5 | 11.1
PSS | OPTICAL FIBRES T1 / SHOTWICK T1 / WALBRO T1 | 2.4 | 4 | 6.3 | 8.3 | 10.8 | 13.5 | 15.7 | 17.2 | 18.3 | 19.6 | 21.1 | 22.9 | 23.6 | 23.6 | 24 | 23.8 | 23.8 | 23.5 | 23.5 | 23.3 | 23.2 | 22.8 | 22.7 | 22.2 | 22 | 21.1 | 20.7 | 18.9 | 18.6 | 18 | 2.4 | 4 | 6 | 7.7 | 9.5 | 11 | 12.3 | 12.3 | 12.6 | 13 | 12.9 | 12.1 | 11.6 | 10.5 | 9.4 | 7.7 | 6.5 | 6.5 | 6.5 | 6.5 | 6.6 | 6.6 | 6.6 | 6.6 | 6.6 | 6.6 | 6.6 | 6.6 | 7.6 | 10.4 | 2.4 | 3.9 | 5.8 | 7.3 | 8.9 | 10.3 | 11.6 | 11.7 | 11.8 | 12.5 | 13 | 13.3 | 14 | 14.5 | 14.9 | 13.6 | 14.1 | 14.7 | 15.3 | 16.3 | 17.5 | 18.6 | 19.5 | 20.9 | 22.2 | 23.4 | 24.8 | 25.6 | 26.3 | 27 | 2.4 | 3.9 | 5.3 | 6.3 | 6.8 | 6.7 | 7.4 | 8.1 | 8.1 | 8.8 | 11.6 | 16.4 | 17.8 | 21.9 | 14.5 | 13.6 | 13.8 | 14.1 | 16.2 | 19.3 | 22.9 | 26.8 | 30.3 | 33.4 | 36.3 | 39.1 | 42 | 44.8 | 47.1 | 48.5 | 2.4 | 4 | 5.9 | 7.5 | 9.2 | 10.7 | 11.9 | 12 | 12.2 | 12.7 | 13 | 12.7 | 12.8 | 12.5 | 12 | 10.3 | 9.7 | 9.6 | 9.6 | 9.9 | 10.1 | 10.6 | 11.1 | 11.9 | 12.6 | 12.7 | 14.1 | 15.4 | 16.9 | 18.7
PSS | ORB CL T1 / STONEBRIDGE LA T1 / STONEBRIDGE LA T2 | 2.7 | 2.7 | 2.7 | 2.7 | 2.8 | 2.8 | 2.8 | 2.9 | 2.9 | 2.9 | 3 | 3 | 3.1 | 3.1 | 3.2 | 3.2 | 3.1 | 3.1 | 3.1 | 3.1 | 3.1 | 3.2 | 3.2 | 3.2 | 3.3 | 3.3 | 3.4 | 3.4 | 3.4 | 3.5 | 2.7 | 2.8 | 2.9 | 3 | 3.2 | 3.4 | 3.6 | 3.8 | 3.9 | 4.1 | 4.3 | 4.4 | 4.6 | 4.8 | 4.9 | 5.1 | 5.3 | 5.4 | 5.6 | 5.8 | 5.9 | 6.1 | 6.3 | 6.4 | 6.6 | 6.8 | 7 | 7.2 | 7.4 | 7.5 | 2.7 | 2.7 | 2.8 | 2.8 | 2.9 | 3 | 3.1 | 3.2 | 3.3 | 3.4 | 3.5 | 3.5 | 3.6 | 3.7 | 3.8 | 3.9 | 3.9 | 4 | 4.1 | 4.2 | 4.3 | 4.3 | 4.4 | 4.5 | 4.6 | 4.6 | 4.7 | 4.8 | 4.9 | 5 | 2.7 | 2.8 | 2.9 | 3 | 3.2 | 3.4 | 3.6 | 3.8 | 4 | 4.2 | 4.4 | 4.5 | 4.7 | 4.9 | 5.1 | 5.2 | 5.4 | 5.6 | 5.7 | 5.9 | 6.1 | 6.2 | 6.4 | 6.6 | 6.4 | 6.5 | 6.7 | 6.9 | 7 | 7.2 | 2.7 | 2.8 | 2.8 | 2.9 | 3.1 | 3.2 | 3.3 | 3.5 | 3.6 | 3.7 | 3.9 | 4 | 4.1 | 4.2 | 4.4 | 4.5 | 4.6 | 4.7 | 4.8 | 5 | 5.1 | 5.2 | 5.3 | 5.4 | 5.6 | 5.7 | 5.9 | 6 | 6.1 | 6.3
PSS | ORFORD T1 / PADGATE T1 | 0.8 | 0.9 | 0.9 | 0.9 | 0.9 | 1 | 1.1 | 1.2 | 1.3 | 1.4 | 1.5 | 1.6 | 1.7 | 1.8 | 2 | 2.1 | 2.2 | 2.3 | 2.5 | 2.6 | 2.8 | 2.9 | 3 | 3.2 | 3.3 | 3.5 | 3.6 | 3.8 | 4 | 4.1 | 0.8 | 0.9 | 1.1 | 1.3 | 1.8 | 2.4 | 3 | 3.6 | 4.2 | 4.8 | 5.5 | 6.3 | 7 | 7.8 | 8.5 | 9.3 | 10 | 10.9 | 11.6 | 12.5 | 13.3 | 14.2 | 15 | 15.9 | 16.8 | 17.7 | 18.6 | 19.5 | 20.4 | 21.3 | 0.8 | 0.9 | 1 | 1.1 | 1.2 | 1.4 | 1.7 | 1.9 | 2.2 | 2.4 | 2.8 | 3.1 | 3.4 | 3.7 | 4 | 4.4 | 4.7 | 5 | 5.4 | 5.7 | 6.1 | 6.4 | 6.8 | 7.1 | 7.5 | 7.8 | 8.2 | 8.6 | 9 | 9.3 | 0.8 | 1 | 1.1 | 1.3 | 1.8 | 2.4 | 2.9 | 3.6 | 4.2 | 4.8 | 5.5 | 6.2 | 7 | 7.8 | 8.5 | 9.3 | 10.1 | 10.9 | 11.7 | 12.6 | 13.5 | 14.3 | 15.3 | 16.1 | 17 | 17.9 | 18.9 | 19.8 | 20.8 | 21.7 | 0.8 | 0.9 | 1 | 1.2 | 1.5 | 1.9 | 2.3 | 2.7 | 3.2 | 3.6 | 4.1 | 4.7 | 5.2 | 5.7 | 6.3 | 6.8 | 7.4 | 7.9 | 8.5 | 9.1 | 9.7 | 10.3 | 10.9 | 11.5 | 12.1 | 12.8 | 13.4 | 14 | 14.7 | 15.3
PSS | OTIS ELEVATOR T1 / ST IVEL FOODS T1 | 0.8 | 1 | 1.2 | 1.4 | 1.6 | 1.8 | 2.1 | 2.3 | 2.7 | 3.1 | 3.6 | 4.2 | 4.5 | 4.7 | 4.9 | 4.9 | 5.1 | 5.1 | 5.2 | 5.2 | 5.3 | 5.3 | 5.3 | 5.3 | 5.3 | 5.2 | 5.2 | 5 | 5.1 | 5.1 | 0.8 | 0.9 | 1.1 | 1.3 | 1.6 | 1.8 | 2 | 2.2 | 2.4 | 2.6 | 2.9 | 3.1 | 3.3 | 3.5 | 3.6 | 3.5 | 3.5 | 3.5 | 3.5 | 3.6 | 3.6 | 3.7 | 3.8 | 3.8 | 3.9 | 3.9 | 4 | 4.2 | 4.5 | 4.8 | 0.8 | 0.9 | 1 | 1.1 | 1.2 | 1.3 | 1.5 | 1.6 | 1.8 | 2.1 | 2.3 | 2.7 | 3.1 | 3.3 | 3.5 | 3.6 | 3.7 | 3.8 | 3.9 | 4.2 | 4.7 | 5.3 | 6 | 6.6 | 7.3 | 7.9 | 8.6 | 9.1 | 9.6 | 10 | 0.8 | 0.9 | 1.2 | 1.5 | 1.8 | 2.1 | 2.3 | 2.6 | 2.9 | 3.2 | 3.5 | 4 | 4.2 | 4.6 | 4.5 | 4.6 | 4.7 | 4.7 | 4.9 | 5.1 | 5.3 | 5.6 | 5.8 | 5.9 | 6.4 | 6.7 | 7.2 | 7.8 | 8.7 | 9.6 | 0.8 | 0.9 | 1.1 | 1.2 | 1.4 | 1.6 | 1.7 | 1.9 | 2.1 | 2.3 | 2.6 | 2.9 | 3.2 | 3.4 | 3.5 | 3.6 | 3.6 | 3.6 | 3.7 | 3.9 | 4.2 | 4.5 | 4.9 | 5.2 | 5.6 | 5.9 | 6.3 | 6.7 | 7 | 7.4
PSS | OVERTON T1 | 6.8 | 6.8 | 7 | 7.1 | 7.3 | 7.6 | 7.7 | 8 | 8.4 | 8.7 | 9.2 | 9.6 | 9.9 | 10.1 | 10.3 | 10.4 | 10.6 | 10.6 | 10.6 | 10.6 | 10.6 | 10.7 | 10.7 | 10.7 | 10.7 | 10.6 | 10.6 | 10.5 | 10.5 | 10.5 | 6.8 | 6.9 | 7 | 7.2 | 7.4 | 7.6 | 7.8 | 7.9 | 8.1 | 8.5 | 8.9 | 9.2 | 9.6 | 9.9 | 10.1 | 10.2 | 10.3 | 10.4 | 10.5 | 10.7 | 10.8 | 11 | 11.1 | 11.4 | 11.5 | 11.7 | 11.9 | 12.2 | 12.6 | 13 | 6.8 | 6.8 | 6.9 | 6.9 | 7 | 7 | 7.1 | 7.2 | 7.5 | 7.7 | 8.1 | 8.5 | 9 | 9.3 | 9.5 | 9.7 | 9.8 | 9.9 | 10.1 | 10.4 | 11 | 11.6 | 12.3 | 13 | 13.8 | 14.4 | 15.2 | 15.8 | 16.3 | 16.8 | 6.8 | 6.9 | 7 | 7.3 | 7.7 | 8 | 8.3 | 8.7 | 9.2 | 9.6 | 10.1 | 10.7 | 11.1 | 11.6 | 11.7 | 11.8 | 12.1 | 12.2 | 12.5 | 12.8 | 13.1 | 13.5 | 13.8 | 14.1 | 14.7 | 15.1 | 15.6 | 16.4 | 17.5 | 18.6 | 6.8 | 6.8 | 7 | 7 | 7.2 | 7.3 | 7.4 | 7.6 | 7.8 | 8.1 | 8.5 | 8.9 | 9.3 | 9.6 | 9.8 | 10 | 10.1 | 10.2 | 10.3 | 10.5 | 10.9 | 11.3 | 11.7 | 12.2 | 12.7 | 13.1 | 13.6 | 14 | 14.5 | 14.9
PSS | PANDY T1 / PANDY T2 | 0.8 | 0.8 | 0.8 | 0.8 | 0.8 | 0.8 | 0.8 | 0.9 | 0.9 | 1 | 1 | 1.1 | 1.1 | 1.2 | 1.2 | 1.3 | 1.3 | 1.3 | 1.4 | 1.4 | 1.5 | 1.6 | 1.6 | 1.7 | 1.7 | 1.8 | 1.8 | 1.9 | 2 | 2 | 0.8 | 0.8 | 0.9 | 1 | 1.3 | 1.5 | 1.8 | 2.1 | 2.4 | 2.7 | 3.1 | 3.4 | 3.8 | 4.1 | 4.4 | 4.8 | 5.2 | 5.6 | 6 | 6.4 | 6.7 | 7.1 | 7.6 | 8 | 8.4 | 8.8 | 9.3 | 9.7 | 10.1 | 10.6 | 0.8 | 0.8 | 0.8 | 0.9 | 0.9 | 1 | 1.1 | 1.3 | 1.4 | 1.6 | 1.7 | 1.9 | 2 | 2.2 | 2.4 | 2.5 | 2.7 | 2.9 | 3 | 3.2 | 3.4 | 3.6 | 3.7 | 3.9 | 4.1 | 4.3 | 4.4 | 4.6 | 4.8 | 4.9 | 0.8 | 0.8 | 0.9 | 1 | 1.3 | 1.5 | 1.8 | 2.1 | 2.4 | 2.7 | 3.1 | 3.4 | 3.8 | 4.1 | 4.5 | 4.9 | 5.3 | 5.7 | 6.1 | 6.4 | 6.9 | 7.3 | 7.7 | 8.1 | 8.5 | 8.9 | 9.4 | 9.8 | 10.3 | 10.7 | 0.8 | 0.8 | 0.8 | 0.9 | 1.1 | 1.3 | 1.5 | 1.7 | 1.9 | 2.2 | 2.4 | 2.6 | 2.9 | 3.2 | 3.4 | 3.7 | 3.9 | 4.2 | 4.5 | 4.8 | 5.1 | 5.4 | 5.6 | 5.9 | 6.2 | 6.5 | 6.8 | 7.1 | 7.4 | 7.8
PSS | PARC CYBI T1 / PARC CYBI T2 | 0.3 | 0.3 | 0.3 | 0.3 | 0.3 | 0.3 | 0.4 | 0.4 | 0.4 | 0.4 | 0.4 | 0.4 | 0.4 | 0.4 | 0.4 | 0.5 | 0.4 | 0.5 | 0.5 | 0.5 | 0.5 | 0.5 | 0.5 | 0.5 | 0.6 | 0.6 | 0.6 | 0.6 | 0.6 | 0.6 | 0.3 | 0.3 | 0.4 | 0.4 | 0.4 | 0.5 | 0.5 | 0.6 | 0.7 | 0.7 | 0.8 | 0.8 | 0.9 | 0.9 | 1 | 1 | 1.1 | 1.1 | 1.2 | 1.2 | 1.3 | 1.4 | 1.4 | 1.5 | 1.5 | 1.6 | 1.6 | 1.7 | 1.7 | 1.8 | 0.3 | 0.3 | 0.3 | 0.4 | 0.4 | 0.4 | 0.4 | 0.4 | 0.5 | 0.5 | 0.5 | 0.6 | 0.6 | 0.6 | 0.6 | 0.7 | 0.7 | 0.7 | 0.8 | 0.8 | 0.8 | 0.8 | 0.8 | 0.9 | 0.9 | 0.9 | 1 | 1 | 1 | 1 | 0.3 | 0.3 | 0.4 | 0.4 | 0.4 | 0.5 | 0.6 | 0.6 | 0.7 | 0.8 | 0.8 | 0.9 | 0.9 | 1 | 1 | 1.1 | 1.1 | 1.2 | 1.3 | 1.3 | 1.4 | 1.4 | 1.5 | 1.6 | 1.5 | 1.6 | 1.7 | 1.7 | 1.8 | 1.9 | 0.3 | 0.3 | 0.4 | 0.4 | 0.4 | 0.4 | 0.5 | 0.5 | 0.6 | 0.6 | 0.6 | 0.7 | 0.7 | 0.8 | 0.8 | 0.8 | 0.9 | 0.9 | 1 | 1 | 1 | 1.1 | 1.1 | 1.2 | 1.2 | 1.2 | 1.3 | 1.3 | 1.4 | 1.4
PSS | PARC MENAI T1 | 0.4 | 0.4 | 0.5 | 0.5 | 0.5 | 0.5 | 0.5 | 0.5 | 0.5 | 0.5 | 0.5 | 0.5 | 0.6 | 0.6 | 0.6 | 0.6 | 0.6 | 0.6 | 0.6 | 0.6 | 0.6 | 0.6 | 0.6 | 0.6 | 0.6 | 0.6 | 0.6 | 0.6 | 0.6 | 0.6 | 0.4 | 0.5 | 0.5 | 0.5 | 0.6 | 0.7 | 0.7 | 0.8 | 0.8 | 0.9 | 0.9 | 1 | 1 | 1.1 | 1.1 | 1.1 | 1.2 | 1.2 | 1.3 | 1.3 | 1.3 | 1.4 | 1.4 | 1.5 | 1.5 | 1.5 | 1.6 | 1.6 | 1.7 | 1.7 | 0.4 | 0.5 | 0.5 | 0.5 | 0.5 | 0.5 | 0.6 | 0.6 | 0.6 | 0.7 | 0.7 | 0.7 | 0.7 | 0.8 | 0.8 | 0.8 | 0.8 | 0.8 | 0.9 | 0.9 | 0.9 | 0.9 | 1 | 1 | 1 | 1 | 1 | 1 | 1.1 | 1.1 | 0.4 | 0.5 | 0.5 | 0.5 | 0.6 | 0.7 | 0.8 | 0.8 | 0.9 | 0.9 | 1 | 1 | 1.1 | 1.1 | 1.2 | 1.2 | 1.3 | 1.3 | 1.3 | 1.4 | 1.4 | 1.5 | 1.5 | 1.5 | 1.5 | 1.6 | 1.6 | 1.6 | 1.7 | 1.7 | 0.4 | 0.5 | 0.5 | 0.5 | 0.6 | 0.6 | 0.7 | 0.7 | 0.7 | 0.8 | 0.8 | 0.9 | 0.9 | 0.9 | 0.9 | 1 | 1 | 1 | 1.1 | 1.1 | 1.1 | 1.2 | 1.2 | 1.2 | 1.2 | 1.3 | 1.3 | 1.3 | 1.4 | 1.4
PSS | PEBLIC MILLS T1 | 0.4 | 0.4 | 0.5 | 0.5 | 0.5 | 0.5 | 0.5 | 0.5 | 0.5 | 0.5 | 0.5 | 0.6 | 0.6 | 0.6 | 0.6 | 0.6 | 0.6 | 0.6 | 0.6 | 0.7 | 0.7 | 0.7 | 0.7 | 0.7 | 0.7 | 0.8 | 0.8 | 0.8 | 0.8 | 0.8 | 0.4 | 0.5 | 0.5 | 0.5 | 0.6 | 0.7 | 0.8 | 0.9 | 0.9 | 1 | 1.1 | 1.2 | 1.3 | 1.3 | 1.4 | 1.5 | 1.6 | 1.7 | 1.8 | 1.9 | 2 | 2 | 2.1 | 2.2 | 2.3 | 2.4 | 2.5 | 2.6 | 2.7 | 2.8 | 0.4 | 0.5 | 0.5 | 0.5 | 0.5 | 0.5 | 0.6 | 0.6 | 0.7 | 0.7 | 0.7 | 0.8 | 0.8 | 0.8 | 0.9 | 0.9 | 0.9 | 1 | 1 | 1.1 | 1.1 | 1.1 | 1.1 | 1.2 | 1.2 | 1.2 | 1.3 | 1.3 | 1.3 | 1.3 | 0.4 | 0.5 | 0.5 | 0.5 | 0.6 | 0.7 | 0.8 | 0.9 | 1 | 1.1 | 1.1 | 1.2 | 1.3 | 1.4 | 1.5 | 1.5 | 1.6 | 1.7 | 1.8 | 1.9 | 2 | 2.1 | 2.1 | 2.3 | 2.3 | 2.4 | 2.5 | 2.6 | 2.6 | 2.7 | 0.4 | 0.5 | 0.5 | 0.5 | 0.6 | 0.6 | 0.7 | 0.8 | 0.8 | 0.9 | 0.9 | 1 | 1 | 1.1 | 1.2 | 1.2 | 1.3 | 1.3 | 1.4 | 1.5 | 1.5 | 1.6 | 1.6 | 1.7 | 1.8 | 1.8 | 1.9 | 1.9 | 2 | 2.1
PSS | PEN-Y-GROES T1 | 1 | 0.9 | 0.9 | 0.9 | 0.9 | 0.9 | 0.9 | 0.9 | 0.9 | 0.9 | 0.9 | 1 | 1 | 1 | 1 | 1 | 1 | 1.1 | 1.1 | 1.1 | 1.1 | 1.1 | 1.1 | 1.2 | 1.2 | 1.3 | 1.3 | 1.3 | 1.3 | 1.4 | 1 | 1.1 | 1.1 | 1.1 | 1.3 | 1.4 | 1.5 | 1.6 | 1.8 | 1.9 | 2 | 2.2 | 2.3 | 2.5 | 2.6 | 2.8 | 2.9 | 3.1 | 3.3 | 3.4 | 3.6 | 3.7 | 3.9 | 4 | 4.2 | 4.4 | 4.5 | 4.7 | 4.8 | 5 | 1 | 1 | 1 | 1 | 1.1 | 1.1 | 1.1 | 1.2 | 1.2 | 1.3 | 1.4 | 1.4 | 1.5 | 1.5 | 1.6 | 1.6 | 1.7 | 1.8 | 1.8 | 1.9 | 1.9 | 2 | 2.1 | 2.1 | 2.2 | 2.2 | 2.3 | 2.4 | 2.5 | 2.5 | 1 | 1 | 1.1 | 1.1 | 1.3 | 1.4 | 1.5 | 1.6 | 1.8 | 1.9 | 2.1 | 2.2 | 2.4 | 2.5 | 2.7 | 2.8 | 3 | 3.1 | 3.3 | 3.5 | 3.6 | 3.8 | 3.9 | 4.1 | 4.2 | 4.4 | 4.6 | 4.7 | 4.9 | 5.1 | 1 | 1 | 1 | 1.1 | 1.2 | 1.2 | 1.3 | 1.4 | 1.5 | 1.6 | 1.7 | 1.8 | 1.9 | 2 | 2.1 | 2.2 | 2.3 | 2.4 | 2.5 | 2.7 | 2.7 | 2.9 | 3 | 3.1 | 3.2 | 3.3 | 3.4 | 3.5 | 3.7 | 3.8
PSS | PENMAENMAWR T1 | 0.4 | 0.4 | 0.5 | 0.5 | 0.5 | 0.5 | 0.5 | 0.5 | 0.5 | 0.5 | 0.5 | 0.6 | 0.6 | 0.6 | 0.6 | 0.6 | 0.6 | 0.7 | 0.7 | 0.7 | 0.7 | 0.7 | 0.7 | 0.7 | 0.8 | 0.8 | 0.8 | 0.8 | 0.8 | 0.8 | 0.4 | 0.5 | 0.5 | 0.6 | 0.7 | 0.8 | 0.9 | 1 | 1.1 | 1.2 | 1.3 | 1.4 | 1.5 | 1.6 | 1.7 | 1.8 | 1.9 | 2 | 2.2 | 2.3 | 2.4 | 2.5 | 2.6 | 2.7 | 2.8 | 2.9 | 3 | 3.2 | 3.3 | 3.4 | 0.4 | 0.5 | 0.5 | 0.5 | 0.5 | 0.6 | 0.6 | 0.7 | 0.7 | 0.7 | 0.8 | 0.8 | 0.9 | 0.9 | 1 | 1 | 1.1 | 1.1 | 1.2 | 1.2 | 1.2 | 1.3 | 1.3 | 1.4 | 1.4 | 1.5 | 1.5 | 1.6 | 1.6 | 1.6 | 0.4 | 0.5 | 0.5 | 0.6 | 0.7 | 0.8 | 0.9 | 1 | 1.1 | 1.1 | 1.3 | 1.4 | 1.5 | 1.6 | 1.7 | 1.8 | 1.9 | 2 | 2.1 | 2.2 | 2.3 | 2.5 | 2.5 | 2.7 | 2.7 | 2.9 | 3 | 3.1 | 3.2 | 3.3 | 0.4 | 0.5 | 0.5 | 0.5 | 0.6 | 0.7 | 0.8 | 0.8 | 0.9 | 1 | 1 | 1.1 | 1.2 | 1.3 | 1.4 | 1.4 | 1.5 | 1.6 | 1.7 | 1.7 | 1.8 | 1.9 | 2 | 2 | 2.1 | 2.2 | 2.3 | 2.4 | 2.4 | 2.5
PSS | PENTRAETH T1 | 0.6 | 0.6 | 0.6 | 0.6 | 0.6 | 0.6 | 0.6 | 0.6 | 0.6 | 0.7 | 0.7 | 0.7 | 0.8 | 0.8 | 0.8 | 0.8 | 0.8 | 0.9 | 0.9 | 1 | 1 | 1 | 1.1 | 1.1 | 1.1 | 1.2 | 1.2 | 1.2 | 1.3 | 1.3 | 0.6 | 0.6 | 0.7 | 0.7 | 0.9 | 1 | 1.2 | 1.4 | 1.6 | 1.8 | 2 | 2.2 | 2.5 | 2.7 | 2.9 | 3.1 | 3.4 | 3.6 | 3.9 | 4.1 | 4.4 | 4.7 | 4.9 | 5.2 | 5.5 | 5.8 | 6 | 6.3 | 6.6 | 6.8 | 0.6 | 0.6 | 0.6 | 0.6 | 0.7 | 0.7 | 0.8 | 0.8 | 0.9 | 1 | 1.1 | 1.2 | 1.3 | 1.4 | 1.5 | 1.6 | 1.7 | 1.8 | 1.9 | 2 | 2.2 | 2.3 | 2.4 | 2.5 | 2.6 | 2.8 | 2.9 | 3 | 3.1 | 3.2 | 0.6 | 0.6 | 0.7 | 0.7 | 0.9 | 1 | 1.2 | 1.4 | 1.6 | 1.8 | 2 | 2.2 | 2.4 | 2.6 | 2.9 | 3.1 | 3.4 | 3.6 | 3.9 | 4.2 | 4.4 | 4.7 | 5 | 5.2 | 5.5 | 5.8 | 6.1 | 6.4 | 6.6 | 6.9 | 0.6 | 0.6 | 0.6 | 0.7 | 0.8 | 0.9 | 1 | 1.1 | 1.2 | 1.4 | 1.5 | 1.7 | 1.9 | 2 | 2.2 | 2.4 | 2.6 | 2.7 | 2.9 | 3.1 | 3.3 | 3.5 | 3.7 | 3.9 | 4.1 | 4.3 | 4.5 | 4.7 | 4.9 | 5.1
PSS | PILKINGTONS HO T1 / SOMERFIELD DISTRIBUTION T1 / RAVENHEAD RETAIL PARK T1 | 5.6 | 4.7 | 4.3 | 4.2 | 4 | 4 | 3.9 | 3.9 | 4.1 | 4.1 | 4.2 | 4.3 | 4.3 | 4.4 | 4.5 | 4.6 | 4.5 | 4.6 | 4.7 | 4.8 | 4.9 | 5 | 5.1 | 5.2 | 5.6 | 5.7 | 5.8 | 5.9 | 6.1 | 6.2 | 5.6 | 5.7 | 5.8 | 5.9 | 6.3 | 6.7 | 7.1 | 7.5 | 7.9 | 8.3 | 8.8 | 9.3 | 9.8 | 10.2 | 10.8 | 11.2 | 11.7 | 12.2 | 12.6 | 13.1 | 13.7 | 14.2 | 14.6 | 15.2 | 15.7 | 16.2 | 16.7 | 17.2 | 17.7 | 18.3 | 5.6 | 5.5 | 5.3 | 5.4 | 5.4 | 5.5 | 5.7 | 5.9 | 6 | 6.3 | 6.5 | 6.7 | 7 | 7.2 | 7.5 | 7.6 | 7.8 | 8.1 | 8.3 | 8.5 | 8.7 | 8.9 | 9.1 | 9.3 | 9.7 | 10 | 10.2 | 10.4 | 10.6 | 10.9 | 5.6 | 5.7 | 5.8 | 6 | 6.4 | 6.8 | 7.2 | 7.7 | 8.2 | 8.7 | 9.3 | 9.8 | 10.4 | 10.9 | 11.4 | 11.9 | 12.4 | 12.9 | 13.4 | 14 | 14.5 | 15.1 | 15.6 | 16.2 | 16.6 | 17.1 | 17.7 | 18.3 | 18.9 | 19.4 | 5.6 | 5.6 | 5.6 | 5.6 | 5.9 | 6.1 | 6.4 | 6.7 | 7 | 7.3 | 7.7 | 8 | 8.4 | 8.7 | 9.1 | 9.4 | 9.8 | 10.1 | 10.5 | 10.8 | 11.2 | 11.5 | 11.9 | 12.2 | 12.7 | 13.1 | 13.5 | 13.8 | 14.2 | 14.6
PSS | PILKINGTONS T1 / PILKINGTONS T2 | 0.4 | 0.6 | 0.8 | 0.9 | 1.1 | 1.4 | 1.6 | 1.8 | 2.2 | 2.4 | 2.9 | 3.4 | 3.6 | 3.7 | 3.9 | 3.9 | 4 | 4 | 4.1 | 4.1 | 4.1 | 4.1 | 4.1 | 4.1 | 4.1 | 4 | 4 | 3.8 | 3.9 | 3.9 | 0.4 | 0.5 | 0.7 | 0.8 | 1 | 1.2 | 1.3 | 1.4 | 1.7 | 1.9 | 2.1 | 2.4 | 2.6 | 2.8 | 2.9 | 2.9 | 2.9 | 3 | 3.1 | 3.2 | 3.2 | 3.4 | 3.5 | 3.7 | 3.7 | 3.8 | 4.1 | 4.4 | 4.7 | 5.1 | 0.4 | 0.5 | 0.6 | 0.7 | 0.7 | 0.8 | 0.9 | 1 | 1.2 | 1.3 | 1.6 | 1.8 | 2.2 | 2.4 | 2.6 | 2.7 | 2.8 | 2.8 | 3 | 3.3 | 3.8 | 4.4 | 5.2 | 5.9 | 6.7 | 7.4 | 8.2 | 8.8 | 9.3 | 9.8 | 0.4 | 0.5 | 0.6 | 0.9 | 1.1 | 1.3 | 1.5 | 1.7 | 2 | 2.2 | 2.5 | 2.9 | 3.2 | 3.5 | 3.5 | 3.6 | 3.7 | 3.9 | 4.1 | 4.3 | 4.6 | 4.9 | 5.2 | 5.4 | 6.1 | 6.6 | 7.2 | 8.1 | 9.2 | 10.5 | 0.4 | 0.5 | 0.7 | 0.7 | 0.9 | 1 | 1.1 | 1.2 | 1.4 | 1.6 | 1.8 | 2.1 | 2.4 | 2.6 | 2.7 | 2.8 | 2.9 | 2.9 | 3 | 3.2 | 3.5 | 3.9 | 4.3 | 4.8 | 5.2 | 5.6 | 6.1 | 6.6 | 7 | 7.4
PSS | POINT OF AYR COLLIERY T1 | 0.4 | 0.4 | 0.5 | 0.5 | 0.5 | 0.5 | 0.5 | 0.5 | 0.5 | 0.5 | 0.5 | 0.6 | 0.6 | 0.6 | 0.6 | 0.6 | 0.6 | 0.7 | 0.7 | 0.7 | 0.7 | 0.7 | 0.7 | 0.7 | 0.8 | 0.8 | 0.8 | 0.8 | 0.8 | 0.8 | 0.4 | 0.5 | 0.5 | 0.5 | 0.6 | 0.7 | 0.8 | 0.9 | 1 | 1.1 | 1.2 | 1.3 | 1.3 | 1.4 | 1.5 | 1.6 | 1.7 | 1.8 | 1.8 | 2 | 2 | 2.1 | 2.2 | 2.3 | 2.4 | 2.5 | 2.6 | 2.7 | 2.8 | 2.9 | 0.4 | 0.5 | 0.5 | 0.5 | 0.5 | 0.6 | 0.6 | 0.6 | 0.7 | 0.7 | 0.8 | 0.8 | 0.9 | 0.9 | 0.9 | 1 | 1 | 1 | 1.1 | 1.1 | 1.2 | 1.2 | 1.3 | 1.3 | 1.3 | 1.4 | 1.4 | 1.5 | 1.5 | 1.5 | 0.4 | 0.5 | 0.5 | 0.6 | 0.6 | 0.7 | 0.8 | 0.9 | 1 | 1.1 | 1.2 | 1.2 | 1.4 | 1.4 | 1.5 | 1.6 | 1.7 | 1.8 | 1.9 | 2 | 2 | 2.1 | 2.2 | 2.3 | 2.4 | 2.5 | 2.5 | 2.6 | 2.7 | 2.8 | 0.4 | 0.5 | 0.5 | 0.5 | 0.6 | 0.6 | 0.7 | 0.8 | 0.8 | 0.9 | 1 | 1 | 1.1 | 1.2 | 1.2 | 1.3 | 1.3 | 1.4 | 1.5 | 1.5 | 1.6 | 1.7 | 1.7 | 1.8 | 1.9 | 1.9 | 2 | 2.1 | 2.1 | 2.2
PSS | PORTHMADOG T1 / PORTHMADOG T2 | 0.4 | 1.2 | 2.3 | 3.2 | 4.4 | 5.7 | 6.8 | 7.5 | 8 | 8.7 | 9.4 | 10.3 | 10.7 | 10.7 | 11 | 10.8 | 10.9 | 10.8 | 10.8 | 10.7 | 10.7 | 10.6 | 10.5 | 10.4 | 10.3 | 9.9 | 9.8 | 9 | 9 | 8.9 | 0.4 | 1.2 | 2.2 | 3 | 4 | 4.8 | 5.4 | 5.6 | 5.8 | 6.2 | 6.3 | 6.3 | 6.4 | 6.1 | 5.8 | 5.2 | 4.6 | 4.2 | 4 | 3.9 | 3.5 | 3.6 | 3.6 | 3.9 | 4.1 | 3.8 | 4.5 | 5.5 | 6.8 | 8.3 | 0.4 | 1.1 | 2 | 2.8 | 3.6 | 4.3 | 4.9 | 5 | 5.1 | 5.5 | 5.8 | 6.1 | 6.5 | 6.9 | 7.1 | 6.7 | 7 | 7.4 | 7.8 | 8.4 | 9.1 | 9.8 | 10.4 | 11.1 | 11.8 | 12.4 | 13.1 | 13.6 | 14 | 14.3 | 0.4 | 1.1 | 1.8 | 2.4 | 2.7 | 2.4 | 2.6 | 2.8 | 3.5 | 4.3 | 5.8 | 8.4 | 9.3 | 11.7 | 8.3 | 7.9 | 8.2 | 8.5 | 9.6 | 11.3 | 13.1 | 15.1 | 17 | 18.6 | 20.2 | 21.7 | 23.2 | 24.8 | 26 | 26.8 | 0.4 | 1.1 | 2.1 | 2.9 | 3.8 | 4.5 | 5.2 | 5.3 | 5.5 | 5.8 | 6.1 | 6.2 | 6.4 | 6.5 | 6.5 | 5.9 | 5.8 | 5.8 | 5.9 | 6.1 | 6.3 | 6.7 | 7 | 7.5 | 7.9 | 8.1 | 8.8 | 9.6 | 10.4 | 11.3
PSS | PREES T1 | 0.8 | 1 | 1.4 | 1.6 | 1.9 | 2.3 | 2.6 | 3.1 | 4.2 | 4.9 | 5.7 | 6.5 | 6.8 | 6.9 | 7.2 | 7.2 | 7.4 | 7.4 | 7.4 | 7.5 | 7.5 | 7.5 | 7.5 | 7.5 | 7.5 | 7.4 | 7.4 | 7.2 | 7.2 | 7.2 | 0.8 | 0.8 | 1.3 | 1.7 | 2.3 | 2.7 | 3.1 | 3.4 | 3.7 | 4 | 4.3 | 4.6 | 4.9 | 5.2 | 5.4 | 5.5 | 5.5 | 5.6 | 5.8 | 6 | 6.1 | 6.4 | 6.5 | 6.8 | 7 | 7.1 | 7.4 | 7.7 | 8.1 | 8.5 | 0.8 | 0.9 | 1.1 | 1.4 | 1.6 | 1.8 | 2 | 2.2 | 2.4 | 2.6 | 2.9 | 3.1 | 3.4 | 3.7 | 3.8 | 4 | 4.1 | 4.2 | 4.3 | 4.5 | 4.7 | 4.9 | 5.2 | 5.4 | 5.5 | 5.8 | 6 | 6.2 | 6.4 | 6.6 | 0.8 | 1 | 1.3 | 1.7 | 2.2 | 2.6 | 3 | 3.4 | 3.7 | 4.1 | 4.4 | 4.8 | 5.2 | 5.6 | 5.8 | 6 | 6.2 | 6.4 | 6.6 | 6.9 | 7.2 | 7.5 | 7.8 | 8 | 8.6 | 8.9 | 9.1 | 9.5 | 9.8 | 10.2 | 0.8 | 0.9 | 1.2 | 1.6 | 1.9 | 2.3 | 2.6 | 2.8 | 3 | 3.3 | 3.6 | 3.9 | 4.2 | 4.4 | 4.6 | 4.7 | 4.8 | 4.9 | 5 | 5.2 | 5.4 | 5.6 | 5.9 | 6.1 | 6.3 | 6.4 | 6.7 | 7 | 7.3 | 7.6
PSS | PRIMROSE HALL T1 | 0.8 | 0.8 | 0.8 | 0.8 | 0.8 | 0.8 | 0.9 | 0.9 | 0.9 | 1 | 1 | 1.1 | 1.1 | 1.1 | 1.2 | 1.2 | 1.2 | 1.2 | 1.3 | 1.3 | 1.3 | 1.3 | 1.4 | 1.4 | 1.4 | 1.4 | 1.5 | 1.5 | 1.5 | 1.5 | 0.8 | 0.8 | 0.9 | 1 | 1.2 | 1.4 | 1.5 | 1.6 | 1.7 | 1.8 | 1.9 | 2 | 2.1 | 2.2 | 2.3 | 2.4 | 2.5 | 2.5 | 2.6 | 2.7 | 2.8 | 2.9 | 3 | 3 | 3.1 | 3.2 | 3.3 | 3.4 | 3.4 | 3.6 | 0.8 | 0.8 | 0.8 | 0.9 | 1 | 1 | 1.1 | 1.2 | 1.3 | 1.3 | 1.4 | 1.5 | 1.5 | 1.6 | 1.6 | 1.7 | 1.7 | 1.8 | 1.8 | 1.9 | 1.9 | 2 | 2 | 2 | 2.1 | 2.1 | 2.2 | 2.2 | 2.2 | 2.3 | 0.8 | 0.8 | 0.9 | 1 | 1.2 | 1.4 | 1.5 | 1.6 | 1.8 | 1.9 | 2 | 2.1 | 2.2 | 2.3 | 2.4 | 2.5 | 2.6 | 2.6 | 2.7 | 2.8 | 2.9 | 3 | 3.1 | 3.1 | 3.1 | 3.2 | 3.3 | 3.4 | 3.4 | 3.5 | 0.8 | 0.8 | 0.9 | 0.9 | 1.1 | 1.2 | 1.3 | 1.4 | 1.5 | 1.6 | 1.7 | 1.8 | 1.8 | 1.9 | 2 | 2 | 2.1 | 2.2 | 2.2 | 2.3 | 2.4 | 2.4 | 2.5 | 2.5 | 2.6 | 2.7 | 2.7 | 2.8 | 2.8 | 2.9
PSS | PWLLHELI T1 | 0.4 | 0.4 | 0.4 | 0.4 | 0.4 | 0.4 | 0.4 | 0.4 | 0.4 | 0.4 | 0.5 | 0.5 | 0.5 | 0.5 | 0.5 | 0.5 | 0.5 | 0.5 | 0.5 | 0.6 | 0.6 | 0.6 | 0.6 | 0.6 | 0.6 | 0.6 | 0.6 | 0.7 | 0.7 | 0.7 | 0.4 | 0.4 | 0.4 | 0.5 | 0.6 | 0.6 | 0.7 | 0.8 | 0.9 | 1 | 1.1 | 1.2 | 1.3 | 1.4 | 1.5 | 1.6 | 1.7 | 1.8 | 1.9 | 2 | 2.1 | 2.2 | 2.3 | 2.5 | 2.6 | 2.7 | 2.8 | 2.9 | 3.1 | 3.2 | 0.4 | 0.4 | 0.4 | 0.4 | 0.4 | 0.5 | 0.5 | 0.5 | 0.6 | 0.6 | 0.6 | 0.7 | 0.7 | 0.8 | 0.8 | 0.9 | 0.9 | 0.9 | 1 | 1 | 1 | 1.1 | 1.1 | 1.2 | 1.2 | 1.3 | 1.3 | 1.3 | 1.4 | 1.4 | 0.4 | 0.4 | 0.4 | 0.5 | 0.5 | 0.6 | 0.7 | 0.8 | 0.9 | 1 | 1.1 | 1.2 | 1.3 | 1.4 | 1.5 | 1.6 | 1.7 | 1.8 | 1.9 | 2 | 2.2 | 2.3 | 2.4 | 2.5 | 2.6 | 2.7 | 2.8 | 3 | 3.1 | 3.2 | 0.4 | 0.4 | 0.4 | 0.4 | 0.5 | 0.6 | 0.6 | 0.7 | 0.7 | 0.8 | 0.9 | 0.9 | 1 | 1.1 | 1.1 | 1.2 | 1.3 | 1.4 | 1.4 | 1.5 | 1.6 | 1.7 | 1.7 | 1.8 | 1.9 | 2 | 2.1 | 2.1 | 2.2 | 2.3
PSS | RADWAY GREEN T1 | 0.6 | 0.6 | 0.6 | 0.6 | 0.7 | 0.7 | 0.7 | 0.7 | 0.8 | 0.8 | 0.9 | 0.9 | 1 | 1 | 1.1 | 1.1 | 1.1 | 1.2 | 1.2 | 1.3 | 1.3 | 1.3 | 1.4 | 1.5 | 1.5 | 1.5 | 1.6 | 1.6 | 1.7 | 1.7 | 0.6 | 0.7 | 0.8 | 0.9 | 1.1 | 1.4 | 1.6 | 1.9 | 2.1 | 2.4 | 2.7 | 3 | 3.3 | 3.6 | 3.9 | 4.2 | 4.6 | 4.9 | 5.2 | 5.6 | 5.9 | 6.3 | 6.6 | 7 | 7.3 | 7.7 | 8 | 8.4 | 8.8 | 9.2 | 0.6 | 0.6 | 0.7 | 0.7 | 0.8 | 0.9 | 1 | 1.1 | 1.2 | 1.4 | 1.5 | 1.6 | 1.8 | 1.9 | 2.1 | 2.2 | 2.4 | 2.5 | 2.7 | 2.8 | 3 | 3.1 | 3.3 | 3.4 | 3.6 | 3.7 | 3.9 | 4 | 4.1 | 4.3 | 0.6 | 0.7 | 0.8 | 0.9 | 1.1 | 1.4 | 1.6 | 1.9 | 2.1 | 2.4 | 2.7 | 3 | 3.3 | 3.6 | 3.9 | 4.3 | 4.6 | 4.9 | 5.3 | 5.6 | 6 | 6.4 | 6.7 | 7.1 | 7.4 | 7.8 | 8.2 | 8.5 | 8.9 | 9.3 | 0.6 | 0.7 | 0.7 | 0.8 | 1 | 1.1 | 1.3 | 1.5 | 1.7 | 1.9 | 2.1 | 2.3 | 2.6 | 2.8 | 3 | 3.2 | 3.5 | 3.7 | 3.9 | 4.2 | 4.4 | 4.7 | 4.9 | 5.2 | 5.4 | 5.7 | 6 | 6.2 | 6.5 | 6.7
PSS | RAVEN SQUARE T1 | 1.1 | 1.1 | 1.1 | 1.1 | 1.1 | 1.1 | 1.2 | 1.2 | 1.2 | 1.2 | 1.2 | 1.3 | 1.3 | 1.3 | 1.3 | 1.4 | 1.3 | 1.3 | 1.4 | 1.4 | 1.4 | 1.4 | 1.4 | 1.4 | 1.4 | 1.5 | 1.5 | 1.5 | 1.5 | 1.4 | 1.1 | 1.1 | 1.2 | 1.2 | 1.4 | 1.5 | 1.7 | 1.8 | 1.9 | 2 | 2.1 | 2.2 | 2.3 | 2.3 | 2.4 | 2.6 | 2.7 | 2.8 | 2.9 | 3.1 | 3.2 | 3.4 | 3.5 | 3.6 | 3.8 | 3.9 | 4.1 | 4.2 | 4.3 | 4.5 | 1.1 | 1.1 | 1.1 | 1.1 | 1.2 | 1.3 | 1.3 | 1.4 | 1.4 | 1.5 | 1.6 | 1.6 | 1.6 | 1.7 | 1.7 | 1.8 | 1.8 | 1.8 | 1.9 | 1.9 | 2 | 2 | 2 | 2.1 | 2.1 | 2.2 | 2.3 | 2.3 | 2.4 | 2.4 | 1.1 | 1.1 | 1.2 | 1.2 | 1.4 | 1.5 | 1.7 | 1.8 | 1.9 | 2 | 2.1 | 2.2 | 2.3 | 2.4 | 2.5 | 2.6 | 2.8 | 2.9 | 3 | 3.1 | 3.3 | 3.4 | 3.6 | 3.7 | 3.8 | 3.9 | 4.1 | 4.2 | 4.3 | 4.5 | 1.1 | 1.1 | 1.2 | 1.2 | 1.3 | 1.4 | 1.5 | 1.6 | 1.7 | 1.8 | 1.8 | 1.9 | 1.9 | 2 | 2.1 | 2.1 | 2.2 | 2.3 | 2.4 | 2.5 | 2.6 | 2.7 | 2.8 | 2.8 | 3 | 3 | 3.2 | 3.3 | 3.4 | 3.4
PSS | REFORM ST T1 | 0.4 | 0.4 | 0.5 | 0.5 | 0.5 | 0.5 | 0.5 | 0.5 | 0.5 | 0.5 | 0.5 | 0.6 | 0.6 | 0.6 | 0.6 | 0.6 | 0.6 | 0.6 | 0.7 | 0.7 | 0.7 | 0.7 | 0.7 | 0.7 | 0.8 | 0.8 | 0.8 | 0.8 | 0.8 | 0.8 | 0.4 | 0.5 | 0.5 | 0.5 | 0.6 | 0.7 | 0.8 | 0.9 | 0.9 | 1 | 1.1 | 1.2 | 1.2 | 1.3 | 1.3 | 1.4 | 1.5 | 1.6 | 1.6 | 1.7 | 1.8 | 1.9 | 1.9 | 2 | 2.1 | 2.1 | 2.2 | 2.3 | 2.4 | 2.5 | 0.4 | 0.5 | 0.5 | 0.5 | 0.5 | 0.5 | 0.6 | 0.6 | 0.7 | 0.7 | 0.7 | 0.8 | 0.8 | 0.8 | 0.9 | 0.9 | 0.9 | 1 | 1 | 1.1 | 1.1 | 1.1 | 1.1 | 1.2 | 1.2 | 1.2 | 1.3 | 1.3 | 1.3 | 1.3 | 0.4 | 0.5 | 0.5 | 0.5 | 0.6 | 0.7 | 0.8 | 0.9 | 0.9 | 1 | 1.1 | 1.1 | 1.2 | 1.3 | 1.3 | 1.4 | 1.5 | 1.6 | 1.6 | 1.7 | 1.8 | 1.8 | 1.9 | 2 | 2 | 2.1 | 2.2 | 2.3 | 2.3 | 2.4 | 0.4 | 0.5 | 0.5 | 0.5 | 0.6 | 0.6 | 0.7 | 0.8 | 0.8 | 0.9 | 0.9 | 1 | 1 | 1.1 | 1.1 | 1.2 | 1.2 | 1.3 | 1.3 | 1.4 | 1.4 | 1.5 | 1.5 | 1.6 | 1.6 | 1.7 | 1.7 | 1.8 | 1.8 | 1.9
PSS | RHM FOODS LTD T1 | 0.8 | 0.8 | 0.8 | 0.8 | 0.8 | 0.8 | 0.9 | 0.9 | 0.9 | 1 | 1 | 1.1 | 1.1 | 1.1 | 1.1 | 1.2 | 1.2 | 1.2 | 1.2 | 1.2 | 1.2 | 1.2 | 1.3 | 1.3 | 1.3 | 1.3 | 1.3 | 1.3 | 1.3 | 1.4 | 0.8 | 0.8 | 0.9 | 1 | 1.1 | 1.3 | 1.3 | 1.4 | 1.5 | 1.5 | 1.6 | 1.6 | 1.6 | 1.7 | 1.7 | 1.7 | 1.7 | 1.8 | 1.8 | 1.8 | 1.8 | 1.8 | 1.8 | 1.8 | 1.9 | 1.9 | 1.9 | 1.9 | 1.9 | 1.9 | 0.8 | 0.8 | 0.8 | 0.9 | 0.9 | 1 | 1.1 | 1.1 | 1.2 | 1.2 | 1.3 | 1.3 | 1.4 | 1.4 | 1.4 | 1.5 | 1.5 | 1.5 | 1.5 | 1.5 | 1.6 | 1.6 | 1.6 | 1.6 | 1.6 | 1.6 | 1.7 | 1.7 | 1.7 | 1.7 | 0.8 | 0.8 | 0.9 | 1 | 1.2 | 1.3 | 1.4 | 1.5 | 1.6 | 1.6 | 1.7 | 1.7 | 1.8 | 1.8 | 1.8 | 1.8 | 1.9 | 1.9 | 1.9 | 1.9 | 1.9 | 1.9 | 1.9 | 1.9 | 1.9 | 1.9 | 1.9 | 1.9 | 1.9 | 1.9 | 0.8 | 0.8 | 0.9 | 0.9 | 1 | 1.1 | 1.2 | 1.3 | 1.3 | 1.4 | 1.4 | 1.5 | 1.5 | 1.5 | 1.6 | 1.6 | 1.6 | 1.6 | 1.7 | 1.7 | 1.7 | 1.7 | 1.7 | 1.7 | 1.7 | 1.8 | 1.8 | 1.8 | 1.8 | 1.8
PSS | RHOSLAN T1 | 1 | 1 | 1 | 1 | 1 | 1 | 1.1 | 1.1 | 1.1 | 1.1 | 1.1 | 1.1 | 1.2 | 1.2 | 1.2 | 1.2 | 1.2 | 1.2 | 1.2 | 1.2 | 1.2 | 1.2 | 1.3 | 1.3 | 1.3 | 1.3 | 1.3 | 1.3 | 1.3 | 1.4 | 1 | 1 | 1.1 | 1.1 | 1.2 | 1.3 | 1.4 | 1.5 | 1.6 | 1.7 | 1.9 | 2 | 2.1 | 2.2 | 2.3 | 2.5 | 2.6 | 2.7 | 2.8 | 2.9 | 3.1 | 3.2 | 3.3 | 3.5 | 3.6 | 3.8 | 3.9 | 4 | 4.1 | 4.2 | 1 | 1 | 1 | 1.1 | 1.1 | 1.1 | 1.2 | 1.2 | 1.2 | 1.3 | 1.3 | 1.4 | 1.4 | 1.5 | 1.5 | 1.6 | 1.6 | 1.7 | 1.7 | 1.8 | 1.8 | 1.9 | 1.9 | 2 | 2 | 2.1 | 2.1 | 2.2 | 2.3 | 2.3 | 1 | 1 | 1.1 | 1.1 | 1.2 | 1.3 | 1.4 | 1.5 | 1.6 | 1.7 | 1.8 | 1.9 | 2 | 2.1 | 2.3 | 2.4 | 2.5 | 2.6 | 2.7 | 2.9 | 3 | 3.1 | 3.2 | 3.4 | 3.4 | 3.6 | 3.7 | 3.8 | 4 | 4.1 | 1 | 1 | 1.1 | 1.1 | 1.1 | 1.2 | 1.3 | 1.3 | 1.4 | 1.5 | 1.6 | 1.7 | 1.7 | 1.8 | 1.9 | 2 | 2.1 | 2.2 | 2.3 | 2.4 | 2.5 | 2.5 | 2.6 | 2.7 | 2.8 | 2.9 | 3 | 3.1 | 3.2 | 3.3
PSS | RHUDDLAN T1 | 1.4 | 1.2 | 1.2 | 1.1 | 1.1 | 1.1 | 1.1 | 1.1 | 1.1 | 1.1 | 1.2 | 1.2 | 1.2 | 1.2 | 1.3 | 1.3 | 1.2 | 1.3 | 1.3 | 1.3 | 1.4 | 1.4 | 1.4 | 1.4 | 1.5 | 1.6 | 1.6 | 1.7 | 1.7 | 1.7 | 1.4 | 1.5 | 1.5 | 1.6 | 1.7 | 1.9 | 2 | 2.2 | 2.4 | 2.5 | 2.7 | 2.9 | 3.1 | 3.4 | 3.6 | 3.8 | 4 | 4.2 | 4.4 | 4.6 | 4.9 | 5.1 | 5.3 | 5.6 | 5.8 | 6 | 6.2 | 6.5 | 6.7 | 7 | 1.4 | 1.4 | 1.4 | 1.4 | 1.4 | 1.5 | 1.5 | 1.6 | 1.7 | 1.7 | 1.8 | 1.9 | 2 | 2.1 | 2.1 | 2.2 | 2.3 | 2.4 | 2.5 | 2.6 | 2.7 | 2.8 | 2.9 | 3 | 3.1 | 3.2 | 3.3 | 3.4 | 3.5 | 3.6 | 1.4 | 1.5 | 1.5 | 1.6 | 1.7 | 1.9 | 2 | 2.2 | 2.4 | 2.6 | 2.8 | 3 | 3.2 | 3.5 | 3.7 | 3.9 | 4.1 | 4.3 | 4.5 | 4.8 | 5 | 5.3 | 5.5 | 5.7 | 5.9 | 6.2 | 6.4 | 6.7 | 6.9 | 7.2 | 1.4 | 1.5 | 1.5 | 1.5 | 1.6 | 1.7 | 1.8 | 1.9 | 2 | 2.1 | 2.3 | 2.4 | 2.6 | 2.7 | 2.9 | 3 | 3.1 | 3.3 | 3.4 | 3.6 | 3.8 | 3.9 | 4.1 | 4.3 | 4.4 | 4.6 | 4.8 | 4.9 | 5.1 | 5.3
PSS | RHYD-Y-FOEL T1 | 7 | 6.5 | 6.5 | 6.5 | 6.7 | 6.9 | 7.1 | 7.4 | 8 | 8.3 | 9 | 9.7 | 10 | 10.1 | 10.3 | 10.2 | 10.3 | 10.3 | 10.3 | 10.4 | 10.4 | 10.4 | 10.4 | 10.4 | 10.6 | 10.5 | 10.6 | 10.3 | 10.4 | 10.4 | 7 | 7.1 | 7.3 | 7.4 | 7.7 | 7.9 | 8.1 | 8.4 | 8.7 | 9.3 | 10 | 10.6 | 11.2 | 11.7 | 12.3 | 12.8 | 13.2 | 13.8 | 14.3 | 14.7 | 15.2 | 15.7 | 16.2 | 16.6 | 17 | 17.2 | 17.5 | 17.7 | 18.6 | 19 | 7 | 7.1 | 6.9 | 6.9 | 6.9 | 6.9 | 6.9 | 7.1 | 7.2 | 7.3 | 7.6 | 7.8 | 8 | 8.2 | 8.4 | 8.4 | 8.5 | 8.5 | 8.6 | 8.9 | 9.1 | 9.4 | 9.7 | 10 | 10.3 | 10.6 | 10.9 | 11.1 | 11.4 | 11.6 | 7 | 7.1 | 7.2 | 7.4 | 7.6 | 7.8 | 8 | 8.3 | 8.8 | 9.4 | 10.1 | 10.8 | 11.4 | 12 | 12.4 | 12.8 | 13.3 | 13.7 | 14.2 | 14.8 | 15.3 | 15.9 | 16.4 | 16.8 | 17.6 | 18 | 18.4 | 18.8 | 19.3 | 19.8 | 7 | 7.1 | 7.1 | 7.2 | 7.3 | 7.4 | 7.5 | 7.7 | 7.9 | 8.1 | 8.6 | 8.9 | 9.3 | 9.7 | 10 | 10.3 | 10.5 | 10.8 | 11.1 | 11.5 | 11.8 | 12.1 | 12.5 | 12.9 | 13.2 | 13.5 | 13.8 | 14 | 14.3 | 14.6
PSS | RHYDLYDAN T2 | 2.3 | 2.3 | 2.3 | 2.3 | 2.3 | 2.3 | 2.3 | 2.4 | 2.4 | 2.4 | 2.4 | 2.4 | 2.5 | 2.5 | 2.5 | 2.5 | 2.5 | 2.5 | 2.5 | 2.6 | 2.6 | 2.6 | 2.6 | 2.6 | 2.6 | 2.6 | 2.7 | 2.7 | 2.7 | 2.7 | 2.3 | 2.3 | 2.3 | 2.4 | 2.4 | 2.5 | 2.5 | 2.6 | 2.6 | 2.7 | 2.7 | 2.8 | 2.8 | 2.9 | 2.9 | 3 | 3 | 3.1 | 3.1 | 3.2 | 3.2 | 3.3 | 3.3 | 3.4 | 3.5 | 3.5 | 3.5 | 3.6 | 3.5 | 3.5 | 2.3 | 2.3 | 2.3 | 2.3 | 2.4 | 2.4 | 2.4 | 2.5 | 2.5 | 2.5 | 2.5 | 2.6 | 2.6 | 2.6 | 2.6 | 2.6 | 2.6 | 2.6 | 2.7 | 2.7 | 2.7 | 2.7 | 2.7 | 2.7 | 2.7 | 2.8 | 2.8 | 2.8 | 2.8 | 2.8 | 2.3 | 2.4 | 2.4 | 2.4 | 2.5 | 2.6 | 2.6 | 2.7 | 2.7 | 2.8 | 2.8 | 2.9 | 3 | 3 | 3.1 | 3.1 | 3.2 | 3.2 | 3.3 | 3.3 | 3.4 | 3.5 | 3.5 | 3.6 | 3.6 | 3.6 | 3.6 | 3.7 | 3.7 | 3.8 | 2.3 | 2.3 | 2.3 | 2.4 | 2.4 | 2.5 | 2.5 | 2.5 | 2.6 | 2.6 | 2.6 | 2.7 | 2.7 | 2.7 | 2.8 | 2.8 | 2.8 | 2.9 | 2.9 | 2.9 | 3 | 3 | 3 | 3.1 | 3.1 | 3.1 | 3.1 | 3.2 | 3.2 | 3.3
PSS | RINGWAY T1 | 1 | 1 | 1 | 1 | 1.1 | 1.1 | 1.1 | 1.2 | 1.3 | 1.3 | 1.4 | 1.5 | 1.5 | 1.6 | 1.6 | 1.6 | 1.6 | 1.7 | 1.7 | 1.7 | 1.7 | 1.8 | 1.8 | 1.8 | 1.8 | 1.8 | 1.9 | 1.9 | 1.9 | 1.9 | 1 | 1 | 1.2 | 1.3 | 1.5 | 1.6 | 1.8 | 2 | 2.1 | 2.3 | 2.4 | 2.5 | 2.7 | 2.8 | 2.9 | 3 | 3.1 | 3.2 | 3.4 | 3.5 | 3.6 | 3.7 | 3.8 | 4 | 4.1 | 4.3 | 4.4 | 4.6 | 4.8 | 4.9 | 1 | 1 | 1.1 | 1.1 | 1.2 | 1.3 | 1.3 | 1.4 | 1.5 | 1.6 | 1.7 | 1.8 | 1.9 | 2 | 2.1 | 2.1 | 2.2 | 2.3 | 2.4 | 2.4 | 2.5 | 2.6 | 2.7 | 2.8 | 2.8 | 2.9 | 3 | 3.1 | 3.2 | 3.2 | 1 | 1 | 1.1 | 1.2 | 1.4 | 1.6 | 1.7 | 1.9 | 2.1 | 2.3 | 2.5 | 2.7 | 2.9 | 3.1 | 3.1 | 3.2 | 3.4 | 3.5 | 3.7 | 3.9 | 4.1 | 4.3 | 4.5 | 4.7 | 4.8 | 5 | 5.2 | 5.4 | 5.6 | 5.7 | 1 | 1 | 1.1 | 1.2 | 1.3 | 1.5 | 1.6 | 1.7 | 1.8 | 1.9 | 2.1 | 2.2 | 2.3 | 2.4 | 2.5 | 2.6 | 2.7 | 2.8 | 2.9 | 3 | 3.1 | 3.2 | 3.3 | 3.4 | 3.5 | 3.6 | 3.7 | 3.8 | 4 | 4.1
PSS | RIVALS T1 | 0.4 | 0.6 | 0.9 | 1.1 | 1.4 | 1.7 | 2 | 2.3 | 2.8 | 3.3 | 4 | 4.7 | 5 | 5.1 | 5.3 | 5.3 | 5.5 | 5.5 | 5.6 | 5.6 | 5.6 | 5.6 | 5.6 | 5.6 | 5.6 | 5.5 | 5.5 | 5.3 | 5.3 | 5.3 | 0.4 | 0.4 | 0.7 | 0.8 | 1 | 1.3 | 1.5 | 1.7 | 1.9 | 2.1 | 2.4 | 2.9 | 3.5 | 4.1 | 4.7 | 5.1 | 5.6 | 6.1 | 6.6 | 6.7 | 7.2 | 7.6 | 8.2 | 8.6 | 9 | 9.3 | 9.6 | 9.9 | 11.1 | 11.5 | 0.4 | 0.5 | 0.6 | 0.6 | 0.7 | 0.7 | 0.8 | 0.9 | 1.1 | 1.3 | 1.5 | 1.8 | 2 | 2.2 | 2.4 | 2.5 | 2.6 | 2.7 | 2.7 | 3 | 3.2 | 3.5 | 3.9 | 4.1 | 4.4 | 4.7 | 5 | 5.3 | 5.5 | 5.7 | 0.4 | 0.5 | 0.6 | 0.8 | 1.1 | 1.3 | 1.5 | 1.7 | 2 | 2.3 | 2.6 | 3 | 3.5 | 4.1 | 4.5 | 5 | 5.5 | 5.9 | 6.5 | 7.1 | 7.7 | 8.2 | 8.8 | 9.2 | 10.1 | 10.5 | 10.9 | 11.3 | 11.9 | 12.4 | 0.4 | 0.5 | 0.6 | 0.7 | 0.9 | 1 | 1.1 | 1.3 | 1.5 | 1.7 | 1.9 | 2.2 | 2.6 | 3 | 3.4 | 3.6 | 3.9 | 4.2 | 4.5 | 4.7 | 5 | 5.4 | 5.8 | 6.2 | 6.5 | 6.8 | 7.1 | 7.4 | 7.7 | 7.9
PSS | ROLLS ROYCE T1 / ROLLS ROYCE T2 / ROLLS ROYCE T3 | 7.7 | 7.7 | 7.7 | 7.7 | 7.8 | 7.8 | 7.8 | 7.8 | 7.8 | 7.9 | 7.9 | 7.9 | 8 | 8 | 8 | 8.1 | 7.5 | 7.5 | 7.5 | 7.4 | 7.4 | 7.4 | 7.4 | 7.5 | 7.5 | 7.5 | 7.6 | 7.6 | 7.6 | 7.6 | 7.7 | 7.8 | 7.8 | 7.9 | 8.1 | 8.2 | 8.3 | 8.5 | 8.6 | 8.8 | 8.9 | 9.1 | 9.2 | 9.4 | 9.5 | 9.6 | 9.8 | 9.9 | 10.1 | 10.3 | 10.4 | 10.6 | 10.7 | 10.9 | 11.1 | 11.2 | 11.4 | 11.5 | 11.7 | 11.9 | 7.7 | 7.7 | 7.8 | 7.8 | 7.9 | 7.9 | 8 | 8.1 | 8.1 | 8.2 | 8.3 | 8.3 | 8.4 | 8.5 | 8.5 | 8.6 | 8.7 | 8.7 | 8.8 | 8.8 | 8.9 | 9 | 9 | 9.1 | 9.1 | 9.2 | 9.2 | 9.3 | 9.4 | 9.4 | 7.7 | 7.8 | 7.8 | 7.9 | 8.1 | 8.2 | 8.4 | 8.5 | 8.7 | 8.8 | 9 | 9.1 | 9.2 | 9.4 | 9.5 | 9.7 | 9.8 | 10 | 10.1 | 10.3 | 10.4 | 10.6 | 10.8 | 10.9 | 9.8 | 9.9 | 10 | 10.1 | 10.2 | 10.2 | 7.7 | 7.8 | 7.8 | 7.9 | 8 | 8.1 | 8.2 | 8.3 | 8.4 | 8.5 | 8.6 | 8.7 | 8.8 | 8.9 | 9 | 9.1 | 9.2 | 9.3 | 9.4 | 9.5 | 9.6 | 9.8 | 9.9 | 10 | 10.1 | 10.2 | 10.3 | 10.4 | 10.5 | 10.7
PSS | ROSSETT T1 | 1.1 | 1.1 | 1.1 | 1.1 | 1.1 | 1.1 | 1.1 | 1.2 | 1.2 | 1.2 | 1.3 | 1.3 | 1.3 | 1.4 | 1.4 | 1.4 | 1.4 | 1.5 | 1.5 | 1.5 | 1.6 | 1.6 | 1.6 | 1.6 | 1.7 | 1.7 | 1.7 | 1.7 | 1.7 | 1.7 | 1.1 | 1.2 | 1.2 | 1.3 | 1.5 | 1.7 | 1.8 | 2 | 2.2 | 2.4 | 2.5 | 2.7 | 2.8 | 3 | 3.2 | 3.4 | 3.6 | 3.8 | 4 | 4.3 | 4.5 | 4.7 | 4.9 | 5.2 | 5.4 | 5.6 | 5.9 | 6.1 | 6.4 | 6.6 | 1.1 | 1.1 | 1.1 | 1.2 | 1.2 | 1.3 | 1.4 | 1.5 | 1.5 | 1.6 | 1.7 | 1.8 | 1.8 | 1.9 | 2 | 2 | 2.1 | 2.2 | 2.3 | 2.3 | 2.4 | 2.5 | 2.6 | 2.7 | 2.8 | 2.9 | 3 | 3.1 | 3.2 | 3.3 | 1.1 | 1.2 | 1.2 | 1.3 | 1.5 | 1.7 | 1.8 | 2 | 2.2 | 2.4 | 2.6 | 2.7 | 2.9 | 3.1 | 3.2 | 3.5 | 3.7 | 3.9 | 4.1 | 4.3 | 4.6 | 4.8 | 5.1 | 5.3 | 5.4 | 5.6 | 5.9 | 6.1 | 6.4 | 6.6 | 1.1 | 1.1 | 1.2 | 1.2 | 1.4 | 1.5 | 1.6 | 1.8 | 1.9 | 2 | 2.1 | 2.2 | 2.3 | 2.4 | 2.5 | 2.7 | 2.8 | 2.9 | 3.1 | 3.3 | 3.4 | 3.6 | 3.8 | 3.9 | 4.1 | 4.3 | 4.4 | 4.6 | 4.8 | 5
PSS | ROYAL INSURANCE (NEW QUAY) T1 / ROYAL INSURANCE (NEW QUAY) T2 | 0.1 | 0.1 | 0.1 | 0.1 | 0.1 | 0.2 | 0.2 | 0.2 | 0.2 | 0.2 | 0.2 | 0.2 | 0.2 | 0.2 | 0.2 | 0.2 | 0.2 | 0.2 | 0.2 | 0.2 | 0.2 | 0.2 | 0.2 | 0.2 | 0.2 | 0.2 | 0.2 | 0.2 | 0.2 | 0.2 | 0.1 | 0.2 | 0.2 | 0.2 | 0.2 | 0.2 | 0.2 | 0.2 | 0.3 | 0.3 | 0.3 | 0.3 | 0.3 | 0.3 | 0.3 | 0.3 | 0.3 | 0.3 | 0.3 | 0.3 | 0.3 | 0.3 | 0.3 | 0.3 | 0.3 | 0.3 | 0.3 | 0.3 | 0.3 | 0.3 | 0.1 | 0.1 | 0.2 | 0.2 | 0.2 | 0.2 | 0.2 | 0.2 | 0.2 | 0.2 | 0.2 | 0.2 | 0.2 | 0.2 | 0.2 | 0.3 | 0.3 | 0.3 | 0.3 | 0.3 | 0.3 | 0.3 | 0.3 | 0.3 | 0.3 | 0.3 | 0.3 | 0.3 | 0.3 | 0.3 | 0.1 | 0.2 | 0.2 | 0.2 | 0.2 | 0.2 | 0.2 | 0.3 | 0.3 | 0.3 | 0.3 | 0.3 | 0.3 | 0.3 | 0.3 | 0.3 | 0.3 | 0.3 | 0.3 | 0.3 | 0.3 | 0.3 | 0.3 | 0.3 | 0.3 | 0.3 | 0.3 | 0.3 | 0.3 | 0.3 | 0.1 | 0.2 | 0.2 | 0.2 | 0.2 | 0.2 | 0.2 | 0.2 | 0.2 | 0.2 | 0.2 | 0.3 | 0.3 | 0.3 | 0.3 | 0.3 | 0.3 | 0.3 | 0.3 | 0.3 | 0.3 | 0.3 | 0.3 | 0.3 | 0.3 | 0.3 | 0.3 | 0.3 | 0.3 | 0.3
PSS | RUABON T1 | 11.7 | 11.3 | 11.1 | 11 | 10.9 | 10.9 | 10.9 | 10.9 | 10.9 | 10.9 | 11 | 11 | 11 | 11 | 11.1 | 11 | 10.7 | 10.6 | 10.6 | 10.5 | 10.5 | 10.5 | 10.6 | 10.6 | 10.7 | 10.8 | 10.8 | 10.8 | 10.8 | 10.8 | 11.7 | 11.8 | 11.8 | 11.9 | 12.1 | 12.3 | 12.4 | 12.7 | 12.9 | 13.1 | 13.3 | 13.5 | 13.7 | 14 | 14.2 | 14.5 | 14.7 | 15 | 15.3 | 15.5 | 15.8 | 16.1 | 16.4 | 16.7 | 16.9 | 17.2 | 17.5 | 17.8 | 18.1 | 18.4 | 11.7 | 11.7 | 11.6 | 11.6 | 11.6 | 11.7 | 11.7 | 11.8 | 11.9 | 12 | 12.1 | 12.2 | 12.3 | 12.4 | 12.5 | 12.6 | 12.7 | 12.8 | 12.9 | 13.1 | 13.1 | 13.2 | 13.4 | 13.5 | 13.7 | 13.8 | 13.9 | 14 | 14.1 | 14.3 | 11.7 | 11.8 | 11.8 | 11.9 | 12.1 | 12.3 | 12.5 | 12.7 | 13 | 13.2 | 13.5 | 13.7 | 14 | 14.2 | 14.5 | 14.7 | 15 | 15.3 | 15.6 | 15.8 | 16.1 | 16.4 | 16.7 | 17.1 | 16 | 16.2 | 16.5 | 16.7 | 16.9 | 17.2 | 11.7 | 11.7 | 11.7 | 11.7 | 11.8 | 12 | 12.1 | 12.3 | 12.4 | 12.5 | 12.7 | 12.8 | 13 | 13.2 | 13.4 | 13.5 | 13.7 | 13.9 | 14.1 | 14.3 | 14.5 | 14.7 | 14.9 | 15.1 | 15.3 | 15.5 | 15.7 | 15.9 | 16.1 | 16.3
PSS | SALTNEY GRID T1 | 0.6 | 0.7 | 0.7 | 0.7 | 0.7 | 0.7 | 0.7 | 0.7 | 0.7 | 0.8 | 0.8 | 0.8 | 0.8 | 0.8 | 0.8 | 0.9 | 0.9 | 0.9 | 0.9 | 0.9 | 0.9 | 0.9 | 0.9 | 1 | 1 | 1 | 1 | 1 | 1 | 1 | 0.6 | 0.7 | 0.7 | 0.8 | 0.9 | 0.9 | 1 | 1.1 | 1.1 | 1.2 | 1.2 | 1.3 | 1.3 | 1.4 | 1.4 | 1.4 | 1.5 | 1.6 | 1.6 | 1.6 | 1.7 | 1.7 | 1.8 | 1.8 | 1.8 | 1.9 | 1.9 | 2 | 2 | 2 | 0.6 | 0.7 | 0.7 | 0.7 | 0.7 | 0.8 | 0.8 | 0.9 | 0.9 | 0.9 | 1 | 1 | 1 | 1 | 1.1 | 1.1 | 1.1 | 1.2 | 1.2 | 1.2 | 1.2 | 1.2 | 1.3 | 1.3 | 1.3 | 1.3 | 1.3 | 1.4 | 1.4 | 1.4 | 0.6 | 0.7 | 0.7 | 0.8 | 0.9 | 1 | 1 | 1.1 | 1.1 | 1.2 | 1.2 | 1.3 | 1.4 | 1.4 | 1.4 | 1.5 | 1.5 | 1.6 | 1.6 | 1.6 | 1.7 | 1.7 | 1.8 | 1.8 | 1.8 | 1.9 | 1.9 | 1.9 | 1.9 | 2 | 0.6 | 0.7 | 0.7 | 0.7 | 0.8 | 0.9 | 0.9 | 1 | 1 | 1.1 | 1.1 | 1.1 | 1.2 | 1.2 | 1.3 | 1.3 | 1.3 | 1.4 | 1.4 | 1.4 | 1.4 | 1.5 | 1.5 | 1.5 | 1.6 | 1.6 | 1.6 | 1.7 | 1.7 | 1.7
PSS | SANDBACH T1 | 0.8 | 0.8 | 0.8 | 0.8 | 0.8 | 0.8 | 0.9 | 0.9 | 0.9 | 1 | 1 | 1.1 | 1.1 | 1.2 | 1.2 | 1.2 | 1.3 | 1.3 | 1.4 | 1.4 | 1.5 | 1.5 | 1.5 | 1.6 | 1.7 | 1.7 | 1.7 | 1.8 | 1.8 | 1.9 | 0.8 | 0.8 | 0.9 | 1 | 1.3 | 1.5 | 1.8 | 2 | 2.3 | 2.5 | 2.8 | 3.1 | 3.3 | 3.6 | 3.9 | 4.2 | 4.5 | 4.8 | 5.1 | 5.5 | 5.8 | 6.1 | 6.4 | 6.8 | 7.1 | 7.5 | 7.8 | 8.1 | 8.5 | 8.8 | 0.8 | 0.8 | 0.8 | 0.9 | 0.9 | 1 | 1.1 | 1.2 | 1.3 | 1.5 | 1.6 | 1.7 | 1.9 | 2 | 2.1 | 2.3 | 2.4 | 2.6 | 2.7 | 2.9 | 3 | 3.1 | 3.3 | 3.4 | 3.5 | 3.7 | 3.8 | 4 | 4.1 | 4.3 | 0.8 | 0.8 | 0.9 | 1 | 1.2 | 1.5 | 1.7 | 2 | 2.2 | 2.5 | 2.8 | 3 | 3.3 | 3.6 | 3.9 | 4.2 | 4.5 | 4.9 | 5.2 | 5.5 | 5.8 | 6.2 | 6.5 | 6.8 | 7.1 | 7.5 | 7.8 | 8.1 | 8.5 | 8.9 | 0.8 | 0.8 | 0.9 | 1 | 1.1 | 1.3 | 1.4 | 1.6 | 1.8 | 2 | 2.2 | 2.4 | 2.6 | 2.8 | 3 | 3.3 | 3.5 | 3.7 | 3.9 | 4.2 | 4.4 | 4.6 | 4.9 | 5.1 | 5.3 | 5.6 | 5.8 | 6 | 6.3 | 6.5
PSS | SHAWBURY T1 | 1.3 | 1.3 | 1.3 | 1.3 | 1.3 | 1.3 | 1.4 | 1.4 | 1.4 | 1.4 | 1.5 | 1.5 | 1.5 | 1.6 | 1.6 | 1.6 | 1.6 | 1.6 | 1.6 | 1.6 | 1.7 | 1.7 | 1.7 | 1.7 | 1.7 | 1.7 | 1.7 | 1.7 | 1.7 | 1.6 | 1.3 | 1.3 | 1.4 | 1.5 | 1.6 | 1.8 | 2 | 2.1 | 2.3 | 2.4 | 2.5 | 2.6 | 2.7 | 2.8 | 2.9 | 3.1 | 3.3 | 3.5 | 3.7 | 3.9 | 4.1 | 4.4 | 4.6 | 4.8 | 5 | 5.2 | 5.4 | 5.7 | 5.9 | 6.1 | 1.3 | 1.3 | 1.3 | 1.3 | 1.4 | 1.4 | 1.5 | 1.6 | 1.7 | 1.7 | 1.8 | 1.8 | 1.9 | 1.9 | 2 | 2 | 2.1 | 2.1 | 2.2 | 2.2 | 2.3 | 2.3 | 2.4 | 2.5 | 2.6 | 2.7 | 2.8 | 2.9 | 3 | 3.1 | 1.3 | 1.3 | 1.4 | 1.4 | 1.6 | 1.8 | 1.9 | 2.1 | 2.3 | 2.4 | 2.5 | 2.6 | 2.7 | 2.8 | 3 | 3.2 | 3.4 | 3.5 | 3.8 | 4 | 4.2 | 4.4 | 4.6 | 4.8 | 4.9 | 5.2 | 5.4 | 5.6 | 5.8 | 6.1 | 1.3 | 1.3 | 1.3 | 1.4 | 1.5 | 1.6 | 1.7 | 1.9 | 2 | 2.1 | 2.2 | 2.2 | 2.3 | 2.4 | 2.4 | 2.5 | 2.6 | 2.7 | 2.9 | 3 | 3.2 | 3.3 | 3.5 | 3.6 | 3.8 | 3.9 | 4.1 | 4.3 | 4.4 | 4.6
PSS | SMALLWOOD T1 | 0.6 | 0.6 | 0.7 | 0.7 | 0.7 | 0.7 | 0.7 | 0.7 | 0.8 | 0.8 | 0.8 | 0.9 | 0.9 | 0.9 | 1 | 1 | 1 | 1 | 1.1 | 1.1 | 1.1 | 1.1 | 1.2 | 1.2 | 1.2 | 1.3 | 1.3 | 1.3 | 1.4 | 1.4 | 0.6 | 0.7 | 0.8 | 0.9 | 1 | 1.2 | 1.4 | 1.6 | 1.8 | 2 | 2.2 | 2.4 | 2.6 | 2.8 | 3 | 3.2 | 3.4 | 3.6 | 3.8 | 4 | 4.2 | 4.4 | 4.7 | 4.9 | 5.1 | 5.4 | 5.6 | 5.8 | 6.1 | 6.3 | 0.6 | 0.7 | 0.7 | 0.7 | 0.8 | 0.9 | 1 | 1 | 1.1 | 1.2 | 1.3 | 1.4 | 1.5 | 1.6 | 1.6 | 1.7 | 1.8 | 1.9 | 2 | 2.1 | 2.2 | 2.3 | 2.4 | 2.5 | 2.6 | 2.7 | 2.8 | 2.9 | 3 | 3.1 | 0.6 | 0.7 | 0.8 | 0.9 | 1.1 | 1.2 | 1.4 | 1.6 | 1.8 | 2 | 2.2 | 2.4 | 2.6 | 2.8 | 3 | 3.2 | 3.4 | 3.6 | 3.9 | 4.1 | 4.3 | 4.5 | 4.8 | 5 | 5.2 | 5.4 | 5.7 | 5.9 | 6.1 | 6.3 | 0.6 | 0.7 | 0.7 | 0.8 | 0.9 | 1.1 | 1.2 | 1.3 | 1.5 | 1.6 | 1.7 | 1.9 | 2 | 2.2 | 2.3 | 2.4 | 2.6 | 2.7 | 2.9 | 3 | 3.2 | 3.4 | 3.5 | 3.7 | 3.9 | 4 | 4.2 | 4.4 | 4.6 | 4.7
PSS | SNOWHILL T1 | 0.6 | 0.6 | 0.6 | 0.6 | 0.6 | 0.7 | 0.7 | 0.7 | 0.7 | 0.8 | 0.8 | 0.9 | 0.9 | 0.9 | 1 | 1 | 1 | 1 | 1.1 | 1.1 | 1.1 | 1.2 | 1.2 | 1.3 | 1.3 | 1.3 | 1.4 | 1.4 | 1.4 | 1.5 | 0.6 | 0.7 | 0.7 | 0.8 | 1 | 1.2 | 1.4 | 1.5 | 1.7 | 1.9 | 2.1 | 2.3 | 2.5 | 2.7 | 2.9 | 3.1 | 3.3 | 3.5 | 3.8 | 4 | 4.2 | 4.4 | 4.7 | 4.9 | 5.2 | 5.4 | 5.6 | 5.8 | 6.1 | 6.3 | 0.6 | 0.6 | 0.7 | 0.7 | 0.8 | 0.8 | 0.9 | 1 | 1.1 | 1.2 | 1.2 | 1.3 | 1.4 | 1.5 | 1.6 | 1.7 | 1.8 | 1.9 | 1.9 | 2.1 | 2.2 | 2.3 | 2.4 | 2.5 | 2.6 | 2.7 | 2.8 | 2.9 | 3 | 3.1 | 0.6 | 0.7 | 0.7 | 0.8 | 1 | 1.2 | 1.4 | 1.6 | 1.8 | 1.9 | 2.1 | 2.4 | 2.6 | 2.8 | 3 | 3.2 | 3.4 | 3.6 | 3.9 | 4.1 | 4.3 | 4.5 | 4.8 | 5 | 5.2 | 5.4 | 5.7 | 5.9 | 6.2 | 6.4 | 0.6 | 0.7 | 0.7 | 0.8 | 0.9 | 1 | 1.1 | 1.3 | 1.4 | 1.5 | 1.7 | 1.8 | 2 | 2.1 | 2.3 | 2.4 | 2.5 | 2.7 | 2.9 | 3 | 3.2 | 3.4 | 3.5 | 3.7 | 3.9 | 4 | 4.2 | 4.4 | 4.5 | 4.7
PSS | ST ASAPH BUSINESS PK T1 | 0.6 | 0.6 | 0.6 | 0.6 | 0.5 | 0.6 | 0.6 | 0.6 | 0.6 | 0.6 | 0.6 | 0.6 | 0.6 | 0.6 | 0.6 | 0.7 | 0.6 | 0.6 | 0.7 | 0.7 | 0.7 | 0.7 | 0.7 | 0.7 | 0.7 | 0.7 | 0.7 | 0.7 | 0.7 | 0.7 | 0.6 | 0.6 | 0.6 | 0.7 | 0.7 | 0.8 | 0.8 | 0.9 | 0.9 | 0.9 | 1 | 1 | 1 | 1.1 | 1.1 | 1.1 | 1.2 | 1.2 | 1.3 | 1.3 | 1.3 | 1.4 | 1.4 | 1.4 | 1.5 | 1.5 | 1.6 | 1.6 | 1.6 | 1.6 | 0.6 | 0.6 | 0.6 | 0.6 | 0.6 | 0.7 | 0.7 | 0.7 | 0.7 | 0.8 | 0.8 | 0.8 | 0.8 | 0.9 | 0.9 | 0.9 | 0.9 | 1 | 1 | 1 | 1 | 1 | 1 | 1.1 | 1.1 | 1.1 | 1.1 | 1.1 | 1.2 | 1.2 | 0.6 | 0.6 | 0.6 | 0.7 | 0.7 | 0.8 | 0.8 | 0.9 | 0.9 | 1 | 1 | 1.1 | 1.1 | 1.1 | 1.1 | 1.2 | 1.2 | 1.2 | 1.3 | 1.3 | 1.3 | 1.4 | 1.4 | 1.5 | 1.5 | 1.5 | 1.5 | 1.5 | 1.6 | 1.6 | 0.6 | 0.6 | 0.6 | 0.6 | 0.7 | 0.7 | 0.7 | 0.8 | 0.8 | 0.8 | 0.9 | 0.9 | 0.9 | 1 | 1 | 1 | 1.1 | 1.1 | 1.1 | 1.1 | 1.2 | 1.2 | 1.2 | 1.3 | 1.3 | 1.3 | 1.3 | 1.4 | 1.4 | 1.4
PSS | ST HELENS RD T1 | 0.9 | 0.9 | 0.9 | 0.9 | 0.9 | 0.9 | 1 | 1 | 1 | 1 | 1 | 1 | 1.1 | 1.1 | 1.1 | 1.1 | 1.1 | 1.1 | 1.2 | 1.2 | 1.2 | 1.2 | 1.3 | 1.3 | 1.3 | 1.3 | 1.3 | 1.3 | 1.4 | 1.4 | 0.9 | 0.9 | 1 | 1 | 1.1 | 1.2 | 1.3 | 1.4 | 1.4 | 1.5 | 1.6 | 1.7 | 1.8 | 1.8 | 2 | 2 | 2.1 | 2.2 | 2.3 | 2.4 | 2.5 | 2.5 | 2.7 | 2.7 | 2.8 | 2.9 | 3 | 3.1 | 3.1 | 3.1 | 0.9 | 0.9 | 0.9 | 1 | 1 | 1 | 1.1 | 1.1 | 1.1 | 1.2 | 1.2 | 1.3 | 1.3 | 1.3 | 1.4 | 1.4 | 1.4 | 1.5 | 1.5 | 1.5 | 1.6 | 1.6 | 1.6 | 1.7 | 1.7 | 1.7 | 1.7 | 1.8 | 1.8 | 1.8 | 0.9 | 0.9 | 1 | 1 | 1.1 | 1.2 | 1.3 | 1.4 | 1.5 | 1.5 | 1.6 | 1.7 | 1.8 | 1.9 | 2 | 2.1 | 2.1 | 2.2 | 2.3 | 2.4 | 2.5 | 2.6 | 2.7 | 2.8 | 2.8 | 2.9 | 3 | 3.1 | 3.2 | 3.3 | 0.9 | 0.9 | 1 | 1 | 1.1 | 1.1 | 1.2 | 1.2 | 1.3 | 1.4 | 1.4 | 1.5 | 1.5 | 1.6 | 1.7 | 1.7 | 1.8 | 1.8 | 1.9 | 2 | 2 | 2.1 | 2.2 | 2.2 | 2.3 | 2.3 | 2.4 | 2.5 | 2.5 | 2.6
PSS | STAPELEY T1 | 0.6 | 0.6 | 0.6 | 0.6 | 0.7 | 0.7 | 0.7 | 0.7 | 0.8 | 0.8 | 0.9 | 0.9 | 0.9 | 1 | 1 | 1.1 | 1.1 | 1.1 | 1.2 | 1.2 | 1.2 | 1.3 | 1.3 | 1.4 | 1.4 | 1.4 | 1.5 | 1.5 | 1.5 | 1.6 | 0.6 | 0.7 | 0.8 | 0.9 | 1.1 | 1.3 | 1.5 | 1.8 | 2 | 2.2 | 2.5 | 2.7 | 3 | 3.3 | 3.5 | 3.8 | 4.1 | 4.4 | 4.6 | 4.9 | 5.3 | 5.6 | 5.8 | 6.2 | 6.5 | 6.7 | 7.1 | 7.4 | 7.7 | 8 | 0.6 | 0.6 | 0.7 | 0.7 | 0.8 | 0.9 | 1 | 1 | 1.2 | 1.3 | 1.3 | 1.5 | 1.6 | 1.7 | 1.9 | 2 | 2.1 | 2.2 | 2.4 | 2.5 | 2.6 | 2.8 | 2.9 | 3 | 3.1 | 3.3 | 3.4 | 3.5 | 3.6 | 3.8 | 0.6 | 0.7 | 0.8 | 0.9 | 1.1 | 1.3 | 1.5 | 1.8 | 2 | 2.2 | 2.5 | 2.7 | 3 | 3.3 | 3.6 | 3.9 | 4.1 | 4.4 | 4.7 | 5 | 5.3 | 5.6 | 6 | 6.3 | 6.5 | 6.8 | 7.2 | 7.5 | 7.8 | 8.1 | 0.6 | 0.7 | 0.7 | 0.8 | 0.9 | 1.1 | 1.2 | 1.4 | 1.6 | 1.7 | 1.9 | 2.1 | 2.3 | 2.5 | 2.7 | 2.9 | 3.1 | 3.3 | 3.5 | 3.7 | 3.9 | 4.2 | 4.4 | 4.6 | 4.8 | 5 | 5.2 | 5.4 | 5.7 | 5.9
PSS | TACO PLASTICS T1 / TACO PLASTICS T2 / UNITED PERIPHERALS T1 | 0.8 | 0.8 | 0.8 | 0.8 | 0.8 | 0.8 | 0.9 | 0.9 | 0.9 | 1 | 1 | 1 | 1.1 | 1.1 | 1.1 | 1.1 | 1.1 | 1.1 | 1.2 | 1.2 | 1.2 | 1.2 | 1.2 | 1.3 | 1.3 | 1.3 | 1.3 | 1.3 | 1.3 | 1.3 | 0.8 | 0.8 | 0.9 | 1 | 1.2 | 1.3 | 1.4 | 1.5 | 1.5 | 1.6 | 1.6 | 1.7 | 1.7 | 1.8 | 1.8 | 1.9 | 1.9 | 2 | 2 | 2 | 2 | 2.1 | 2.1 | 2.1 | 2.2 | 2.2 | 2.2 | 2.3 | 2.3 | 2.3 | 0.8 | 0.8 | 0.8 | 0.9 | 0.9 | 1 | 1.1 | 1.2 | 1.2 | 1.3 | 1.3 | 1.4 | 1.4 | 1.5 | 1.5 | 1.5 | 1.6 | 1.6 | 1.7 | 1.7 | 1.7 | 1.7 | 1.8 | 1.8 | 1.8 | 1.8 | 1.9 | 1.9 | 1.9 | 2 | 0.8 | 0.8 | 0.9 | 1 | 1.2 | 1.3 | 1.4 | 1.5 | 1.6 | 1.7 | 1.7 | 1.8 | 1.9 | 1.9 | 2 | 2 | 2.1 | 2.1 | 2.1 | 2.2 | 2.2 | 2.2 | 2.2 | 2.3 | 2.2 | 2.3 | 2.3 | 2.3 | 2.3 | 2.3 | 0.8 | 0.8 | 0.9 | 0.9 | 1 | 1.1 | 1.2 | 1.3 | 1.4 | 1.4 | 1.5 | 1.5 | 1.6 | 1.6 | 1.7 | 1.7 | 1.8 | 1.8 | 1.8 | 1.9 | 1.9 | 1.9 | 1.9 | 2 | 2 | 2 | 2.1 | 2.1 | 2.1 | 2.1
PSS | TARPORLEY T1 | 0.8 | 0.8 | 0.8 | 0.8 | 0.8 | 0.8 | 0.9 | 0.9 | 0.9 | 0.9 | 1 | 1 | 1.1 | 1.1 | 1.1 | 1.2 | 1.2 | 1.2 | 1.2 | 1.3 | 1.3 | 1.3 | 1.4 | 1.4 | 1.5 | 1.5 | 1.5 | 1.6 | 1.6 | 1.6 | 0.8 | 0.8 | 0.9 | 1 | 1.2 | 1.4 | 1.6 | 1.7 | 1.9 | 2.1 | 2.3 | 2.5 | 2.7 | 2.9 | 3.1 | 3.3 | 3.5 | 3.7 | 3.9 | 4.2 | 4.4 | 4.6 | 4.9 | 5.1 | 5.3 | 5.6 | 5.8 | 6 | 6.3 | 6.5 | 0.8 | 0.8 | 0.8 | 0.9 | 0.9 | 1 | 1.1 | 1.2 | 1.2 | 1.3 | 1.4 | 1.5 | 1.6 | 1.7 | 1.8 | 1.8 | 1.9 | 2 | 2.1 | 2.2 | 2.3 | 2.4 | 2.5 | 2.6 | 2.7 | 2.9 | 3 | 3 | 3.1 | 3.3 | 0.8 | 0.8 | 0.9 | 1 | 1.2 | 1.4 | 1.5 | 1.7 | 1.9 | 2.1 | 2.3 | 2.5 | 2.7 | 2.9 | 3.2 | 3.4 | 3.6 | 3.8 | 4 | 4.3 | 4.5 | 4.7 | 4.9 | 5.2 | 5.3 | 5.6 | 5.8 | 6.1 | 6.3 | 6.5 | 0.8 | 0.8 | 0.9 | 0.9 | 1.1 | 1.2 | 1.3 | 1.4 | 1.6 | 1.7 | 1.9 | 2 | 2.1 | 2.3 | 2.4 | 2.6 | 2.7 | 2.9 | 3 | 3.2 | 3.4 | 3.5 | 3.7 | 3.9 | 4 | 4.2 | 4.4 | 4.5 | 4.7 | 4.9
PSS | TARVIN T1 | 0.8 | 0.8 | 0.8 | 0.8 | 0.9 | 0.9 | 0.9 | 1 | 1 | 1 | 1.1 | 1.1 | 1.2 | 1.2 | 1.3 | 1.3 | 1.3 | 1.4 | 1.5 | 1.5 | 1.6 | 1.6 | 1.7 | 1.7 | 1.8 | 1.8 | 1.9 | 1.9 | 2 | 2 | 0.8 | 0.9 | 1 | 1.1 | 1.3 | 1.6 | 1.9 | 2.2 | 2.5 | 2.8 | 3.2 | 3.5 | 3.9 | 4.2 | 4.6 | 5 | 5.3 | 5.8 | 6.1 | 6.5 | 6.9 | 7.4 | 7.8 | 8.3 | 8.7 | 9.1 | 9.6 | 10 | 10.5 | 10.9 | 0.8 | 0.8 | 0.9 | 0.9 | 1 | 1.1 | 1.2 | 1.3 | 1.5 | 1.6 | 1.8 | 1.9 | 2.1 | 2.2 | 2.4 | 2.6 | 2.7 | 2.9 | 3.1 | 3.2 | 3.4 | 3.6 | 3.8 | 3.9 | 4.1 | 4.3 | 4.4 | 4.6 | 4.8 | 5 | 0.8 | 0.9 | 1 | 1.1 | 1.3 | 1.6 | 1.9 | 2.2 | 2.5 | 2.8 | 3.1 | 3.5 | 3.9 | 4.2 | 4.6 | 5 | 5.4 | 5.8 | 6.2 | 6.6 | 7 | 7.5 | 7.9 | 8.4 | 8.7 | 9.2 | 9.6 | 10.1 | 10.6 | 11 | 0.8 | 0.9 | 0.9 | 1 | 1.2 | 1.3 | 1.5 | 1.8 | 2 | 2.2 | 2.5 | 2.7 | 3 | 3.2 | 3.5 | 3.8 | 4 | 4.3 | 4.6 | 4.9 | 5.2 | 5.5 | 5.8 | 6.1 | 6.4 | 6.7 | 7 | 7.3 | 7.6 | 7.9
PSS | TRYWERYN T1 | 9.8 | 9.9 | 10 | 10 | 10.1 | 10.3 | 10.4 | 10.6 | 10.8 | 11 | 11.3 | 11.6 | 11.7 | 11.7 | 11.8 | 11.7 | 11.8 | 11.8 | 11.8 | 11.8 | 11.7 | 11.7 | 11.7 | 11.7 | 11.7 | 11.6 | 11.5 | 11.4 | 11.4 | 11.4 | 9.8 | 9.6 | 9.5 | 9.4 | 9.4 | 9.4 | 9.3 | 9.3 | 9.6 | 10 | 10.4 | 10.8 | 11.1 | 11.5 | 11.8 | 12.1 | 12.4 | 12.8 | 13.3 | 13.5 | 13.8 | 14.1 | 14.5 | 14.8 | 15 | 15.1 | 15.2 | 15.4 | 16.3 | 16.6 | 9.8 | 9.8 | 9.9 | 9.8 | 9.8 | 9.8 | 9.9 | 9.8 | 9.9 | 9.9 | 10 | 10.1 | 10.4 | 10.4 | 10.5 | 10.4 | 10.5 | 10.5 | 10.5 | 10.8 | 11.4 | 12 | 12.7 | 13.6 | 14.4 | 15.1 | 16 | 16.6 | 17.1 | 17.6 | 9.8 | 9.8 | 9.8 | 9.9 | 9.9 | 10 | 10 | 10.1 | 10.5 | 10.9 | 11.5 | 12.1 | 12.5 | 12.9 | 12.9 | 13.2 | 13.5 | 13.9 | 14.3 | 14.7 | 15.2 | 15.6 | 16 | 16.4 | 17.1 | 17.6 | 18.2 | 19.2 | 20.4 | 21.8 | 9.8 | 9.7 | 9.7 | 9.6 | 9.6 | 9.6 | 9.6 | 9.5 | 9.6 | 9.8 | 10 | 10.3 | 10.6 | 10.7 | 10.9 | 11 | 11.2 | 11.4 | 11.6 | 11.9 | 12.3 | 12.8 | 13.3 | 13.9 | 14.4 | 14.8 | 15.3 | 15.7 | 16 | 16.4
PSS | TWYFORDS T1 | 0.6 | 0.6 | 0.6 | 0.6 | 0.6 | 0.7 | 0.7 | 0.7 | 0.7 | 0.8 | 0.8 | 0.8 | 0.9 | 0.9 | 0.9 | 1 | 1 | 1 | 1 | 1 | 1.1 | 1.1 | 1.1 | 1.2 | 1.2 | 1.2 | 1.2 | 1.3 | 1.3 | 1.3 | 0.6 | 0.7 | 0.7 | 0.8 | 1 | 1.2 | 1.4 | 1.5 | 1.7 | 1.8 | 2 | 2.2 | 2.4 | 2.6 | 2.8 | 2.9 | 3.1 | 3.3 | 3.5 | 3.7 | 3.9 | 4.1 | 4.3 | 4.5 | 4.7 | 5 | 5.2 | 5.4 | 5.6 | 5.8 | 0.6 | 0.6 | 0.7 | 0.7 | 0.7 | 0.8 | 0.9 | 1 | 1 | 1.1 | 1.2 | 1.3 | 1.4 | 1.4 | 1.5 | 1.6 | 1.7 | 1.8 | 1.8 | 1.9 | 2 | 2.1 | 2.2 | 2.3 | 2.4 | 2.5 | 2.6 | 2.7 | 2.8 | 2.9 | 0.6 | 0.7 | 0.7 | 0.8 | 1 | 1.2 | 1.4 | 1.5 | 1.7 | 1.9 | 2.1 | 2.3 | 2.4 | 2.6 | 2.8 | 3 | 3.2 | 3.4 | 3.6 | 3.8 | 4 | 4.2 | 4.4 | 4.6 | 4.8 | 5 | 5.2 | 5.4 | 5.6 | 5.9 | 0.6 | 0.7 | 0.7 | 0.8 | 0.9 | 1 | 1.1 | 1.2 | 1.4 | 1.5 | 1.6 | 1.8 | 1.9 | 2 | 2.1 | 2.3 | 2.4 | 2.5 | 2.7 | 2.8 | 3 | 3.1 | 3.3 | 3.4 | 3.6 | 3.7 | 3.9 | 4.1 | 4.2 | 4.4
PSS | TYWYN T1 | 3.5 | 3.5 | 3.5 | 3.5 | 3.5 | 3.5 | 3.5 | 3.6 | 3.6 | 3.6 | 3.6 | 3.7 | 3.7 | 3.7 | 3.7 | 3.8 | 3.6 | 3.6 | 3.6 | 3.6 | 3.6 | 3.6 | 3.6 | 3.7 | 3.7 | 3.7 | 3.8 | 3.8 | 3.8 | 3.8 | 3.5 | 3.5 | 3.6 | 3.6 | 3.8 | 3.9 | 4 | 4.2 | 4.3 | 4.4 | 4.6 | 4.8 | 4.9 | 5.1 | 5.2 | 5.4 | 5.6 | 5.7 | 5.9 | 6.1 | 6.3 | 6.4 | 6.6 | 6.8 | 7 | 7.2 | 7.4 | 7.6 | 7.7 | 7.9 | 3.5 | 3.5 | 3.5 | 3.5 | 3.6 | 3.6 | 3.7 | 3.8 | 3.8 | 3.9 | 3.9 | 4 | 4.1 | 4.1 | 4.2 | 4.3 | 4.3 | 4.4 | 4.5 | 4.5 | 4.6 | 4.7 | 4.7 | 4.8 | 4.9 | 5 | 5.1 | 5.2 | 5.2 | 5.4 | 3.5 | 3.5 | 3.6 | 3.7 | 3.8 | 3.9 | 4.1 | 4.2 | 4.4 | 4.5 | 4.7 | 4.8 | 5 | 5.2 | 5.3 | 5.5 | 5.6 | 5.8 | 6 | 6.2 | 6.3 | 6.5 | 6.7 | 6.9 | 6.6 | 6.8 | 7 | 7.1 | 7.3 | 7.5 | 3.5 | 3.5 | 3.6 | 3.6 | 3.7 | 3.8 | 3.9 | 4 | 4.1 | 4.2 | 4.3 | 4.4 | 4.5 | 4.6 | 4.7 | 4.8 | 5 | 5.1 | 5.2 | 5.3 | 5.4 | 5.6 | 5.7 | 5.8 | 5.9 | 6.1 | 6.2 | 6.4 | 6.5 | 6.6
PSS | VAUXHALL NORTH RD T1 | 0.5 | 0.6 | 0.8 | 0.8 | 1 | 1.1 | 1.2 | 1.3 | 1.5 | 1.8 | 2.1 | 2.5 | 2.8 | 3 | 3.2 | 3.2 | 3.4 | 3.4 | 3.5 | 3.6 | 3.6 | 3.6 | 3.7 | 3.7 | 3.7 | 3.7 | 3.8 | 3.7 | 3.7 | 3.8 | 0.5 | 0.6 | 0.7 | 0.8 | 1 | 1.2 | 1.3 | 1.4 | 1.7 | 2 | 2.3 | 2.5 | 2.7 | 3 | 3.1 | 3.1 | 3 | 3 | 3.1 | 3.2 | 3.2 | 3.3 | 3.4 | 3.5 | 3.6 | 3.6 | 3.8 | 4 | 4.3 | 4.7 | 0.5 | 0.6 | 0.8 | 0.9 | 1 | 1.1 | 1.3 | 1.4 | 1.7 | 1.9 | 2.3 | 2.7 | 3.3 | 3.5 | 3.8 | 3.9 | 4 | 4.1 | 4.3 | 4.9 | 5.7 | 6.6 | 7.7 | 8.9 | 10 | 11.1 | 12.3 | 13.1 | 13.9 | 14.7 | 0.5 | 0.6 | 0.9 | 1.3 | 1.7 | 1.9 | 2.2 | 2.4 | 2.8 | 3.1 | 3.5 | 4.1 | 4.4 | 4.9 | 4.7 | 4.8 | 4.8 | 4.9 | 5.1 | 5.4 | 5.7 | 6.1 | 6.4 | 6.6 | 7.3 | 7.7 | 8.5 | 9.6 | 11.2 | 13 | 0.5 | 0.6 | 0.7 | 0.8 | 1 | 1.1 | 1.3 | 1.4 | 1.7 | 1.9 | 2.3 | 2.6 | 3 | 3.2 | 3.4 | 3.5 | 3.5 | 3.6 | 3.7 | 4 | 4.4 | 5 | 5.5 | 6.2 | 6.8 | 7.3 | 8 | 8.6 | 9.1 | 9.7
PSS | WAENFAWR T1 | 1.4 | 1.4 | 1.5 | 1.6 | 1.7 | 1.8 | 1.9 | 2.1 | 2.3 | 2.5 | 2.8 | 3.1 | 3.2 | 3.3 | 3.4 | 3.4 | 3.6 | 3.6 | 3.7 | 3.7 | 3.7 | 3.7 | 3.7 | 3.7 | 3.7 | 3.7 | 3.7 | 3.6 | 3.6 | 3.6 | 1.4 | 1.4 | 1.5 | 1.6 | 1.7 | 1.9 | 2 | 2.2 | 2.4 | 2.6 | 2.9 | 3.1 | 3.3 | 3.5 | 3.7 | 3.7 | 3.9 | 4 | 4.1 | 4.2 | 4.3 | 4.4 | 4.6 | 4.8 | 5 | 5.1 | 5.4 | 5.7 | 6.1 | 6.6 | 1.4 | 1.4 | 1.5 | 1.5 | 1.5 | 1.6 | 1.6 | 1.7 | 1.9 | 2 | 2.2 | 2.5 | 2.9 | 3.1 | 3.3 | 3.3 | 3.5 | 3.6 | 3.8 | 4.2 | 4.9 | 5.7 | 6.7 | 7.8 | 8.9 | 9.9 | 11 | 11.9 | 12.7 | 13.4 | 1.4 | 1.4 | 1.5 | 1.6 | 1.8 | 2 | 2.2 | 2.4 | 2.6 | 2.9 | 3.2 | 3.6 | 3.9 | 4.3 | 4.2 | 4.3 | 4.4 | 4.6 | 4.9 | 5.2 | 5.5 | 5.9 | 6.2 | 6.5 | 7.2 | 7.9 | 8.7 | 9.9 | 11.5 | 13.3 | 1.4 | 1.4 | 1.5 | 1.5 | 1.6 | 1.7 | 1.8 | 1.9 | 2.1 | 2.3 | 2.5 | 2.8 | 3.1 | 3.3 | 3.5 | 3.5 | 3.7 | 3.8 | 3.9 | 4.2 | 4.6 | 5.1 | 5.7 | 6.3 | 7 | 7.5 | 8.2 | 8.8 | 9.4 | 10
PSS | WELSHPOOL GRID T1 | 1 | 1 | 1.1 | 1.2 | 1.3 | 1.5 | 1.6 | 1.7 | 2 | 2.2 | 2.5 | 3 | 3.2 | 3.4 | 3.5 | 3.6 | 3.8 | 3.8 | 3.9 | 3.9 | 4 | 4 | 4.1 | 4.1 | 4.1 | 4.1 | 4.1 | 4 | 4 | 4.1 | 1 | 1 | 1.1 | 1.2 | 1.4 | 1.6 | 1.8 | 2 | 2.3 | 2.7 | 3 | 3.4 | 3.7 | 3.9 | 4.1 | 4.2 | 4.3 | 4.4 | 4.6 | 4.8 | 4.9 | 5.1 | 5.3 | 5.5 | 5.7 | 5.8 | 6.1 | 6.4 | 6.9 | 7.3 | 1 | 1 | 1.1 | 1.1 | 1.2 | 1.3 | 1.4 | 1.6 | 1.8 | 2 | 2.4 | 2.8 | 3.3 | 3.6 | 3.9 | 4 | 4.1 | 4.3 | 4.5 | 5.1 | 5.8 | 6.8 | 7.8 | 9 | 10.1 | 11.2 | 12.3 | 13.2 | 14 | 14.8 | 1 | 1 | 1.3 | 1.6 | 1.9 | 2.1 | 2.4 | 2.8 | 3.1 | 3.5 | 4 | 4.5 | 4.9 | 5.4 | 5.4 | 5.6 | 5.8 | 5.9 | 6.2 | 6.6 | 7 | 7.5 | 7.8 | 8.1 | 9 | 9.5 | 10.3 | 11.6 | 13.1 | 14.9 | 1 | 1 | 1.1 | 1.2 | 1.3 | 1.5 | 1.6 | 1.8 | 2.1 | 2.3 | 2.7 | 3.1 | 3.5 | 3.8 | 4 | 4.1 | 4.2 | 4.4 | 4.5 | 4.9 | 5.4 | 5.9 | 6.6 | 7.2 | 7.9 | 8.5 | 9.2 | 9.8 | 10.4 | 11.1
PSS | WEM EAST T1 | 0.8 | 0.8 | 0.8 | 0.8 | 0.8 | 0.9 | 0.9 | 0.9 | 0.9 | 1 | 1 | 1 | 1.1 | 1.1 | 1.1 | 1.2 | 1.1 | 1.2 | 1.2 | 1.2 | 1.2 | 1.3 | 1.3 | 1.3 | 1.4 | 1.4 | 1.4 | 1.4 | 1.5 | 1.5 | 0.8 | 0.9 | 0.9 | 1 | 1.2 | 1.3 | 1.4 | 1.6 | 1.7 | 1.9 | 2 | 2.1 | 2.3 | 2.4 | 2.6 | 2.7 | 2.8 | 3 | 3.1 | 3.3 | 3.4 | 3.6 | 3.7 | 3.9 | 4 | 4.2 | 4.4 | 4.5 | 4.7 | 4.8 | 0.8 | 0.8 | 0.9 | 0.9 | 0.9 | 1 | 1.1 | 1.2 | 1.2 | 1.3 | 1.3 | 1.4 | 1.5 | 1.6 | 1.6 | 1.7 | 1.7 | 1.8 | 1.9 | 1.9 | 2 | 2 | 2.1 | 2.2 | 2.2 | 2.3 | 2.3 | 2.4 | 2.5 | 2.5 | 0.8 | 0.9 | 0.9 | 1 | 1.2 | 1.3 | 1.5 | 1.6 | 1.7 | 1.9 | 2 | 2.2 | 2.3 | 2.5 | 2.6 | 2.7 | 2.9 | 3 | 3.2 | 3.3 | 3.5 | 3.6 | 3.8 | 4 | 4 | 4.2 | 4.4 | 4.5 | 4.7 | 4.8 | 0.8 | 0.9 | 0.9 | 1 | 1.1 | 1.2 | 1.3 | 1.4 | 1.5 | 1.6 | 1.7 | 1.8 | 1.9 | 2 | 2.1 | 2.2 | 2.3 | 2.4 | 2.5 | 2.6 | 2.7 | 2.8 | 2.9 | 3 | 3.1 | 3.2 | 3.3 | 3.5 | 3.6 | 3.7
PSS | WEM T1 | 1.2 | 1.2 | 1.2 | 1.2 | 1.2 | 1.2 | 1.3 | 1.3 | 1.3 | 1.4 | 1.4 | 1.4 | 1.5 | 1.5 | 1.5 | 1.6 | 1.6 | 1.6 | 1.6 | 1.6 | 1.7 | 1.7 | 1.8 | 1.8 | 1.8 | 1.9 | 1.9 | 1.9 | 2 | 2 | 1.2 | 1.3 | 1.3 | 1.4 | 1.6 | 1.8 | 1.9 | 2.1 | 2.3 | 2.5 | 2.7 | 2.9 | 3.1 | 3.3 | 3.5 | 3.7 | 3.9 | 4.1 | 4.4 | 4.6 | 4.8 | 5.1 | 5.3 | 5.5 | 5.8 | 6 | 6.2 | 6.5 | 6.7 | 6.9 | 1.2 | 1.2 | 1.2 | 1.3 | 1.3 | 1.4 | 1.5 | 1.6 | 1.6 | 1.7 | 1.8 | 1.9 | 2 | 2.1 | 2.2 | 2.3 | 2.3 | 2.4 | 2.5 | 2.6 | 2.8 | 2.8 | 2.9 | 3 | 3.2 | 3.3 | 3.3 | 3.5 | 3.6 | 3.7 | 1.2 | 1.3 | 1.3 | 1.4 | 1.6 | 1.8 | 2 | 2.1 | 2.3 | 2.5 | 2.7 | 2.9 | 3.1 | 3.3 | 3.6 | 3.8 | 4 | 4.2 | 4.4 | 4.7 | 4.9 | 5.1 | 5.4 | 5.6 | 5.7 | 5.9 | 6.2 | 6.4 | 6.6 | 6.9 | 1.2 | 1.2 | 1.3 | 1.3 | 1.5 | 1.6 | 1.7 | 1.8 | 2 | 2.1 | 2.3 | 2.4 | 2.5 | 2.7 | 2.8 | 3 | 3.1 | 3.3 | 3.4 | 3.6 | 3.8 | 3.9 | 4.1 | 4.3 | 4.5 | 4.6 | 4.8 | 5 | 5.1 | 5.3
PSS | WERVIN T1 | 0.5 | 0.6 | 0.6 | 0.6 | 0.6 | 0.6 | 0.6 | 0.6 | 0.6 | 0.7 | 0.7 | 0.7 | 0.8 | 0.8 | 0.8 | 0.8 | 0.8 | 0.9 | 0.9 | 0.9 | 0.9 | 1 | 1 | 1 | 1 | 1.1 | 1.1 | 1.1 | 1.1 | 1.2 | 0.5 | 0.6 | 0.6 | 0.7 | 0.9 | 1 | 1.2 | 1.3 | 1.4 | 1.6 | 1.7 | 1.9 | 2 | 2.2 | 2.4 | 2.5 | 2.7 | 2.9 | 3 | 3.2 | 3.4 | 3.5 | 3.7 | 3.9 | 4.1 | 4.3 | 4.4 | 4.6 | 4.8 | 5 | 0.5 | 0.6 | 0.6 | 0.6 | 0.7 | 0.7 | 0.8 | 0.9 | 0.9 | 1 | 1 | 1.1 | 1.2 | 1.2 | 1.3 | 1.4 | 1.5 | 1.5 | 1.6 | 1.7 | 1.7 | 1.8 | 1.9 | 1.9 | 2 | 2.1 | 2.2 | 2.3 | 2.4 | 2.5 | 0.5 | 0.6 | 0.6 | 0.7 | 0.9 | 1 | 1.1 | 1.3 | 1.4 | 1.6 | 1.7 | 1.9 | 2 | 2.2 | 2.4 | 2.5 | 2.7 | 2.8 | 3 | 3.2 | 3.4 | 3.5 | 3.7 | 3.9 | 4 | 4.2 | 4.4 | 4.6 | 4.8 | 5 | 0.5 | 0.6 | 0.6 | 0.7 | 0.8 | 0.9 | 1 | 1.1 | 1.2 | 1.3 | 1.4 | 1.5 | 1.6 | 1.7 | 1.8 | 1.9 | 2.1 | 2.2 | 2.3 | 2.4 | 2.6 | 2.7 | 2.8 | 2.9 | 3.1 | 3.2 | 3.3 | 3.5 | 3.6 | 3.7
PSS | WEST FELTON T1 | 2.4 | 2.2 | 2.2 | 2.2 | 2.3 | 2.4 | 2.5 | 2.6 | 2.8 | 3 | 3.4 | 3.7 | 4 | 4.2 | 4.3 | 4.4 | 4.5 | 4.6 | 4.6 | 4.7 | 4.8 | 4.8 | 4.8 | 4.9 | 5 | 5 | 5.1 | 5 | 5.1 | 5.1 | 2.4 | 2.4 | 2.6 | 2.6 | 2.9 | 3 | 3.2 | 3.4 | 3.7 | 4.1 | 4.4 | 4.7 | 5 | 5.3 | 5.5 | 5.6 | 5.6 | 5.7 | 5.7 | 5.9 | 6 | 6.2 | 6.3 | 6.5 | 6.6 | 6.7 | 7 | 7.3 | 7.7 | 8.1 | 2.4 | 2.4 | 2.6 | 2.6 | 2.8 | 2.9 | 3 | 3.2 | 3.5 | 3.7 | 4.1 | 4.5 | 5.1 | 5.4 | 5.7 | 5.8 | 5.9 | 6.1 | 6.3 | 6.8 | 7.6 | 8.6 | 9.7 | 10.9 | 12.1 | 13.3 | 14.5 | 15.4 | 16.2 | 17 | 2.4 | 2.5 | 2.7 | 3.1 | 3.5 | 3.8 | 4.1 | 4.5 | 4.9 | 5.2 | 5.7 | 6.4 | 6.8 | 7.3 | 7.2 | 7.4 | 7.5 | 7.6 | 7.9 | 8.3 | 8.7 | 9.1 | 9.5 | 9.8 | 10.5 | 11 | 11.9 | 13.2 | 15 | 16.9 | 2.4 | 2.4 | 2.6 | 2.6 | 2.8 | 3 | 3.1 | 3.3 | 3.6 | 3.9 | 4.3 | 4.6 | 5.1 | 5.4 | 5.6 | 5.7 | 5.8 | 5.9 | 6 | 6.4 | 6.8 | 7.4 | 8 | 8.7 | 9.4 | 10 | 10.7 | 11.4 | 12 | 12.6
PSS | WESTON T1 | 0.7 | 0.7 | 0.8 | 0.8 | 0.8 | 0.8 | 0.8 | 0.9 | 0.9 | 1 | 1 | 1.1 | 1.1 | 1.1 | 1.2 | 1.3 | 1.3 | 1.3 | 1.4 | 1.4 | 1.5 | 1.6 | 1.6 | 1.7 | 1.7 | 1.8 | 1.8 | 1.9 | 2 | 2 | 0.7 | 0.8 | 0.9 | 1 | 1.3 | 1.5 | 1.8 | 2.1 | 2.4 | 2.8 | 3.1 | 3.5 | 3.8 | 4.2 | 4.5 | 4.9 | 5.3 | 5.7 | 6 | 6.4 | 6.8 | 7.2 | 7.7 | 8.1 | 8.5 | 8.9 | 9.4 | 9.8 | 10.2 | 10.7 | 0.7 | 0.8 | 0.8 | 0.8 | 0.9 | 1 | 1.1 | 1.3 | 1.4 | 1.6 | 1.7 | 1.9 | 2 | 2.2 | 2.4 | 2.6 | 2.7 | 2.9 | 3.1 | 3.2 | 3.4 | 3.6 | 3.7 | 3.9 | 4.1 | 4.3 | 4.4 | 4.6 | 4.8 | 5 | 0.7 | 0.8 | 0.9 | 1 | 1.3 | 1.5 | 1.8 | 2.1 | 2.4 | 2.8 | 3.1 | 3.4 | 3.8 | 4.2 | 4.6 | 4.9 | 5.3 | 5.7 | 6.1 | 6.5 | 6.9 | 7.3 | 7.8 | 8.2 | 8.6 | 9 | 9.5 | 10 | 10.4 | 10.9 | 0.7 | 0.8 | 0.8 | 0.9 | 1.1 | 1.3 | 1.5 | 1.7 | 1.9 | 2.2 | 2.4 | 2.7 | 2.9 | 3.2 | 3.5 | 3.7 | 4 | 4.3 | 4.6 | 4.8 | 5.1 | 5.4 | 5.7 | 6 | 6.3 | 6.6 | 6.9 | 7.2 | 7.5 | 7.8
PSS | WHEELOCK T1 | 0.6 | 0.6 | 0.6 | 0.6 | 0.7 | 0.7 | 0.7 | 0.7 | 0.8 | 0.8 | 0.9 | 0.9 | 0.9 | 1 | 1 | 1.1 | 1.1 | 1.1 | 1.2 | 1.2 | 1.3 | 1.3 | 1.4 | 1.4 | 1.5 | 1.5 | 1.6 | 1.6 | 1.6 | 1.7 | 0.6 | 0.7 | 0.8 | 0.9 | 1.1 | 1.3 | 1.6 | 1.8 | 2 | 2.3 | 2.5 | 2.8 | 3.1 | 3.4 | 3.7 | 4 | 4.3 | 4.5 | 4.9 | 5.1 | 5.5 | 5.8 | 6.1 | 6.4 | 6.7 | 7.1 | 7.4 | 7.7 | 8.1 | 8.4 | 0.6 | 0.6 | 0.7 | 0.7 | 0.8 | 0.8 | 0.9 | 1 | 1.1 | 1.3 | 1.4 | 1.5 | 1.6 | 1.8 | 1.9 | 2.1 | 2.2 | 2.3 | 2.4 | 2.6 | 2.7 | 2.8 | 3 | 3.1 | 3.3 | 3.4 | 3.5 | 3.7 | 3.8 | 3.9 | 0.6 | 0.7 | 0.7 | 0.8 | 1.1 | 1.3 | 1.5 | 1.8 | 2 | 2.3 | 2.5 | 2.8 | 3.1 | 3.4 | 3.6 | 4 | 4.3 | 4.6 | 4.8 | 5.2 | 5.5 | 5.8 | 6.2 | 6.5 | 6.8 | 7.1 | 7.4 | 7.8 | 8.1 | 8.5 | 0.6 | 0.7 | 0.7 | 0.8 | 0.9 | 1.1 | 1.2 | 1.4 | 1.6 | 1.8 | 2 | 2.2 | 2.4 | 2.6 | 2.8 | 3 | 3.2 | 3.4 | 3.6 | 3.9 | 4.1 | 4.3 | 4.5 | 4.8 | 5 | 5.2 | 5.4 | 5.7 | 5.9 | 6.2
PSS | WHITCHURCH T1 | 4.4 | 4.4 | 4.4 | 4.4 | 4.4 | 4.5 | 4.5 | 4.5 | 4.5 | 4.6 | 4.6 | 4.6 | 4.7 | 4.7 | 4.8 | 4.8 | 4.7 | 4.7 | 4.7 | 4.7 | 4.7 | 4.8 | 4.8 | 4.8 | 4.9 | 4.9 | 4.9 | 5 | 5 | 5 | 4.4 | 4.5 | 4.5 | 4.6 | 4.8 | 5 | 5.2 | 5.4 | 5.6 | 5.8 | 6.1 | 6.3 | 6.5 | 6.7 | 7 | 7.2 | 7.5 | 7.7 | 7.9 | 8.2 | 8.4 | 8.7 | 9 | 9.2 | 9.4 | 9.7 | 10 | 10.3 | 10.5 | 10.8 | 4.4 | 4.4 | 4.5 | 4.5 | 4.6 | 4.6 | 4.7 | 4.8 | 4.9 | 5 | 5.1 | 5.2 | 5.3 | 5.4 | 5.5 | 5.6 | 5.7 | 5.8 | 5.9 | 6 | 6.2 | 6.3 | 6.4 | 6.5 | 6.6 | 6.7 | 6.8 | 6.9 | 7.1 | 7.2 | 4.4 | 4.5 | 4.5 | 4.6 | 4.8 | 5 | 5.2 | 5.4 | 5.6 | 5.8 | 6 | 6.3 | 6.5 | 6.7 | 7 | 7.2 | 7.4 | 7.7 | 7.9 | 8.2 | 8.4 | 8.7 | 9 | 9.2 | 8.9 | 9.1 | 9.3 | 9.6 | 9.8 | 10.1 | 4.4 | 4.4 | 4.5 | 4.6 | 4.7 | 4.8 | 5 | 5.1 | 5.3 | 5.4 | 5.6 | 5.7 | 5.9 | 6.1 | 6.2 | 6.4 | 6.6 | 6.7 | 6.9 | 7.1 | 7.3 | 7.5 | 7.7 | 7.9 | 8 | 8.2 | 8.4 | 8.6 | 8.8 | 9
PSS | WIMPEYS PANT QUARRY T1 / WIMPEYS PANT QUARRY T2 | 0.4 | 0.5 | 0.6 | 0.6 | 0.7 | 0.8 | 1 | 1.1 | 1.3 | 1.6 | 1.9 | 2.2 | 2.5 | 2.7 | 2.8 | 2.9 | 3.1 | 3.2 | 3.2 | 3.3 | 3.4 | 3.4 | 3.4 | 3.4 | 3.5 | 3.5 | 3.6 | 3.5 | 3.6 | 3.7 | 0.4 | 0.5 | 0.6 | 0.7 | 0.9 | 1.1 | 1.3 | 1.5 | 1.9 | 2.7 | 3.5 | 4.2 | 5 | 5.7 | 6.4 | 7 | 7.6 | 8.2 | 8.8 | 9.4 | 10 | 10.6 | 11.3 | 11.8 | 12.4 | 12.8 | 13.2 | 13.6 | 14.9 | 15.5 | 0.4 | 0.5 | 0.5 | 0.6 | 0.7 | 0.8 | 0.9 | 1 | 1.3 | 1.5 | 1.9 | 2.3 | 2.9 | 3.2 | 3.5 | 3.6 | 3.8 | 4 | 4.2 | 4.8 | 5.6 | 6.6 | 7.8 | 9 | 10.1 | 11.3 | 12.5 | 13.4 | 14.3 | 15.1 | 0.4 | 0.5 | 0.8 | 1.1 | 1.4 | 1.6 | 1.9 | 2.3 | 2.7 | 3.1 | 3.6 | 4.5 | 5.3 | 6.3 | 6.5 | 7.1 | 7.7 | 8.3 | 9 | 9.8 | 10.7 | 11.4 | 12.2 | 12.9 | 14 | 14.9 | 15.9 | 17.4 | 19.2 | 21.1 | 0.4 | 0.5 | 0.6 | 0.6 | 0.8 | 0.9 | 1.1 | 1.3 | 1.6 | 2 | 2.6 | 3.1 | 3.8 | 4.3 | 4.8 | 5.1 | 5.5 | 5.9 | 6.3 | 6.9 | 7.6 | 8.4 | 9.3 | 10.2 | 11 | 11.8 | 12.6 | 13.3 | 14 | 14.7
PSS | WINCHAM T1 | 0.8 | 0.8 | 0.8 | 0.8 | 0.8 | 0.8 | 0.9 | 0.9 | 0.9 | 1 | 1 | 1.1 | 1.1 | 1.1 | 1.1 | 1.2 | 1.2 | 1.2 | 1.3 | 1.3 | 1.3 | 1.3 | 1.4 | 1.4 | 1.4 | 1.4 | 1.5 | 1.5 | 1.5 | 1.5 | 0.8 | 0.8 | 0.9 | 1 | 1.2 | 1.3 | 1.4 | 1.6 | 1.7 | 1.8 | 1.9 | 1.9 | 2 | 2.1 | 2.1 | 2.2 | 2.3 | 2.4 | 2.4 | 2.5 | 2.6 | 2.6 | 2.7 | 2.7 | 2.8 | 2.9 | 2.9 | 3 | 3.1 | 3.1 | 0.8 | 0.8 | 0.8 | 0.9 | 1 | 1 | 1.1 | 1.2 | 1.3 | 1.3 | 1.4 | 1.5 | 1.5 | 1.6 | 1.6 | 1.7 | 1.7 | 1.7 | 1.8 | 1.8 | 1.9 | 1.9 | 2 | 2 | 2 | 2.1 | 2.1 | 2.1 | 2.2 | 2.2 | 0.8 | 0.8 | 0.9 | 1 | 1.2 | 1.4 | 1.5 | 1.6 | 1.8 | 1.9 | 2 | 2.1 | 2.1 | 2.2 | 2.3 | 2.4 | 2.5 | 2.5 | 2.6 | 2.7 | 2.7 | 2.8 | 2.9 | 2.9 | 2.9 | 3 | 3.1 | 3.1 | 3.2 | 3.3 | 0.8 | 0.8 | 0.9 | 0.9 | 1.1 | 1.2 | 1.3 | 1.4 | 1.5 | 1.5 | 1.6 | 1.7 | 1.7 | 1.8 | 1.9 | 1.9 | 2 | 2.1 | 2.1 | 2.2 | 2.2 | 2.3 | 2.3 | 2.4 | 2.4 | 2.5 | 2.5 | 2.6 | 2.6 | 2.7
PSS | WISTASTON HALL T1 | 0.6 | 0.6 | 0.6 | 0.6 | 0.7 | 0.7 | 0.7 | 0.7 | 0.8 | 0.8 | 0.9 | 0.9 | 1 | 1 | 1 | 1.1 | 1.1 | 1.2 | 1.2 | 1.3 | 1.3 | 1.3 | 1.4 | 1.4 | 1.5 | 1.5 | 1.6 | 1.6 | 1.7 | 1.7 | 0.6 | 0.7 | 0.8 | 0.9 | 1.1 | 1.4 | 1.6 | 1.9 | 2.2 | 2.5 | 2.8 | 3.1 | 3.4 | 3.8 | 4.1 | 4.4 | 4.7 | 5.1 | 5.4 | 5.8 | 6.2 | 6.5 | 6.9 | 7.3 | 7.7 | 8.1 | 8.5 | 8.8 | 9.3 | 9.6 | 0.6 | 0.6 | 0.7 | 0.7 | 0.8 | 0.9 | 1 | 1.1 | 1.3 | 1.4 | 1.5 | 1.7 | 1.8 | 2 | 2.1 | 2.3 | 2.4 | 2.6 | 2.7 | 2.9 | 3 | 3.2 | 3.3 | 3.5 | 3.6 | 3.8 | 3.9 | 4.1 | 4.2 | 4.4 | 0.6 | 0.7 | 0.8 | 0.9 | 1.1 | 1.4 | 1.6 | 1.9 | 2.2 | 2.5 | 2.8 | 3.1 | 3.4 | 3.7 | 4.1 | 4.4 | 4.8 | 5.1 | 5.5 | 5.9 | 6.2 | 6.6 | 7 | 7.4 | 7.7 | 8.1 | 8.5 | 8.9 | 9.3 | 9.8 | 0.6 | 0.7 | 0.7 | 0.8 | 1 | 1.1 | 1.3 | 1.5 | 1.7 | 1.9 | 2.2 | 2.4 | 2.6 | 2.9 | 3.1 | 3.3 | 3.6 | 3.8 | 4.1 | 4.3 | 4.6 | 4.8 | 5.1 | 5.4 | 5.7 | 5.9 | 6.2 | 6.5 | 6.7 | 7
PSS | WRENBURY FRITH T1 | 0.6 | 0.7 | 0.8 | 0.9 | 1 | 1.2 | 1.3 | 1.4 | 1.6 | 2 | 2.3 | 2.7 | 3 | 3.2 | 3.3 | 3.4 | 3.6 | 3.6 | 3.7 | 3.8 | 3.8 | 3.8 | 3.9 | 3.9 | 3.9 | 3.9 | 4 | 3.9 | 4 | 4 | 0.6 | 0.7 | 0.8 | 1 | 1.2 | 1.4 | 1.7 | 1.9 | 2.2 | 2.5 | 2.8 | 3.2 | 3.5 | 3.7 | 3.9 | 4 | 4.1 | 4.2 | 4.3 | 4.5 | 4.6 | 4.7 | 4.9 | 5.1 | 5.3 | 5.3 | 5.6 | 6 | 6.4 | 6.9 | 0.6 | 0.7 | 0.8 | 1 | 1.1 | 1.3 | 1.5 | 1.6 | 1.9 | 2.2 | 2.5 | 2.9 | 3.5 | 3.8 | 4.1 | 4.2 | 4.3 | 4.5 | 4.7 | 5.3 | 6.1 | 7.1 | 8.2 | 9.4 | 10.6 | 11.8 | 13 | 13.9 | 14.8 | 15.6 | 0.6 | 0.7 | 1.1 | 1.4 | 1.8 | 2.2 | 2.5 | 2.8 | 3.1 | 3.5 | 4 | 4.6 | 5 | 5.5 | 5.4 | 5.5 | 5.6 | 5.8 | 6.1 | 6.5 | 6.9 | 7.3 | 7.7 | 8 | 8.7 | 9.4 | 10.3 | 11.6 | 13.3 | 15.2 | 0.6 | 0.7 | 0.8 | 1 | 1.2 | 1.4 | 1.6 | 1.7 | 2.1 | 2.3 | 2.7 | 3.1 | 3.5 | 3.7 | 4 | 4.1 | 4.2 | 4.3 | 4.5 | 4.9 | 5.3 | 5.9 | 6.6 | 7.3 | 7.9 | 8.6 | 9.3 | 10 | 10.6 | 11.2
PSS | YOCKINGS GATE T1 | 0.9 | 0.9 | 0.9 | 0.9 | 0.9 | 0.9 | 0.9 | 1 | 1 | 1 | 1 | 1.1 | 1.1 | 1.1 | 1.1 | 1.2 | 1.1 | 1.1 | 1.2 | 1.2 | 1.2 | 1.2 | 1.3 | 1.3 | 1.3 | 1.3 | 1.3 | 1.3 | 1.3 | 1.4 | 0.9 | 0.9 | 1 | 1 | 1.2 | 1.3 | 1.4 | 1.6 | 1.7 | 1.8 | 1.9 | 2 | 2.2 | 2.3 | 2.4 | 2.6 | 2.7 | 2.8 | 2.9 | 3 | 3.2 | 3.3 | 3.4 | 3.5 | 3.7 | 3.8 | 4 | 4.1 | 4.2 | 4.3 | 0.9 | 0.9 | 0.9 | 0.9 | 1 | 1.1 | 1.1 | 1.2 | 1.2 | 1.3 | 1.4 | 1.4 | 1.5 | 1.5 | 1.6 | 1.7 | 1.7 | 1.8 | 1.8 | 1.9 | 2 | 2 | 2.1 | 2.1 | 2.2 | 2.2 | 2.3 | 2.3 | 2.4 | 2.4 | 0.9 | 0.9 | 1 | 1 | 1.2 | 1.3 | 1.5 | 1.6 | 1.7 | 1.8 | 2 | 2.1 | 2.2 | 2.3 | 2.5 | 2.6 | 2.7 | 2.9 | 3 | 3.1 | 3.2 | 3.4 | 3.5 | 3.6 | 3.7 | 3.8 | 3.9 | 4 | 4.2 | 4.3 | 0.9 | 0.9 | 0.9 | 1 | 1.1 | 1.2 | 1.3 | 1.4 | 1.5 | 1.5 | 1.6 | 1.7 | 1.8 | 1.9 | 2 | 2.1 | 2.2 | 2.3 | 2.4 | 2.5 | 2.6 | 2.6 | 2.7 | 2.8 | 2.9 | 3 | 3.1 | 3.2 | 3.3 | 3.4
PSS | YSBYTY GLAN CLWYD T1 | 2.5 | 2.5 | 2.5 | 2.5 | 2.6 | 2.6 | 2.6 | 2.7 | 2.7 | 2.7 | 2.7 | 2.7 | 2.7 | 2.7 | 2.7 | 2.6 | 2.6 | 2.6 | 2.6 | 2.5 | 2.5 | 2.5 | 2.5 | 2.4 | 2.4 | 2.3 | 2.2 | 2.1 | 1.9 | 1.6 | 2.5 | 2.5 | 2.6 | 2.6 | 2.7 | 2.7 | 2.7 | 2.8 | 2.8 | 2.8 | 2.5 | 2.2 | 1.8 | 1.5 | 1.3 | 1.4 | 1.4 | 1.5 | 1.6 | 1.6 | 1.7 | 1.7 | 1.7 | 1.8 | 1.9 | 1.9 | 2 | 2 | 2.1 | 2.2 | 2.5 | 2.5 | 2.5 | 2.5 | 2.5 | 2.6 | 2.6 | 2.6 | 2.6 | 2.6 | 2.6 | 2.5 | 2.4 | 2.3 | 2.2 | 2 | 2 | 1.8 | 1.7 | 1.6 | 1.5 | 1.3 | 1.1 | 1.1 | 1.2 | 1.2 | 1.2 | 1.2 | 1.2 | 1.2 | 2.5 | 2.5 | 2.5 | 2.4 | 2.5 | 2.5 | 2.5 | 2.6 | 2.6 | 2.5 | 2.3 | 2.1 | 1.9 | 1.4 | 1.3 | 1.4 | 1.5 | 1.5 | 1.5 | 1.6 | 1.7 | 1.7 | 1.8 | 1.8 | 1.8 | 1.9 | 1.9 | 2 | 2 | 2.1 | 2.5 | 2.5 | 2.5 | 2.6 | 2.6 | 2.6 | 2.7 | 2.7 | 2.7 | 2.7 | 2.5 | 2.3 | 2.1 | 1.9 | 1.6 | 1.3 | 1.2 | 1.3 | 1.3 | 1.3 | 1.4 | 1.4 | 1.4 | 1.5 | 1.5 | 1.5 | 1.6 | 1.6 | 1.7 | 1.7
GSP | BIRKENHEAD | 155.7 | 159.3 | 165 | 168.8 | 174.1 | 181.7 | 187 | 191.6 | 195.1 | 199.4 | 203.4 | 209.4 | 213.8 | 216.9 | 220.5 | 222.6 | 224.1 | 225.7 | 228.1 | 233.7 | 236.6 | 238.4 | 241.6 | 243.4 | 246.1 | 247.1 | 248.8 | 248 | 249.9 | 251.2 | 155.7 | 164.9 | 182 | 200.9 | 224.8 | 255.4 | 273.9 | 291 | 300.3 | 309.1 | 317.2 | 324.2 | 331.8 | 337.5 | 343.5 | 346.8 | 350.8 | 357.2 | 365.7 | 373.4 | 380.4 | 389.6 | 398.7 | 407.9 | 417.1 | 423.3 | 434.9 | 447.3 | 460.7 | 474.9 | 155.7 | 159.1 | 163.9 | 167.4 | 173.4 | 178.7 | 184.5 | 190.1 | 193.2 | 198.8 | 203 | 207.1 | 213.9 | 218.6 | 223.4 | 224.2 | 229.3 | 234.1 | 238.9 | 244.1 | 250.2 | 255.2 | 259.7 | 265.6 | 272.1 | 277.6 | 284 | 288.8 | 293.7 | 298.2 | 155.7 | 168 | 181.8 | 198.8 | 219.6 | 244.8 | 262 | 282.4 | 290.1 | 300.9 | 313.4 | 331.6 | 343.1 | 359.2 | 348 | 355.5 | 366.6 | 377.7 | 393.5 | 412.1 | 431.6 | 451.9 | 471.2 | 488.7 | 503.9 | 518.1 | 531.6 | 544.1 | 554.9 | 564 | 155.7 | 171.1 | 181.6 | 192.1 | 204 | 215.3 | 227.3 | 237.2 | 241.9 | 247.4 | 252.5 | 256.6 | 261.6 | 265.9 | 269.8 | 271.1 | 274.7 | 279.1 | 283.9 | 289.1 | 294.2 | 299.9 | 305.5 | 312.4 | 319.3 | 324.8 | 333.2 | 341.6 | 350.5 | 359.7
GSP | CAPENHURST | 198.7 | 202.7 | 225 | 240.2 | 259 | 281 | 297.9 | 326.7 | 338.6 | 351.7 | 364.3 | 380 | 385.4 | 388.8 | 393.1 | 394.1 | 396.4 | 397.4 | 398.5 | 410.8 | 412.3 | 412.2 | 412.9 | 412.8 | 415.2 | 412.2 | 412 | 404.9 | 405.8 | 406.3 | 198.7 | 218.8 | 284.7 | 363 | 456.3 | 576.5 | 645.7 | 719.1 | 740.1 | 760.8 | 779 | 794.1 | 810.7 | 824.1 | 837.1 | 844.5 | 853.5 | 867.3 | 882.7 | 899.4 | 913.5 | 932.5 | 951.6 | 971.6 | 991.4 | 999.3 | 1016.1 | 1035.4 | 1056.7 | 1078.5 | 198.7 | 204.1 | 225.7 | 244 | 262.4 | 277.7 | 301.6 | 326.3 | 331.9 | 344 | 353.5 | 360.5 | 378.8 | 388.6 | 397.3 | 396.4 | 405.7 | 416.4 | 425.9 | 437.1 | 449.1 | 460.5 | 470.4 | 481.6 | 492.2 | 502.1 | 514.4 | 522.2 | 530.1 | 537.5 | 198.7 | 223.7 | 287.6 | 360.5 | 444.7 | 553.2 | 621.2 | 696.8 | 722 | 748.5 | 782.9 | 831.2 | 860.5 | 906.4 | 876.7 | 889.3 | 909.3 | 930.8 | 964.8 | 1005.5 | 1048.7 | 1097.1 | 1145.7 | 1187.7 | 1226 | 1257.2 | 1281.7 | 1303.4 | 1319.7 | 1329.3 | 198.7 | 238.7 | 287.6 | 335.7 | 382.5 | 426.5 | 470.8 | 518.3 | 526.1 | 536 | 544.8 | 550.8 | 558.9 | 565.6 | 571.1 | 569.4 | 573.9 | 581.2 | 589.1 | 598.4 | 606.9 | 617 | 626.7 | 638.3 | 649.7 | 656 | 668.8 | 681.4 | 695.3 | 709.8
GSP | CARRINGTON - FIDDLERS FERRY | 387.8 | 423.1 | 460.7 | 496.2 | 536.2 | 581 | 613.4 | 648.8 | 656.3 | 666.5 | 676 | 688.1 | 692.7 | 693.5 | 697.8 | 697.3 | 694.7 | 694 | 695.6 | 696.7 | 697.3 | 696.3 | 696.3 | 694.7 | 693.7 | 688.8 | 687.6 | 676.7 | 673.7 | 664.6 | 387.8 | 426.4 | 462.6 | 495.8 | 536.6 | 579.9 | 612.8 | 649 | 660.3 | 672.6 | 687.2 | 697.6 | 702.1 | 711 | 708.2 | 701.9 | 698.6 | 699.2 | 701.2 | 706.2 | 709.1 | 718 | 724.9 | 733.4 | 741.5 | 742.7 | 766.2 | 790.3 | 815.6 | 845 | 387.8 | 420.6 | 455.7 | 488 | 524 | 561.8 | 592.1 | 622.3 | 625.9 | 635.8 | 640.5 | 640.6 | 643.1 | 644.8 | 644.8 | 631.3 | 631.3 | 632.3 | 634.4 | 635.8 | 637.3 | 636.3 | 632.3 | 644.8 | 657.1 | 668.7 | 682.7 | 692 | 701.6 | 709.7 | 387.8 | 422.2 | 451 | 479.1 | 510 | 538.3 | 568.1 | 605.4 | 624.3 | 650.1 | 685.5 | 727.4 | 739.8 | 765.3 | 685.9 | 696.7 | 713.4 | 731 | 760.3 | 797.6 | 836.1 | 876.9 | 915.5 | 950.6 | 978.4 | 1007.8 | 1034.7 | 1058.6 | 1077 | 1090.5 | 387.8 | 438.8 | 473.6 | 504.2 | 538.7 | 570.6 | 602.7 | 635.9 | 641.6 | 651.3 | 654.4 | 653.3 | 653.9 | 657.3 | 656 | 645.3 | 643.2 | 643.1 | 644.3 | 646.9 | 649.1 | 652.7 | 653.7 | 663.8 | 674.3 | 680.3 | 698.5 | 714.9 | 732 | 750.6
GSP | CELLARHEAD | 45.1 | 47.9 | 53.7 | 59.9 | 72.7 | 89.7 | 97.9 | 104.9 | 111.3 | 116.6 | 125.5 | 138.8 | 146.7 | 157.4 | 165.1 | 170.9 | 173.6 | 176.9 | 179.3 | 193.3 | 198.2 | 201.9 | 205.6 | 209.2 | 214.6 | 217.5 | 220.2 | 222.9 | 225.9 | 229 | 45.1 | 50.7 | 59.3 | 78.8 | 115.1 | 146.2 | 169.5 | 188.5 | 219.6 | 250.8 | 284.8 | 312.8 | 331.1 | 356.3 | 373.9 | 390.7 | 405.5 | 421.7 | 438.3 | 458.3 | 477.9 | 499.4 | 519.3 | 536.8 | 554.3 | 567.8 | 580 | 590.9 | 601.4 | 610.4 | 45.1 | 48.5 | 53.3 | 63.3 | 79.3 | 91 | 111.6 | 128.1 | 142.2 | 158.6 | 170.4 | 182.2 | 202.4 | 216.8 | 227.9 | 235.7 | 243.3 | 250.8 | 258 | 267.5 | 276.9 | 286.9 | 295.4 | 303.2 | 311 | 318.2 | 327.7 | 334.2 | 339.9 | 346.5 | 45.1 | 53 | 74 | 100.3 | 132.2 | 168.1 | 205 | 244.2 | 278.9 | 324.4 | 348.2 | 371.3 | 393.4 | 417.6 | 435.1 | 454.6 | 472.1 | 489.7 | 509 | 533.5 | 558.4 | 583.2 | 608.3 | 628.2 | 647.3 | 661.6 | 672.8 | 684.4 | 695.3 | 703.5 | 45.1 | 54.1 | 61.4 | 72.7 | 100.5 | 117.7 | 140.2 | 156.6 | 178.3 | 200.4 | 221.4 | 239.1 | 256 | 273 | 284.8 | 293.9 | 302 | 310.9 | 319.9 | 331.5 | 342.6 | 355.4 | 366.6 | 376.8 | 386.8 | 395.2 | 405.7 | 414.6 | 423.2 | 432
GSP | CONNAHS QUAY - PENTIR - ST ASAPH | 613.6 | 648.6 | 747.3 | 804.4 | 872.4 | 966.5 | 1016.1 | 1066.5 | 1078 | 1091.8 | 1109.7 | 1129.1 | 1148.7 | 1167.6 | 1184.2 | 1198.6 | 1208.2 | 1216.9 | 1227.9 | 1237.6 | 1246.8 | 1255.8 | 1265.7 | 1274.8 | 1284.3 | 1291.8 | 1300 | 1305.1 | 1313 | 1319.1 | 613.6 | 675 | 762 | 822.6 | 912.1 | 1019.3 | 1083.4 | 1147.1 | 1178.5 | 1217.1 | 1260.2 | 1303.8 | 1349.4 | 1397.3 | 1445.5 | 1491.3 | 1538.1 | 1588.7 | 1642.8 | 1699.7 | 1754.1 | 1813.8 | 1874 | 1926.4 | 1978.5 | 2003.7 | 2023.8 | 2045.6 | 2068 | 2090.9 | 613.6 | 662.4 | 752.8 | 808.1 | 877.3 | 967.6 | 1016.3 | 1062.8 | 1078.4 | 1100.2 | 1122.6 | 1145.9 | 1168 | 1191.3 | 1208.7 | 1221.3 | 1235.3 | 1248.7 | 1262 | 1279.8 | 1296.7 | 1313 | 1327.8 | 1344.3 | 1360.3 | 1375.9 | 1391.7 | 1406 | 1419 | 1432.5 | 613.6 | 658.2 | 738.8 | 800.5 | 892.9 | 998.6 | 1065 | 1139.2 | 1182.5 | 1230.9 | 1283.5 | 1345 | 1399 | 1460.4 | 1488.9 | 1540.8 | 1595.7 | 1653 | 1722 | 1800.6 | 1879.7 | 1962.9 | 2046.2 | 2115.3 | 2181.4 | 2221.5 | 2243.4 | 2263.9 | 2282 | 2295.9 | 613.6 | 731.8 | 822.8 | 874.4 | 934.3 | 988 | 1042.5 | 1094.4 | 1104.7 | 1127.4 | 1150 | 1172.9 | 1195.9 | 1220.9 | 1241.9 | 1259.5 | 1277.7 | 1296.7 | 1316.7 | 1340.4 | 1362.8 | 1386.9 | 1410.3 | 1432.6 | 1454.6 | 1469.3 | 1484.1 | 1499.3 | 1514.6 | 1530.8
GSP | FRODSHAM - INCE | 399.9 | 413.5 | 452 | 483.2 | 512.2 | 550.7 | 576.8 | 616.2 | 619.6 | 628.4 | 634.7 | 640.8 | 642.5 | 639.5 | 638.4 | 638.1 | 640.3 | 641.3 | 641.5 | 641.4 | 641.3 | 640 | 639.2 | 637.3 | 635.5 | 631.3 | 628.8 | 620.6 | 617.5 | 611.8 | 399.9 | 415.1 | 453.8 | 487.6 | 512.8 | 543.9 | 562.3 | 587.1 | 582.6 | 581.4 | 584.2 | 583.3 | 582.8 | 581 | 579 | 572.9 | 568.8 | 567.9 | 567.9 | 569.2 | 566.5 | 569.4 | 571.2 | 574.5 | 577 | 572.5 | 580.3 | 589.9 | 601.2 | 614 | 399.9 | 415.2 | 453.1 | 485.9 | 512.5 | 543.3 | 561.7 | 584.9 | 575.6 | 572.2 | 573.3 | 572.3 | 571.4 | 569.7 | 562.1 | 546.1 | 545.7 | 546.6 | 546.7 | 547.6 | 549.2 | 550.2 | 549.7 | 555.5 | 560.8 | 565.8 | 571.5 | 574.9 | 578.2 | 581 | 399.9 | 443.2 | 531.6 | 621 | 710.2 | 831.3 | 901.7 | 978.3 | 989 | 998.3 | 1019 | 1047.6 | 1060.9 | 1083.5 | 1045.4 | 1054.3 | 1067.2 | 1080.5 | 1093.1 | 1118.7 | 1143.2 | 1167.1 | 1193.4 | 1216.9 | 1238.6 | 1254.3 | 1266.9 | 1277.3 | 1284.2 | 1287.1 | 399.9 | 419.2 | 469 | 505 | 524.9 | 543.4 | 562.2 | 586.3 | 577.1 | 572.1 | 571.3 | 567.5 | 563.9 | 559.8 | 551.7 | 538.6 | 534.6 | 532.5 | 530.6 | 529.6 | 526.3 | 525.5 | 523.1 | 526.4 | 529.9 | 530.4 | 536.7 | 542.9 | 550.1 | 557.8
GSP | KIRKBY | 82.6 | 87.1 | 90.5 | 94.3 | 98.5 | 105 | 110.2 | 112.9 | 115 | 117.8 | 121.1 | 127.2 | 132.5 | 138.4 | 143.3 | 147.8 | 151.1 | 153.7 | 156.9 | 164 | 168.8 | 172.4 | 177.6 | 181.1 | 185.1 | 188.5 | 191.4 | 193.7 | 195.6 | 195.7 | 82.6 | 110.4 | 145.3 | 191.2 | 252.2 | 333.2 | 379.8 | 426.6 | 446.6 | 466.5 | 485.1 | 503.7 | 522.2 | 539.8 | 558.1 | 574.4 | 590.6 | 607.8 | 627.1 | 648.2 | 669.4 | 691.8 | 715.6 | 737.9 | 760.2 | 777.2 | 791.5 | 805.5 | 819.7 | 833.4 | 82.6 | 99.1 | 138.5 | 182.5 | 236.3 | 310.5 | 351.7 | 393.3 | 405.3 | 417.9 | 429.1 | 440 | 449.9 | 460.3 | 469.1 | 476.4 | 482.7 | 489.1 | 495.6 | 502.3 | 508.7 | 516.5 | 526.7 | 536.2 | 545.1 | 553.8 | 562.4 | 570.7 | 578.7 | 586.2 | 82.6 | 112.6 | 146.5 | 195.3 | 257.2 | 340.3 | 389.6 | 439.2 | 458.9 | 478.2 | 496.1 | 516.8 | 535.9 | 551.7 | 565.4 | 587 | 608.9 | 630.5 | 656 | 682.8 | 709.9 | 737.3 | 764.7 | 789 | 813.2 | 832.2 | 848.1 | 863.5 | 878.3 | 891.4 | 82.6 | 156.6 | 194.9 | 235.2 | 278.3 | 321.2 | 365 | 409.1 | 418.9 | 428.7 | 437.7 | 446.8 | 455.4 | 464.4 | 472.8 | 479.9 | 486.7 | 493.9 | 502.1 | 511.5 | 521.1 | 531.9 | 544.7 | 556.9 | 569 | 579.7 | 590.1 | 600.6 | 611.4 | 621.7
GSP | LEGACY | 327.2 | 331.3 | 335.8 | 345.6 | 356.7 | 377.4 | 392.2 | 403.5 | 414 | 427.9 | 436.6 | 464.1 | 480.9 | 501.1 | 515.5 | 526.3 | 529.9 | 534.4 | 542.7 | 574.4 | 586.8 | 596 | 606.3 | 615.5 | 628.4 | 636.3 | 643.6 | 650.1 | 657 | 663.3 | 327.2 | 344.3 | 366.6 | 397.7 | 445.9 | 504.6 | 549.4 | 594.4 | 630.7 | 680.9 | 755.2 | 818.5 | 867.4 | 935.6 | 981.7 | 1031.5 | 1079.5 | 1130.4 | 1183.3 | 1244.1 | 1303 | 1365.3 | 1425.5 | 1479.6 | 1533.2 | 1568.9 | 1598 | 1624.4 | 1650.1 | 1672 | 327.2 | 335 | 343.6 | 358.5 | 381.3 | 412.2 | 444 | 473.4 | 493.2 | 525.7 | 552.7 | 581.8 | 625.1 | 656.1 | 682.9 | 702.8 | 720.1 | 737.2 | 753 | 774.7 | 797.6 | 819.5 | 838.8 | 858 | 878.7 | 896.6 | 917.6 | 935.2 | 952.7 | 969.5 | 327.2 | 348.1 | 377.1 | 429.4 | 489.6 | 555.3 | 609.3 | 661.9 | 711.6 | 810.5 | 887.4 | 962.3 | 1023.7 | 1094.7 | 1138.5 | 1193.6 | 1248.1 | 1304.5 | 1374.8 | 1454.7 | 1531.6 | 1611.8 | 1694.5 | 1760.2 | 1822.6 | 1863.2 | 1890.3 | 1916.2 | 1941.3 | 1959.5 | 327.2 | 350.9 | 365.5 | 382.1 | 411 | 440.6 | 476.4 | 509.4 | 545.7 | 591.7 | 637.3 | 678.1 | 718 | 760.5 | 790.1 | 817 | 840.8 | 865.5 | 890.2 | 921.1 | 951.4 | 982.5 | 1011.2 | 1037.8 | 1064.7 | 1085.8 | 1108.5 | 1128.7 | 1148.9 | 1168.3
GSP | LISTER DRIVE | 49.7 | 59.3 | 70.5 | 80.8 | 92.5 | 114.4 | 126 | 134.2 | 138.2 | 142.2 | 146.9 | 152.5 | 155.3 | 156.4 | 158.6 | 158.7 | 158.9 | 158.9 | 159.5 | 159.9 | 160.2 | 159.9 | 160 | 159.6 | 159.4 | 157.7 | 157.3 | 153.3 | 153 | 152 | 49.7 | 59.4 | 70.3 | 83.5 | 120.2 | 148.1 | 158.1 | 160 | 166.6 | 176 | 197.8 | 211.4 | 214.5 | 214 | 212.8 | 209.6 | 207.3 | 206.4 | 206.2 | 206.3 | 205.7 | 207.2 | 208.6 | 211.2 | 213.7 | 213.1 | 218.8 | 226 | 234.7 | 244.1 | 49.7 | 59.3 | 70 | 79.8 | 95.4 | 107 | 122.4 | 126.7 | 128.8 | 132.4 | 135.6 | 137.5 | 144.8 | 147.9 | 149.3 | 147.1 | 149.1 | 151.9 | 154.2 | 157 | 160.2 | 162.7 | 164.7 | 169.1 | 173 | 176.5 | 180.5 | 183 | 185.4 | 187.6 | 49.7 | 58.6 | 68.2 | 98.6 | 122.8 | 149.2 | 182.3 | 231.2 | 236.6 | 246.7 | 256.2 | 271.3 | 277.1 | 290.4 | 268.1 | 267.7 | 270.4 | 273.6 | 281.7 | 292.8 | 305.1 | 318.5 | 330.8 | 342.1 | 351.3 | 360.4 | 368.4 | 375.3 | 380.2 | 382.7 | 49.7 | 61 | 71.8 | 89.1 | 117 | 127.2 | 138 | 139.5 | 145.6 | 151.1 | 162.2 | 167.6 | 172.6 | 173.4 | 173.4 | 170.3 | 170.1 | 170.8 | 171.8 | 173.3 | 174.6 | 176.6 | 178.3 | 181.5 | 184.7 | 186.1 | 191 | 195.8 | 201.4 | 207.2
GSP | RAINHILL | 139.3 | 148.8 | 147.6 | 157.7 | 166.5 | 178.7 | 189.2 | 195.1 | 197.5 | 202.1 | 205.6 | 211.6 | 216.5 | 220.6 | 224.4 | 227.9 | 231.2 | 233.2 | 236.1 | 243.7 | 247.7 | 250.1 | 254.7 | 256.8 | 259.8 | 261.3 | 262.9 | 261.7 | 262.5 | 261.4 | 139.3 | 150.1 | 151.3 | 167.2 | 190.1 | 208.3 | 224.2 | 234.1 | 251.9 | 273.3 | 293.7 | 309.3 | 321 | 337.3 | 346.7 | 358.3 | 370.8 | 383.9 | 396.7 | 411.5 | 426.7 | 442.4 | 456.6 | 470.3 | 483.9 | 496 | 509 | 520.4 | 531.6 | 545.4 | 139.3 | 148.7 | 147.1 | 157 | 167.3 | 177.3 | 188 | 196.4 | 199.3 | 206.7 | 212.2 | 218.3 | 226.7 | 232.2 | 236.3 | 235.7 | 241 | 245.5 | 249.9 | 255.6 | 262.1 | 267.3 | 271 | 278.9 | 288.2 | 295.8 | 304.6 | 311.6 | 318.8 | 325.5 | 139.3 | 148.5 | 149.7 | 165.3 | 179.6 | 194.3 | 215 | 243.3 | 267.5 | 294.3 | 312.6 | 336.4 | 351.5 | 371.2 | 359.8 | 374.8 | 390.7 | 406.6 | 428 | 452.4 | 476.6 | 501.8 | 526.7 | 549.2 | 571.1 | 589.9 | 606.6 | 622 | 635.7 | 647.3 | 139.3 | 150.2 | 150.9 | 164 | 180.4 | 192.4 | 205.9 | 214.9 | 223.7 | 236 | 248 | 257.5 | 266.1 | 275.8 | 282.3 | 286.3 | 292.1 | 298.4 | 304.8 | 312.8 | 321 | 329.7 | 337 | 346.7 | 356.8 | 364.9 | 376.5 | 387.2 | 398.5 | 409.7
GSP | SWANSEA NORTH | 148.8 | 148.8 | 137.5 | 137.9 | 152.8 | 165.4 | 176.6 | 180.3 | 194.9 | 203.1 | 212.8 | 224.2 | 233.1 | 245 | 255.4 | 259.4 | 261.1 | 262.9 | 264.1 | 269.1 | 271.1 | 272.5 | 273.7 | 274.8 | 276.4 | 277.3 | 277.9 | 278.8 | 279.4 | 280.5 | 148.8 | 148.1 | 134.8 | 138.2 | 160.1 | 182.1 | 199.9 | 216.3 | 245.8 | 268.8 | 283.2 | 294.8 | 302.9 | 316.9 | 325.7 | 338.9 | 347.8 | 358.3 | 369.2 | 380.8 | 390.5 | 402.6 | 413.4 | 422.3 | 431 | 430.2 | 430.1 | 432.9 | 435.7 | 437.2 | 148.8 | 148.6 | 133.7 | 134.7 | 151.6 | 170.3 | 188.7 | 203.9 | 227.1 | 243.7 | 247.9 | 252.4 | 257.4 | 264.6 | 265.8 | 267.3 | 268.4 | 270.3 | 271.1 | 273.4 | 274.6 | 276.9 | 278.3 | 279.7 | 281.2 | 282.7 | 287.6 | 289.1 | 288.6 | 290.9 | 148.8 | 150.8 | 139.3 | 146.1 | 175.8 | 203.3 | 223.8 | 245.6 | 274.2 | 305.9 | 318.3 | 329.2 | 339.3 | 352.2 | 363.7 | 376.9 | 386.9 | 398.6 | 404.2 | 419.7 | 433.2 | 444.5 | 458.2 | 469.6 | 480.1 | 484.9 | 486.6 | 488.6 | 490.5 | 492.1 | 148.8 | 149.4 | 135.9 | 138.2 | 157.1 | 175.9 | 194.3 | 209 | 233.6 | 251.1 | 258.9 | 265.8 | 271 | 279.9 | 283.3 | 288.3 | 290.6 | 294.3 | 297.5 | 301.7 | 304.4 | 308.8 | 312.1 | 314.8 | 317.3 | 316.6 | 318.2 | 319.7 | 320.3 | 321.7
GSP | TRAWSFYNYDD | 146.4 | 149 | 128.6 | 133 | 138.8 | 150.5 | 158.1 | 165.1 | 172.5 | 187.9 | 203.2 | 224.5 | 236 | 251.7 | 262.5 | 271.6 | 277 | 283.9 | 289.8 | 310.1 | 318.3 | 325.9 | 332.3 | 339 | 348.7 | 355.4 | 362.2 | 370.3 | 377.4 | 385.5 | 146.4 | 151.2 | 139.2 | 158.9 | 185.2 | 211.8 | 236.1 | 263.4 | 300.1 | 341.4 | 389.1 | 433.5 | 472.6 | 523.2 | 563.6 | 604.7 | 643.9 | 686.2 | 733.5 | 786.9 | 841.7 | 898 | 953.8 | 1002.3 | 1051.7 | 1084.6 | 1106.8 | 1126.3 | 1145 | 1156.1 | 146.4 | 149.7 | 130.5 | 140.5 | 152.9 | 171.6 | 191.7 | 210.5 | 223.2 | 242.3 | 261.7 | 282.4 | 312.8 | 336.4 | 354.8 | 370.1 | 380.5 | 392.5 | 405 | 420.8 | 436.9 | 454.2 | 471.4 | 486 | 499.5 | 514.1 | 529.8 | 543.5 | 557.5 | 572 | 146.4 | 158.6 | 148.8 | 179.7 | 207.7 | 240.9 | 275.9 | 320.9 | 369.3 | 426.2 | 474.4 | 522.8 | 568.6 | 618.3 | 668 | 712.7 | 754.4 | 799.8 | 855.1 | 919.1 | 981.2 | 1047 | 1114.5 | 1169.2 | 1221.4 | 1253.2 | 1272.7 | 1292.6 | 1312 | 1326.9 | 146.4 | 155 | 140.4 | 154.3 | 172.8 | 190.3 | 212.1 | 234.3 | 257.1 | 284.4 | 314.8 | 343.9 | 374.5 | 406.7 | 431.1 | 453.2 | 471.3 | 491.1 | 513.1 | 538.9 | 565.1 | 592.1 | 618.5 | 640.7 | 662.6 | 681 | 697.6 | 712.3 | 727.1 | 740.4
GSP | WYLFA | 84.5 | 117.2 | 122.1 | 128.4 | 137.5 | 149.7 | 160.7 | 170.1 | 181.1 | 195 | 206.6 | 221.7 | 229.8 | 239.7 | 246.8 | 254.9 | 257.3 | 260.4 | 263.4 | 276.8 | 280.1 | 283.3 | 286.3 | 290.3 | 295.8 | 300 | 303.9 | 308.3 | 311.9 | 316.1 | 84.5 | 121.8 | 134.5 | 157.8 | 185.5 | 208.1 | 228.8 | 250.8 | 279.5 | 312.1 | 347.3 | 379.6 | 407.8 | 443.5 | 472.5 | 503.4 | 533.8 | 565 | 599 | 638 | 677.5 | 717.8 | 758.4 | 794.5 | 830.7 | 853.2 | 866.4 | 877.8 | 889.3 | 895.6 | 84.5 | 121.4 | 131.2 | 149.7 | 166.6 | 184.1 | 201.8 | 215.7 | 225.8 | 242.1 | 256 | 271.1 | 291.6 | 307.5 | 320.3 | 332.4 | 340.4 | 347.7 | 354 | 364.3 | 374.8 | 385.6 | 395.3 | 404 | 412.4 | 421.9 | 432 | 440.9 | 449.7 | 458.4 | 84.5 | 134.6 | 155.6 | 184.8 | 211 | 239.7 | 269.5 | 301.4 | 335.5 | 379.8 | 412.4 | 446.2 | 479.3 | 514.2 | 549.5 | 581.8 | 614 | 647.2 | 688 | 732.5 | 777.4 | 823.2 | 871.7 | 911.3 | 949.7 | 973.3 | 987.4 | 1001.7 | 1015.1 | 1025.1 | 84.5 | 124.3 | 136.5 | 157.9 | 178.7 | 194.9 | 213.8 | 231 | 249.1 | 271.3 | 293.5 | 314.6 | 335.8 | 357.9 | 374.9 | 391.7 | 405.6 | 419.2 | 433.1 | 451 | 468.8 | 486.7 | 504 | 519.2 | 534 | 545.9 | 556 | 564.9 | 574 | 582.2

## Generation breakdown
Return to Contents | Generation breakdown by technology type (MW) | FS | FS | FS | FS | FS | FS | FS | FS | FS | FS | FS | FS | FS | FS | FS | FS | FS | FS | FS | FS | FS | FS | FS | FS | FS | FS | FS | FS | FS | FS | CT | CT | CT | CT | CT | CT | CT | CT | CT | CT | CT | CT | CT | CT | CT | CT | CT | CT | CT | CT | CT | CT | CT | CT | CT | CT | CT | CT | CT | CT | ST | ST | ST | ST | ST | ST | ST | ST | ST | ST | ST | ST | ST | ST | ST | ST | ST | ST | ST | ST | ST | ST | ST | ST | ST | ST | ST | ST | ST | ST | LW | LW | LW | LW | LW | LW | LW | LW | LW | LW | LW | LW | LW | LW | LW | LW | LW | LW | LW | LW | LW | LW | LW | LW | LW | LW | LW | LW | LW | LW | BV | BV | BV | BV | BV | BV | BV | BV | BV | BV | BV | BV | BV | BV | BV | BV | BV | BV | BV | BV | BV | BV | BV | BV | BV | BV | BV | BV | BV | BV
|  | 2021 | 2022 | 2023 | 2024 | 2025 | 2026 | 2027 | 2028 | 2029 | 2030 | 2031 | 2032 | 2033 | 2034 | 2035 | 2036 | 2037 | 2038 | 2039 | 2040 | 2041 | 2042 | 2043 | 2044 | 2045 | 2046 | 2047 | 2048 | 2049 | 2050 | 2021 | 2022 | 2023 | 2024 | 2025 | 2026 | 2027 | 2028 | 2029 | 2030 | 2031 | 2032 | 2033 | 2034 | 2035 | 2036 | 2037 | 2038 | 2039 | 2040 | 2041 | 2042 | 2043 | 2044 | 2045 | 2046 | 2047 | 2048 | 2049 | 2050 | 2021 | 2022 | 2023 | 2024 | 2025 | 2026 | 2027 | 2028 | 2029 | 2030 | 2031 | 2032 | 2033 | 2034 | 2035 | 2036 | 2037 | 2038 | 2039 | 2040 | 2041 | 2042 | 2043 | 2044 | 2045 | 2046 | 2047 | 2048 | 2049 | 2050 | 2021 | 2022 | 2023 | 2024 | 2025 | 2026 | 2027 | 2028 | 2029 | 2030 | 2031 | 2032 | 2033 | 2034 | 2035 | 2036 | 2037 | 2038 | 2039 | 2040 | 2041 | 2042 | 2043 | 2044 | 2045 | 2046 | 2047 | 2048 | 2049 | 2050 | 2021 | 2022 | 2023 | 2024 | 2025 | 2026 | 2027 | 2028 | 2029 | 2030 | 2031 | 2032 | 2033 | 2034 | 2035 | 2036 | 2037 | 2038 | 2039 | 2040 | 2041 | 2042 | 2043 | 2044 | 2045 | 2046 | 2047 | 2048 | 2049 | 2050
| WIND | 804.9 | 831 | 832.4 | 835 | 837.7 | 840.4 | 843.2 | 846 | 848.7 | 856.2 | 870.7 | 887.6 | 904.5 | 916.7 | 928.9 | 941.2 | 953.5 | 965.8 | 978.1 | 990.4 | 1002.8 | 1015.2 | 1027.5 | 1039.9 | 1052.3 | 1064.8 | 1077.2 | 1089.6 | 1102.1 | 1114.6 | 804.9 | 835 | 846.9 | 881.5 | 936.5 | 984.4 | 1035.9 | 1097.8 | 1164.8 | 1243.9 | 1330 | 1423.7 | 1525.7 | 1636.9 | 1765.8 | 1906.9 | 2061.2 | 2230.4 | 2416 | 2604.4 | 2794.4 | 2991.9 | 3196.1 | 3375.9 | 3557.6 | 3644 | 3667.1 | 3690.3 | 3711.6 | 3714.1 | 804.9 | 832.4 | 837.6 | 843 | 848.4 | 855.2 | 863.5 | 871.9 | 880.4 | 901.3 | 922.4 | 943.7 | 965.2 | 987 | 1009 | 1031.3 | 1053.8 | 1076.7 | 1099.7 | 1123.1 | 1146.8 | 1170.7 | 1195 | 1219.5 | 1244.3 | 1269.5 | 1295 | 1320.8 | 1346.9 | 1373.3 | 804.9 | 833.7 | 847.1 | 882.1 | 934 | 978.8 | 1027.8 | 1086.8 | 1150.7 | 1233.6 | 1323.7 | 1421.8 | 1528.7 | 1645.2 | 1779.9 | 1927.2 | 2088.6 | 2265.4 | 2459.3 | 2672 | 2889.4 | 3117.6 | 3355.9 | 3571 | 3790.8 | 3909.4 | 3960.3 | 4011.9 | 4062 | 4092 | 804.9 | 833.7 | 841.3 | 858.3 | 884.6 | 907.2 | 931.7 | 959.9 | 989.7 | 1029.7 | 1071.6 | 1115.8 | 1162.1 | 1210.9 | 1264.6 | 1321.2 | 1380.9 | 1443.7 | 1509.9 | 1575.5 | 1640.1 | 1705.4 | 1771.2 | 1829.6 | 1887.6 | 1921.6 | 1940.3 | 1959.1 | 1977.6 | 1991.7
| SOLAR-DG | 422.9 | 468.5 | 500.2 | 532.9 | 566.8 | 600 | 637.2 | 678 | 693.5 | 714.5 | 741.6 | 775 | 807.3 | 850.4 | 878.6 | 900.8 | 898 | 895.2 | 904.6 | 905.5 | 918.8 | 932.1 | 945.3 | 958.5 | 971.6 | 984.6 | 997.6 | 1010.5 | 1023.3 | 1036.1 | 422.9 | 480.4 | 524.1 | 576.8 | 631.7 | 686.6 | 740.7 | 801.7 | 837.7 | 888 | 943 | 1002.1 | 1053.6 | 1118.2 | 1156.7 | 1185.9 | 1195 | 1203.4 | 1215 | 1247 | 1279.2 | 1311 | 1342.8 | 1366.1 | 1389.3 | 1412.6 | 1435.6 | 1458.6 | 1481.2 | 1503.6 | 422.9 | 477.7 | 520 | 571.1 | 624.4 | 677.7 | 731 | 790.6 | 826.3 | 876.4 | 931.6 | 990.4 | 1041.5 | 1106.1 | 1145.2 | 1174.4 | 1183.4 | 1191.8 | 1203.6 | 1235.7 | 1267.3 | 1298.8 | 1330.4 | 1353.7 | 1376.8 | 1399.6 | 1422.3 | 1445 | 1467.6 | 1490.3 | 422.9 | 500.6 | 574.8 | 675.1 | 774.6 | 873.8 | 971.9 | 1070.1 | 1135.4 | 1204 | 1282.5 | 1368.8 | 1447.3 | 1528.2 | 1587.9 | 1623.8 | 1643.3 | 1658.4 | 1702.9 | 1759.6 | 1812.5 | 1873.3 | 1935.9 | 1955.5 | 1953.6 | 1951.8 | 1950 | 1948.2 | 1946.3 | 1944.1 | 422.9 | 479.1 | 522.1 | 574 | 628 | 682.1 | 735.9 | 796.1 | 832 | 882.2 | 937.3 | 996.2 | 1047.5 | 1112.1 | 1150.9 | 1180.1 | 1189.2 | 1197.6 | 1209.3 | 1241.4 | 1273.2 | 1304.9 | 1336.6 | 1359.9 | 1383.1 | 1406.1 | 1429 | 1451.8 | 1474.4 | 1496.9
| HYDRO | 164.6 | 166.5 | 167.4 | 168.4 | 169.4 | 170.3 | 171.3 | 172.2 | 172.2 | 172.3 | 172.3 | 172.4 | 172.4 | 172.5 | 172.5 | 172.5 | 172.6 | 172.6 | 172.7 | 172.7 | 172.7 | 172.8 | 172.8 | 172.8 | 172.9 | 172.9 | 173 | 173 | 173 | 173.1 | 164.6 | 168.4 | 170.6 | 174.6 | 178.3 | 184.5 | 189.9 | 194.8 | 198.4 | 200.8 | 202.8 | 203.9 | 206.8 | 209.2 | 211.2 | 213.2 | 215.1 | 217.1 | 219.1 | 221.1 | 222.9 | 224.7 | 226.6 | 227.2 | 227.7 | 228.3 | 228.9 | 229.6 | 230.2 | 230.8 | 164.6 | 167.2 | 168.6 | 169.9 | 171.5 | 172.9 | 175.9 | 177.2 | 179 | 179.3 | 179.5 | 181.5 | 183.2 | 183.4 | 183.6 | 183.8 | 184 | 184.2 | 184.4 | 184.6 | 184.8 | 185 | 185.2 | 185.4 | 185.6 | 185.8 | 186 | 186.3 | 186.5 | 186.7 | 164.6 | 168.8 | 171 | 174.8 | 178.5 | 184.6 | 189.9 | 194.6 | 197.6 | 199.5 | 201 | 201.5 | 203.9 | 205.8 | 207.3 | 208.8 | 210.3 | 211.9 | 213.3 | 214.9 | 216.3 | 217.9 | 219.3 | 219.5 | 219.7 | 220 | 220.1 | 220.4 | 220.6 | 220.8 | 164.6 | 167.8 | 169.6 | 172.3 | 174.9 | 178.7 | 182.9 | 186 | 188.7 | 190 | 191.2 | 192.7 | 195 | 196.3 | 197.4 | 198.5 | 199.5 | 200.6 | 201.7 | 202.8 | 203.8 | 204.9 | 205.9 | 206.3 | 206.7 | 207.1 | 207.5 | 207.9 | 208.3 | 208.8
| chp-r | 233.2 | 262.7 | 295.6 | 324.2 | 350.4 | 375.4 | 402.4 | 425.4 | 431.7 | 436.5 | 440.8 | 444.3 | 446.6 | 449.1 | 452.3 | 452.5 | 451.9 | 452.6 | 449.9 | 447.3 | 445.2 | 442.5 | 439.5 | 436.4 | 433 | 429.6 | 426 | 422.3 | 418.7 | 415.1 | 233.2 | 261.5 | 289.5 | 313 | 337.8 | 366.3 | 391.7 | 413.3 | 423.9 | 429.3 | 430.8 | 428.2 | 423.1 | 423.4 | 420.3 | 420.9 | 417.9 | 416.4 | 413.4 | 412.1 | 404.9 | 401.4 | 395.8 | 392.3 | 387.3 | 376.9 | 371.4 | 370.9 | 370.6 | 369 | 233.2 | 264.6 | 291.5 | 315.4 | 339.2 | 366.5 | 390.8 | 412.2 | 420.6 | 424.9 | 423.6 | 421.3 | 415 | 413.8 | 400.1 | 383.7 | 380 | 378.4 | 375.1 | 372.9 | 370.1 | 368.5 | 365.7 | 363.9 | 362.2 | 360.7 | 363.1 | 361.4 | 356.8 | 356.1 | 233.2 | 263.2 | 292 | 316.2 | 345.4 | 372.6 | 400.9 | 431 | 441.7 | 450.1 | 450.4 | 448.3 | 443.9 | 444.7 | 442.3 | 444.2 | 441.8 | 440.8 | 420.6 | 419.8 | 414.5 | 403.7 | 400.6 | 398.8 | 396.1 | 394.5 | 394 | 393.7 | 393.6 | 393 | 233.2 | 263 | 290.5 | 314.2 | 338.5 | 366.4 | 391.3 | 412.7 | 421 | 424.9 | 424.9 | 422.2 | 416.3 | 416.2 | 408.9 | 402.2 | 399 | 397.4 | 394.2 | 392.5 | 386.6 | 383.4 | 378.1 | 376 | 373.8 | 368.8 | 367.2 | 366.2 | 363.7 | 362.5
| chp-n-r | 348.6 | 355.7 | 358 | 360.3 | 362.9 | 364.9 | 367.2 | 367.2 | 365.9 | 364.5 | 363.1 | 361.5 | 359.9 | 358.2 | 356.5 | 354.5 | 352.5 | 350.3 | 347.9 | 345.3 | 342.5 | 339.3 | 335.7 | 331.7 | 326.9 | 321.2 | 314 | 304.4 | 290.1 | 261.3 | 348.6 | 352.9 | 352.9 | 352.9 | 353.3 | 352.9 | 352.9 | 352.9 | 347.6 | 341.9 | 320.5 | 297.1 | 271.7 | 244.3 | 215.4 | 184.4 | 158.1 | 133.7 | 112.1 | 94 | 78 | 64.9 | 51.9 | 38.6 | 24.8 | 9.4 | 9.3 | 9.2 | 9.1 | 9 | 348.6 | 348.7 | 348.6 | 348.6 | 349 | 348.6 | 348.6 | 348.6 | 343.4 | 337.8 | 319.5 | 298.4 | 275.3 | 251.6 | 227.5 | 201.8 | 177 | 152.3 | 128.4 | 100.2 | 69.8 | 39.9 | 7.4 | 7.2 | 7.1 | 6.9 | 6.8 | 6.7 | 6.6 | 6.1 | 348.6 | 345.2 | 341.8 | 337.3 | 333.1 | 328.2 | 322.5 | 316.8 | 310.7 | 289.6 | 264.2 | 232.5 | 190.3 | 126.9 | 10.3 | 10.3 | 10.3 | 10.3 | 10.3 | 10.3 | 10.3 | 10.3 | 10.3 | 10.3 | 10.3 | 10.3 | 10.3 | 10.3 | 10.3 | 10.3 | 348.6 | 350.8 | 350.8 | 350.8 | 351.1 | 350.8 | 350.8 | 350.8 | 345.5 | 339.8 | 320 | 297.7 | 273.5 | 248 | 221.4 | 193.1 | 167.5 | 143 | 120.2 | 97.1 | 73.9 | 52.4 | 29.7 | 22.9 | 15.9 | 8.1 | 8 | 8 | 7.9 | 7.6
| Dispatchable-r | 113.5 | 111.1 | 110 | 109 | 108 | 106.9 | 106 | 105.1 | 103.6 | 101.7 | 99.5 | 96.5 | 93.4 | 90.8 | 90.2 | 86.9 | 82.8 | 81.4 | 81.3 | 81.3 | 80.9 | 80.1 | 79.5 | 79 | 78.7 | 78.5 | 78.3 | 78.2 | 78.1 | 78.2 | 113.5 | 117.4 | 117.9 | 120.2 | 122.7 | 125.4 | 128.2 | 131 | 133.9 | 135.6 | 137.4 | 139.1 | 140.9 | 143.1 | 146 | 145.6 | 145.1 | 145.5 | 146.4 | 147.5 | 147.6 | 147 | 146.6 | 146.4 | 146.2 | 146.2 | 146.2 | 146.4 | 146.5 | 146.7 | 113.5 | 116.4 | 115.7 | 116.4 | 117.1 | 117.8 | 118.5 | 119.5 | 120.5 | 121.2 | 121.9 | 122.1 | 122.2 | 123.1 | 125.4 | 124.3 | 122.6 | 122.7 | 123.8 | 124.9 | 125.1 | 124.4 | 123.8 | 123.4 | 123.2 | 122.9 | 122.7 | 122.5 | 122.3 | 122.5 | 113.5 | 117.4 | 118.8 | 122.1 | 125.8 | 129.8 | 134 | 138.5 | 143.3 | 147 | 151 | 155.2 | 159.8 | 163.1 | 166.2 | 166.8 | 167.4 | 167.9 | 168.9 | 170.1 | 171.4 | 172.9 | 174.3 | 175.8 | 177.4 | 179.2 | 180.5 | 181.9 | 183.4 | 184.9 | 113.5 | 116.9 | 116.8 | 118.3 | 119.9 | 121.6 | 123.3 | 125.2 | 127.2 | 128.4 | 129.6 | 130.6 | 131.6 | 133.1 | 135.7 | 134.9 | 133.8 | 134.1 | 135.1 | 136.2 | 136.4 | 135.7 | 135.2 | 134.9 | 134.7 | 134.5 | 134.4 | 134.4 | 134.4 | 134.6
| Dispatchable-n-r | 550.1 | 590.8 | 660.3 | 702.2 | 759.2 | 819.1 | 864.4 | 905.2 | 933.6 | 966.4 | 1002.6 | 1049.7 | 1066.8 | 1067.4 | 1079.5 | 1072.9 | 1074.9 | 1067.6 | 1066.6 | 1064.1 | 1060.9 | 1052 | 1049 | 1038.9 | 1032.9 | 1010.6 | 1003.5 | 958.5 | 955.6 | 949.6 | 550.1 | 587.8 | 641.3 | 671.4 | 705.5 | 731.1 | 750 | 756.5 | 765.9 | 779.2 | 782.5 | 771.6 | 768.1 | 750.3 | 725.8 | 683.8 | 648.9 | 626.8 | 609.6 | 595.4 | 571.5 | 567.3 | 563.4 | 569.4 | 574.8 | 551.9 | 583.1 | 626.6 | 681.1 | 748.7 | 550.1 | 585.2 | 638.4 | 668.2 | 702.1 | 727.1 | 751.2 | 755.4 | 757.7 | 781.9 | 803.8 | 813.8 | 836.3 | 855.8 | 868 | 833.5 | 852.6 | 873.5 | 895.2 | 923.5 | 956.5 | 982.1 | 1004.3 | 1034.4 | 1063.7 | 1089.8 | 1121.3 | 1137.1 | 1152.9 | 1165.4 | 550.1 | 575.3 | 609.7 | 623.4 | 619.7 | 584.5 | 591.2 | 614.9 | 647.9 | 683.1 | 761.7 | 904.6 | 955.8 | 1091.3 | 877.5 | 851.6 | 857.4 | 866 | 926.7 | 1016.9 | 1120.7 | 1236 | 1339.8 | 1432 | 1512.7 | 1581.9 | 1639.6 | 1685.7 | 1708.8 | 1708.8 | 550.1 | 586.5 | 639.4 | 669.5 | 703.8 | 729.1 | 750.6 | 754.8 | 760.7 | 779.6 | 792.3 | 791.7 | 801.2 | 801.8 | 795.3 | 755.4 | 745.9 | 744.2 | 745.6 | 751.7 | 755 | 765.5 | 774.4 | 792.8 | 810.5 | 810.8 | 843.8 | 875.7 | 913.6 | 955.8
| STORAGE-DG | 60 | 65.6 | 124.6 | 207.7 | 321.8 | 513.2 | 599.8 | 695.6 | 731 | 773.6 | 798.3 | 853.8 | 878.8 | 914.1 | 936.1 | 962.4 | 979.8 | 1002.5 | 1017.1 | 1125.5 | 1148.7 | 1164 | 1182 | 1197.1 | 1225.9 | 1240 | 1249.8 | 1266.3 | 1275.6 | 1287.9 | 60 | 133.2 | 280.3 | 499.6 | 814.8 | 1206.3 | 1390.3 | 1570.1 | 1655.4 | 1750.4 | 1903.2 | 2014.1 | 2065.6 | 2156.6 | 2196.1 | 2241.3 | 2283.4 | 2324.7 | 2361.5 | 2397.9 | 2432.2 | 2470.7 | 2495 | 2514.4 | 2531.5 | 2552 | 2581.5 | 2593.7 | 2602.9 | 2609 | 60 | 89.8 | 178.4 | 314.4 | 496.2 | 729.6 | 889 | 1041.3 | 1074 | 1119 | 1144.5 | 1175.9 | 1268.5 | 1301.5 | 1337.7 | 1373.4 | 1404.4 | 1434 | 1454.4 | 1475.9 | 1499.8 | 1526.1 | 1544.9 | 1559 | 1572.4 | 1582.1 | 1600.7 | 1607.5 | 1613 | 1617.1 | 60 | 176 | 371.5 | 674 | 1024.8 | 1523.4 | 1803.3 | 2124.4 | 2233.2 | 2440.4 | 2534.4 | 2610.9 | 2671.4 | 2732.7 | 2797.2 | 2850.4 | 2896.8 | 2941.1 | 2985.8 | 3031.7 | 3065.3 | 3092.7 | 3119.1 | 3140.8 | 3160.9 | 3176.9 | 3191.8 | 3203.1 | 3211.6 | 3218.1 | 60 | 308.6 | 449.8 | 614.9 | 804.9 | 949.8 | 1118.7 | 1276.6 | 1317 | 1364.2 | 1417 | 1451.2 | 1486.8 | 1518.6 | 1530.3 | 1545 | 1557.9 | 1570.3 | 1578.6 | 1588.3 | 1599.7 | 1614.3 | 1621.4 | 1625.9 | 1631.1 | 1637 | 1650.9 | 1654.8 | 1658.4 | 1661.6
| SOLAR-BTM | 81.5 | 83.9 | 86.3 | 88.6 | 91 | 98.2 | 106.6 | 116.1 | 125.7 | 137.6 | 149.6 | 161.5 | 173.5 | 185.4 | 197.4 | 209.3 | 221.3 | 233.2 | 245.2 | 257.1 | 269.1 | 281 | 293 | 304.9 | 316.9 | 328.8 | 340.8 | 352.7 | 364.7 | 376.6 | 81.5 | 98.2 | 119.7 | 148.4 | 208.1 | 267.9 | 327.6 | 387.4 | 447.1 | 506.9 | 571.4 | 635.9 | 700.4 | 764.9 | 829.5 | 894 | 958.5 | 1023 | 1087.6 | 1154.5 | 1221.4 | 1288.3 | 1355.2 | 1422.1 | 1489.1 | 1556 | 1622.9 | 1689.8 | 1756.7 | 1823.6 | 81.5 | 89.1 | 98.7 | 110.2 | 129.3 | 153.2 | 181.8 | 210.5 | 239.2 | 267.9 | 298.9 | 330 | 361.1 | 392.1 | 423.2 | 454.3 | 485.3 | 516.4 | 547.5 | 578.5 | 609.6 | 640.7 | 671.7 | 702.8 | 733.9 | 764.9 | 796 | 827.1 | 858.2 | 889.2 | 81.5 | 98.2 | 119.7 | 148.4 | 208.1 | 267.9 | 327.6 | 387.4 | 447.1 | 506.9 | 571.4 | 635.9 | 700.4 | 764.9 | 829.5 | 894 | 958.5 | 1023 | 1087.6 | 1154.5 | 1221.4 | 1288.3 | 1355.2 | 1422.1 | 1489.1 | 1556 | 1622.9 | 1689.8 | 1756.7 | 1823.6 | 81.5 | 93.7 | 109.2 | 129.3 | 168.7 | 210.5 | 254.7 | 298.9 | 343.2 | 387.4 | 435.2 | 483 | 530.8 | 578.5 | 626.3 | 674.1 | 721.9 | 769.7 | 817.5 | 866.5 | 915.5 | 964.5 | 1013.5 | 1062.5 | 1111.5 | 1160.5 | 1209.4 | 1258.4 | 1307.4 | 1356.4
| STORAGE-BTM | 0 | 0.8 | 1.4 | 2.1 | 2.7 | 3.4 | 4.3 | 5.1 | 6.1 | 7.1 | 8.3 | 9.5 | 10.8 | 12.2 | 13.6 | 15.1 | 16.7 | 18.3 | 20.1 | 21.9 | 23.8 | 25.7 | 27.8 | 29.9 | 32.1 | 34.3 | 36.6 | 39 | 41.4 | 43.9 | 0 | 1.5 | 3.1 | 5.1 | 7.9 | 11.9 | 16.6 | 21.9 | 28 | 34.8 | 42.5 | 51.1 | 60.5 | 70.6 | 81.5 | 93.2 | 105.8 | 119.1 | 133.1 | 148 | 163.9 | 180.6 | 198.1 | 216.4 | 235.5 | 255.4 | 276.1 | 297.6 | 319.8 | 342.9 | 0 | 0.8 | 1.5 | 2.3 | 3.2 | 4.3 | 5.6 | 7.2 | 8.9 | 10.8 | 12.9 | 15.2 | 17.7 | 20.4 | 23.3 | 26.4 | 29.6 | 33.1 | 36.7 | 40.5 | 44.6 | 48.7 | 53.1 | 57.7 | 62.4 | 67.4 | 72.5 | 77.8 | 83.3 | 89 | 0 | 1.7 | 3.6 | 5.9 | 9.2 | 13.8 | 19.2 | 25.5 | 32.6 | 40.5 | 49.5 | 59.6 | 70.5 | 82.3 | 95.1 | 108.7 | 123.2 | 138.7 | 155 | 172.4 | 191 | 210.4 | 230.8 | 252.2 | 274.4 | 297.6 | 321.8 | 346.9 | 372.9 | 399.9 | 0 | 1.2 | 2.3 | 3.7 | 5.6 | 8.1 | 11.1 | 14.6 | 18.5 | 22.8 | 27.7 | 33.2 | 39.1 | 45.5 | 52.4 | 59.8 | 67.7 | 76.1 | 84.9 | 94.3 | 104.2 | 114.7 | 125.6 | 137 | 149 | 161.4 | 174.3 | 187.7 | 201.6 | 215.9

## Wind
Return to Contents | Wind (MW) | FS | FS | FS | FS | FS | FS | FS | FS | FS | FS | FS | FS | FS | FS | FS | FS | FS | FS | FS | FS | FS | FS | FS | FS | FS | FS | FS | FS | FS | FS | CT | CT | CT | CT | CT | CT | CT | CT | CT | CT | CT | CT | CT | CT | CT | CT | CT | CT | CT | CT | CT | CT | CT | CT | CT | CT | CT | CT | CT | CT | ST | ST | ST | ST | ST | ST | ST | ST | ST | ST | ST | ST | ST | ST | ST | ST | ST | ST | ST | ST | ST | ST | ST | ST | ST | ST | ST | ST | ST | ST | LW | LW | LW | LW | LW | LW | LW | LW | LW | LW | LW | LW | LW | LW | LW | LW | LW | LW | LW | LW | LW | LW | LW | LW | LW | LW | LW | LW | LW | LW | BV | BV | BV | BV | BV | BV | BV | BV | BV | BV | BV | BV | BV | BV | BV | BV | BV | BV | BV | BV | BV | BV | BV | BV | BV | BV | BV | BV | BV | BV
|  | 2021 | 2022 | 2023 | 2024 | 2025 | 2026 | 2027 | 2028 | 2029 | 2030 | 2031 | 2032 | 2033 | 2034 | 2035 | 2036 | 2037 | 2038 | 2039 | 2040 | 2041 | 2042 | 2043 | 2044 | 2045 | 2046 | 2047 | 2048 | 2049 | 2050 | 2021 | 2022 | 2023 | 2024 | 2025 | 2026 | 2027 | 2028 | 2029 | 2030 | 2031 | 2032 | 2033 | 2034 | 2035 | 2036 | 2037 | 2038 | 2039 | 2040 | 2041 | 2042 | 2043 | 2044 | 2045 | 2046 | 2047 | 2048 | 2049 | 2050 | 2021 | 2022 | 2023 | 2024 | 2025 | 2026 | 2027 | 2028 | 2029 | 2030 | 2031 | 2032 | 2033 | 2034 | 2035 | 2036 | 2037 | 2038 | 2039 | 2040 | 2041 | 2042 | 2043 | 2044 | 2045 | 2046 | 2047 | 2048 | 2049 | 2050 | 2021 | 2022 | 2023 | 2024 | 2025 | 2026 | 2027 | 2028 | 2029 | 2030 | 2031 | 2032 | 2033 | 2034 | 2035 | 2036 | 2037 | 2038 | 2039 | 2040 | 2041 | 2042 | 2043 | 2044 | 2045 | 2046 | 2047 | 2048 | 2049 | 2050 | 2021 | 2022 | 2023 | 2024 | 2025 | 2026 | 2027 | 2028 | 2029 | 2030 | 2031 | 2032 | 2033 | 2034 | 2035 | 2036 | 2037 | 2038 | 2039 | 2040 | 2041 | 2042 | 2043 | 2044 | 2045 | 2046 | 2047 | 2048 | 2049 | 2050
PSS | ABERDYFI T1 | 0 | 0 | 0 | 0 | 0 | 0 | 0 | 0 | 0 | 0 | 0 | 0 | 0 | 0 | 0 | 0 | 0 | 0 | 0 | 0 | 0 | 0 | 0 | 0 | 0 | 0 | 0 | 0 | 0 | 0 | 0 | 0 | 0 | 0 | 0 | 0 | 0 | 0 | 0 | 0 | 0 | 0 | 0 | 0 | 0 | 0 | 0 | 0 | 0 | 0 | 0 | 0 | 0 | 0 | 0 | 0 | 0 | 0 | 0 | 0 | 0 | 0 | 0 | 0 | 0 | 0 | 0 | 0 | 0 | 0 | 0 | 0 | 0 | 0 | 0 | 0 | 0 | 0 | 0 | 0 | 0 | 0 | 0 | 0 | 0 | 0 | 0 | 0 | 0 | 0 | 0 | 0 | 0 | 0 | 0 | 0 | 0 | 0 | 0 | 0 | 0 | 0 | 0 | 0 | 0 | 0 | 0 | 0 | 0 | 0 | 0 | 0 | 0 | 0 | 0 | 0 | 0 | 0 | 0 | 0 | 0 | 0 | 0 | 0 | 0 | 0 | 0 | 0 | 0 | 0 | 0 | 0 | 0 | 0 | 0 | 0 | 0 | 0 | 0 | 0 | 0 | 0 | 0 | 0 | 0 | 0 | 0 | 0 | 0 | 0
PSS | ABERGELE T1 / PENSARN T1 | 0 | 0 | 0 | 0 | 0 | 0 | 0 | 0 | 0 | 0 | 0 | 0 | 0 | 0 | 0 | 0 | 0 | 0 | 0 | 0 | 0 | 0 | 0 | 0 | 0 | 0 | 0 | 0 | 0 | 0 | 0 | 0 | 0 | 0 | 0 | 0 | 0 | 0 | 0 | 0 | 0 | 0 | 0 | 0 | 0 | 0 | 0 | 0 | 0 | 0 | 0 | 0 | 0 | 0 | 0 | 0 | 0 | 0 | 0 | 0 | 0 | 0 | 0 | 0 | 0 | 0 | 0 | 0 | 0 | 0 | 0 | 0 | 0 | 0 | 0 | 0 | 0 | 0 | 0 | 0 | 0 | 0 | 0 | 0 | 0 | 0 | 0 | 0 | 0 | 0 | 0 | 0 | 0 | 0 | 0 | 0 | 0 | 0 | 0 | 0 | 0 | 0 | 0 | 0 | 0 | 0 | 0 | 0 | 0 | 0 | 0 | 0 | 0 | 0 | 0 | 0 | 0 | 0 | 0 | 0 | 0 | 0 | 0 | 0 | 0 | 0 | 0 | 0 | 0 | 0 | 0 | 0 | 0 | 0 | 0 | 0 | 0 | 0 | 0 | 0 | 0 | 0 | 0 | 0 | 0 | 0 | 0 | 0 | 0 | 0
PSS | ABERSOCH T1 | 0.1 | 0.1 | 0.1 | 0.1 | 0.1 | 0.1 | 0.1 | 0.1 | 0.1 | 0.1 | 0.1 | 0.1 | 0.1 | 0.1 | 0.1 | 0.1 | 0.1 | 0.1 | 0.1 | 0.1 | 0.1 | 0.1 | 0.1 | 0.1 | 0.1 | 0.1 | 0.1 | 0.1 | 0.1 | 0.1 | 0.1 | 0.1 | 0.1 | 0.1 | 0.1 | 0.1 | 0.1 | 0.1 | 0.1 | 0.1 | 0.1 | 0.1 | 0.1 | 0.1 | 0.1 | 0.1 | 0.1 | 0.1 | 0.1 | 0.1 | 0.1 | 0.1 | 0.1 | 0.1 | 0.1 | 0.1 | 0.1 | 0.1 | 0.1 | 0.1 | 0.1 | 0.1 | 0.1 | 0.1 | 0.1 | 0.1 | 0.1 | 0.1 | 0.1 | 0.1 | 0.1 | 0.1 | 0.1 | 0.1 | 0.1 | 0.1 | 0.1 | 0.1 | 0.1 | 0.1 | 0.1 | 0.1 | 0.1 | 0.1 | 0.1 | 0.1 | 0.1 | 0.1 | 0.1 | 0.1 | 0.1 | 0.1 | 0.1 | 0.1 | 0.1 | 0.1 | 0.1 | 0.1 | 0.1 | 0.1 | 0.1 | 0.1 | 0.1 | 0.1 | 0.1 | 0.1 | 0.1 | 0.1 | 0.1 | 0.1 | 0.1 | 0.1 | 0.1 | 0.1 | 0.1 | 0.1 | 0.1 | 0.1 | 0.1 | 0.1 | 0.1 | 0.1 | 0.1 | 0.1 | 0.1 | 0.1 | 0.1 | 0.1 | 0.1 | 0.1 | 0.1 | 0.1 | 0.1 | 0.1 | 0.1 | 0.1 | 0.1 | 0.1 | 0.1 | 0.1 | 0.1 | 0.1 | 0.1 | 0.1 | 0.1 | 0.1 | 0.1 | 0.1 | 0.1 | 0.1
PSS | ABERYSTWYTH T1 / NORTH RD T1 / PARC-Y-LLYN T1 / PARC-Y-LLYN T2 / U C WALES T1 | 0.2 | 0.2 | 0.2 | 0.2 | 0.2 | 0.2 | 0.2 | 0.2 | 0.2 | 0.2 | 0.2 | 0.2 | 0.2 | 0.2 | 0.3 | 0.3 | 0.3 | 0.3 | 0.3 | 0.3 | 0.3 | 0.3 | 0.3 | 0.3 | 0.3 | 0.3 | 0.3 | 0.3 | 0.3 | 0.3 | 0.2 | 0.2 | 0.2 | 0.2 | 0.2 | 0.2 | 0.2 | 0.2 | 0.2 | 0.2 | 0.2 | 0.2 | 0.2 | 0.2 | 0.2 | 0.2 | 0.2 | 0.2 | 0.2 | 0.2 | 0.2 | 0.2 | 0.2 | 0.2 | 0.2 | 0.2 | 0.2 | 0.2 | 0.2 | 0.2 | 0.2 | 0.2 | 0.2 | 0.2 | 0.2 | 0.2 | 0.2 | 0.2 | 0.2 | 0.2 | 0.2 | 0.2 | 0.2 | 0.2 | 0.2 | 0.2 | 0.2 | 0.2 | 0.2 | 0.2 | 0.2 | 0.2 | 0.2 | 0.2 | 0.2 | 0.2 | 0.2 | 0.2 | 0.2 | 0.2 | 0.2 | 0.2 | 0.2 | 0.2 | 0.2 | 0.2 | 0.2 | 0.2 | 0.2 | 0.2 | 0.2 | 0.2 | 0.2 | 0.2 | 0.2 | 0.2 | 0.2 | 0.2 | 0.2 | 0.2 | 0.2 | 0.2 | 0.2 | 0.2 | 0.2 | 0.2 | 0.2 | 0.2 | 0.2 | 0.2 | 0.2 | 0.2 | 0.2 | 0.2 | 0.2 | 0.2 | 0.2 | 0.2 | 0.2 | 0.2 | 0.2 | 0.2 | 0.2 | 0.2 | 0.2 | 0.2 | 0.2 | 0.2 | 0.2 | 0.2 | 0.2 | 0.2 | 0.2 | 0.2 | 0.2 | 0.2 | 0.2 | 0.2 | 0.2 | 0.2
PSS | ACER AVE T1 | 0 | 0 | 0 | 0 | 0 | 0 | 0 | 0 | 0 | 0 | 0 | 0 | 0 | 0 | 0 | 0 | 0 | 0 | 0 | 0 | 0 | 0 | 0 | 0 | 0 | 0 | 0 | 0 | 0 | 0 | 0 | 0 | 0 | 0 | 0 | 0 | 0 | 0 | 0 | 0 | 0 | 0 | 0 | 0 | 0 | 0 | 0 | 0 | 0 | 0 | 0 | 0 | 0 | 0 | 0 | 0 | 0 | 0 | 0 | 0 | 0 | 0 | 0 | 0 | 0 | 0 | 0 | 0 | 0 | 0 | 0 | 0 | 0 | 0 | 0 | 0 | 0 | 0 | 0 | 0 | 0 | 0 | 0 | 0 | 0 | 0 | 0 | 0 | 0 | 0 | 0 | 0 | 0 | 0 | 0 | 0 | 0 | 0 | 0 | 0 | 0 | 0 | 0 | 0 | 0 | 0 | 0 | 0 | 0 | 0 | 0 | 0 | 0 | 0 | 0 | 0 | 0 | 0 | 0 | 0 | 0 | 0 | 0 | 0 | 0 | 0 | 0 | 0 | 0 | 0 | 0 | 0 | 0 | 0 | 0 | 0 | 0 | 0 | 0 | 0 | 0 | 0 | 0 | 0 | 0 | 0 | 0 | 0 | 0 | 0
PSS | ACORNFIELD RD T1 / DICKINSONS T1 / HAMMOND RD T1 / KODAK T1 | 0 | 0 | 0 | 0 | 0 | 0 | 0 | 0 | 0 | 0 | 0 | 0 | 0 | 0 | 0 | 0 | 0 | 0 | 0 | 0 | 0 | 0 | 0 | 0 | 0 | 0 | 0 | 0 | 0 | 0 | 0 | 0 | 0 | 0 | 0 | 0 | 0 | 0 | 0 | 0 | 0 | 0 | 0 | 0 | 0 | 0 | 0 | 0 | 0 | 0 | 0 | 0 | 0 | 0 | 0 | 0 | 0 | 0 | 0 | 0 | 0 | 0 | 0 | 0 | 0 | 0 | 0 | 0 | 0 | 0 | 0 | 0 | 0 | 0 | 0 | 0 | 0 | 0 | 0 | 0 | 0 | 0 | 0 | 0 | 0 | 0 | 0 | 0 | 0 | 0 | 0 | 0 | 0 | 0 | 0 | 0 | 0 | 0 | 0 | 0 | 0 | 0 | 0 | 0 | 0 | 0 | 0 | 0 | 0 | 0 | 0 | 0 | 0 | 0 | 0 | 0 | 0 | 0 | 0 | 0 | 0 | 0 | 0 | 0 | 0 | 0 | 0 | 0 | 0 | 0 | 0 | 0 | 0 | 0 | 0 | 0 | 0 | 0 | 0 | 0 | 0 | 0 | 0 | 0 | 0 | 0 | 0 | 0 | 0 | 0
PSS | ACTON T1 | 0.1 | 0.1 | 0.1 | 0.1 | 0.1 | 0.1 | 0.1 | 0.1 | 0.1 | 0.1 | 0.1 | 0.1 | 0.1 | 0.1 | 0.1 | 0.1 | 0.1 | 0.1 | 0.1 | 0.1 | 0.1 | 0.1 | 0.1 | 0.1 | 0.1 | 0.1 | 0.1 | 0.1 | 0.1 | 0.1 | 0.1 | 0.1 | 0.1 | 0.1 | 0.1 | 0.1 | 0.1 | 0.1 | 0.1 | 0.1 | 0.1 | 0.1 | 0.1 | 0.1 | 0.1 | 0.1 | 0.1 | 0.1 | 0.1 | 0.1 | 0.1 | 0.1 | 0.1 | 0.1 | 0.1 | 0.1 | 0.1 | 0.1 | 0.1 | 0.1 | 0.1 | 0.1 | 0.1 | 0.1 | 0.1 | 0.1 | 0.1 | 0.1 | 0.1 | 0.1 | 0.1 | 0.1 | 0.1 | 0.1 | 0.1 | 0.1 | 0.1 | 0.1 | 0.1 | 0.1 | 0.1 | 0.1 | 0.1 | 0.1 | 0.1 | 0.1 | 0.1 | 0.1 | 0.1 | 0.1 | 0.1 | 0.1 | 0.1 | 0.1 | 0.1 | 0.1 | 0.1 | 0.1 | 0.1 | 0.1 | 0.1 | 0.1 | 0.1 | 0.1 | 0.1 | 0.1 | 0.1 | 0.1 | 0.1 | 0.1 | 0.1 | 0.1 | 0.1 | 0.1 | 0.1 | 0.1 | 0.1 | 0.1 | 0.1 | 0.1 | 0.1 | 0.1 | 0.1 | 0.1 | 0.1 | 0.1 | 0.1 | 0.1 | 0.1 | 0.1 | 0.1 | 0.1 | 0.1 | 0.1 | 0.1 | 0.1 | 0.1 | 0.1 | 0.1 | 0.1 | 0.1 | 0.1 | 0.1 | 0.1 | 0.1 | 0.1 | 0.1 | 0.1 | 0.1 | 0.1
PSS | AIGBURTH VALE T1 / IVY AVE T1 / MATHER AVE T1 / MOSSLEY HILL T1 / WAVERTREE T1 | 0 | 0 | 0 | 0 | 0 | 0 | 0 | 0 | 0 | 0 | 0 | 0 | 0 | 0 | 0 | 0 | 0 | 0 | 0 | 0 | 0 | 0 | 0 | 0 | 0 | 0 | 0 | 0 | 0 | 0 | 0 | 0 | 0 | 0 | 0 | 0 | 0 | 0 | 0 | 0 | 0 | 0 | 0 | 0 | 0 | 0 | 0 | 0 | 0 | 0 | 0 | 0 | 0 | 0 | 0 | 0 | 0 | 0 | 0 | 0 | 0 | 0 | 0 | 0 | 0 | 0 | 0 | 0 | 0 | 0 | 0 | 0 | 0 | 0 | 0 | 0 | 0 | 0 | 0 | 0 | 0 | 0 | 0 | 0 | 0 | 0 | 0 | 0 | 0 | 0 | 0 | 0 | 0 | 0 | 0 | 0 | 0 | 0 | 0 | 0 | 0 | 0 | 0 | 0 | 0 | 0 | 0 | 0 | 0 | 0 | 0 | 0 | 0 | 0 | 0 | 0 | 0 | 0 | 0 | 0 | 0 | 0 | 0 | 0 | 0 | 0 | 0 | 0 | 0 | 0 | 0 | 0 | 0 | 0 | 0 | 0 | 0 | 0 | 0 | 0 | 0 | 0 | 0 | 0 | 0 | 0 | 0 | 0 | 0 | 0
PSS | AINSDALE T1 / PINFOLD LA T1 | 0 | 0 | 0 | 0 | 0 | 0 | 0 | 0 | 0 | 0 | 0 | 0 | 0 | 0 | 0 | 0 | 0 | 0 | 0 | 0 | 0 | 0 | 0 | 0 | 0 | 0 | 0 | 0 | 0 | 0 | 0 | 0 | 0 | 0 | 0 | 0 | 0 | 0 | 0 | 0 | 0 | 0 | 0 | 0 | 0 | 0 | 0 | 0 | 0 | 0 | 0 | 0 | 0 | 0 | 0 | 0 | 0 | 0 | 0 | 0 | 0 | 0 | 0 | 0 | 0 | 0 | 0 | 0 | 0 | 0 | 0 | 0 | 0 | 0 | 0 | 0 | 0 | 0 | 0 | 0 | 0 | 0 | 0 | 0 | 0 | 0 | 0 | 0 | 0 | 0 | 0 | 0 | 0 | 0 | 0 | 0 | 0 | 0 | 0 | 0 | 0 | 0 | 0 | 0 | 0 | 0 | 0 | 0 | 0 | 0 | 0 | 0 | 0 | 0 | 0 | 0 | 0 | 0 | 0 | 0 | 0 | 0 | 0 | 0 | 0 | 0 | 0 | 0 | 0 | 0 | 0 | 0 | 0 | 0 | 0 | 0 | 0 | 0 | 0 | 0 | 0 | 0 | 0 | 0 | 0 | 0 | 0 | 0 | 0 | 0
PSS | AINTREE LOCAL T1 / OLD ROAN T1 / WANGO LA T1 | 0 | 0 | 0 | 0 | 0 | 0 | 0 | 0 | 0 | 0 | 0 | 0 | 0 | 0 | 0 | 0 | 0 | 0 | 0 | 0 | 0 | 0 | 0 | 0 | 0 | 0 | 0 | 0 | 0 | 0 | 0 | 0 | 0 | 0 | 0 | 0 | 0 | 0 | 0 | 0 | 0 | 0 | 0 | 0 | 0 | 0 | 0 | 0 | 0 | 0 | 0 | 0 | 0 | 0 | 0 | 0 | 0 | 0 | 0 | 0 | 0 | 0 | 0 | 0 | 0 | 0 | 0 | 0 | 0 | 0 | 0 | 0 | 0 | 0 | 0 | 0 | 0 | 0 | 0 | 0 | 0 | 0 | 0 | 0 | 0 | 0 | 0 | 0 | 0 | 0 | 0 | 0 | 0 | 0 | 0 | 0 | 0 | 0 | 0 | 0 | 0 | 0 | 0 | 0 | 0 | 0 | 0 | 0 | 0 | 0 | 0 | 0 | 0 | 0 | 0 | 0 | 0 | 0 | 0 | 0 | 0 | 0 | 0 | 0 | 0 | 0 | 0 | 0 | 0 | 0 | 0 | 0 | 0 | 0 | 0 | 0 | 0 | 0 | 0 | 0 | 0 | 0 | 0 | 0 | 0 | 0 | 0 | 0 | 0 | 0
PSS | AIRBUS T1 / BROUGHTON RETAIL PARK T1 / MIXALLOY T1 | 0 | 0 | 0 | 0 | 0 | 0 | 0 | 0 | 0 | 0 | 0 | 0 | 0 | 0 | 0 | 0 | 0 | 0 | 0 | 0 | 0 | 0 | 0 | 0 | 0 | 0 | 0 | 0 | 0 | 0 | 0 | 0 | 0 | 0 | 0 | 0 | 0 | 0 | 0 | 0 | 0 | 0 | 0 | 0 | 0 | 0 | 0 | 0 | 0 | 0 | 0 | 0 | 0 | 0 | 0 | 0 | 0 | 0 | 0 | 0 | 0 | 0 | 0 | 0 | 0 | 0 | 0 | 0 | 0 | 0 | 0 | 0 | 0 | 0 | 0 | 0 | 0 | 0 | 0 | 0 | 0 | 0 | 0 | 0 | 0 | 0 | 0 | 0 | 0 | 0 | 0 | 0 | 0 | 0 | 0 | 0 | 0 | 0 | 0 | 0 | 0 | 0 | 0 | 0 | 0 | 0 | 0 | 0 | 0 | 0 | 0 | 0 | 0 | 0 | 0 | 0 | 0 | 0 | 0 | 0 | 0 | 0 | 0 | 0 | 0 | 0 | 0 | 0 | 0 | 0 | 0 | 0 | 0 | 0 | 0 | 0 | 0 | 0 | 0 | 0 | 0 | 0 | 0 | 0 | 0 | 0 | 0 | 0 | 0 | 0
PSS | AIRPORT T1 / ALDERWOOD AVE (CROYDE RD) T1 / HAREFIELD RD T1 / METAL BOX (SPEKE) T1 | 0 | 0 | 0 | 0 | 0 | 0 | 0 | 0 | 0 | 0 | 0 | 0 | 0 | 0 | 0 | 0 | 0 | 0 | 0 | 0 | 0 | 0 | 0 | 0 | 0 | 0 | 0 | 0 | 0 | 0 | 0 | 0 | 0 | 0 | 0 | 0 | 0 | 0 | 0 | 0 | 0 | 0 | 0 | 0 | 0 | 0 | 0 | 0 | 0 | 0 | 0 | 0 | 0 | 0 | 0 | 0 | 0 | 0 | 0 | 0 | 0 | 0 | 0 | 0 | 0 | 0 | 0 | 0 | 0 | 0 | 0 | 0 | 0 | 0 | 0 | 0 | 0 | 0 | 0 | 0 | 0 | 0 | 0 | 0 | 0 | 0 | 0 | 0 | 0 | 0 | 0 | 0 | 0 | 0 | 0 | 0 | 0 | 0 | 0 | 0 | 0 | 0 | 0 | 0 | 0 | 0 | 0 | 0 | 0 | 0 | 0 | 0 | 0 | 0 | 0 | 0 | 0 | 0 | 0 | 0 | 0 | 0 | 0 | 0 | 0 | 0 | 0 | 0 | 0 | 0 | 0 | 0 | 0 | 0 | 0 | 0 | 0 | 0 | 0 | 0 | 0 | 0 | 0 | 0 | 0 | 0 | 0 | 0 | 0 | 0
PSS | ALBERT DOCK T1 / KINGS DOCK T1 / KINGS DOCK T2 / WAPPING T1 | 0 | 0 | 0 | 0 | 0 | 0 | 0 | 0 | 0 | 0 | 0 | 0 | 0 | 0 | 0 | 0 | 0 | 0 | 0 | 0 | 0 | 0 | 0 | 0 | 0 | 0 | 0 | 0 | 0 | 0 | 0 | 0 | 0 | 0 | 0 | 0 | 0 | 0 | 0 | 0 | 0 | 0 | 0 | 0 | 0 | 0 | 0 | 0 | 0 | 0 | 0 | 0 | 0 | 0 | 0 | 0 | 0 | 0 | 0 | 0 | 0 | 0 | 0 | 0 | 0 | 0 | 0 | 0 | 0 | 0 | 0 | 0 | 0 | 0 | 0 | 0 | 0 | 0 | 0 | 0 | 0 | 0 | 0 | 0 | 0 | 0 | 0 | 0 | 0 | 0 | 0 | 0 | 0 | 0 | 0 | 0 | 0 | 0 | 0 | 0 | 0 | 0 | 0 | 0 | 0 | 0 | 0 | 0 | 0 | 0 | 0 | 0 | 0 | 0 | 0 | 0 | 0 | 0 | 0 | 0 | 0 | 0 | 0 | 0 | 0 | 0 | 0 | 0 | 0 | 0 | 0 | 0 | 0 | 0 | 0 | 0 | 0 | 0 | 0 | 0 | 0 | 0 | 0 | 0 | 0 | 0 | 0 | 0 | 0 | 0
PSS | ALLERTON T1 / ECP WEST-BANKS RD T1 / GARSTON T1 / WEAVER IND EST T1 / YEW TREE RD T1 | 0 | 0 | 0 | 0 | 0 | 0 | 0 | 0 | 0 | 0 | 0 | 0 | 0 | 0 | 0 | 0 | 0 | 0 | 0 | 0 | 0 | 0 | 0 | 0 | 0 | 0 | 0 | 0 | 0 | 0 | 0 | 0 | 0 | 0 | 0 | 0 | 0 | 0 | 0 | 0 | 0 | 0 | 0 | 0 | 0 | 0 | 0 | 0 | 0 | 0 | 0 | 0 | 0 | 0 | 0 | 0 | 0 | 0 | 0 | 0 | 0 | 0 | 0 | 0 | 0 | 0 | 0 | 0 | 0 | 0 | 0 | 0 | 0 | 0 | 0 | 0 | 0 | 0 | 0 | 0 | 0 | 0 | 0 | 0 | 0 | 0 | 0 | 0 | 0 | 0 | 0 | 0 | 0 | 0 | 0 | 0 | 0 | 0 | 0 | 0 | 0 | 0 | 0 | 0 | 0 | 0 | 0 | 0 | 0 | 0 | 0 | 0 | 0 | 0 | 0 | 0 | 0 | 0 | 0 | 0 | 0 | 0 | 0 | 0 | 0 | 0 | 0 | 0 | 0 | 0 | 0 | 0 | 0 | 0 | 0 | 0 | 0 | 0 | 0 | 0 | 0 | 0 | 0 | 0 | 0 | 0 | 0 | 0 | 0 | 0
PSS | ALMATEX T1 / DELTA METALS T1 / WATERY LA T2 | 0 | 0 | 0 | 0 | 0 | 0 | 0 | 0 | 0 | 0 | 0 | 0 | 0 | 0 | 0 | 0 | 0 | 0 | 0 | 0 | 0 | 0 | 0 | 0 | 0 | 0 | 0 | 0 | 0 | 0 | 0 | 0 | 0 | 0 | 0 | 0 | 0 | 0 | 0 | 0 | 0 | 0 | 0 | 0 | 0 | 0 | 0 | 0 | 0 | 0 | 0 | 0 | 0 | 0 | 0 | 0 | 0 | 0 | 0 | 0 | 0 | 0 | 0 | 0 | 0 | 0 | 0 | 0 | 0 | 0 | 0 | 0 | 0 | 0 | 0 | 0 | 0 | 0 | 0 | 0 | 0 | 0 | 0 | 0 | 0 | 0 | 0 | 0 | 0 | 0 | 0 | 0 | 0 | 0 | 0 | 0 | 0 | 0 | 0 | 0 | 0 | 0 | 0 | 0 | 0 | 0 | 0 | 0 | 0 | 0 | 0 | 0 | 0 | 0 | 0 | 0 | 0 | 0 | 0 | 0 | 0 | 0 | 0 | 0 | 0 | 0 | 0 | 0 | 0 | 0 | 0 | 0 | 0 | 0 | 0 | 0 | 0 | 0 | 0 | 0 | 0 | 0 | 0 | 0 | 0 | 0 | 0 | 0 | 0 | 0
PSS | ALMONDS TURN T1 / ATLANTIC COMPLEX T1 / GIRO T1 / MIDLAND BANK T1 / NETHERTON T1 | 0 | 0 | 0 | 0 | 0 | 0 | 0 | 0 | 0 | 0 | 0 | 0 | 0 | 0 | 0 | 0 | 0 | 0 | 0 | 0 | 0 | 0 | 0 | 0 | 0 | 0 | 0 | 0 | 0 | 0 | 0 | 0 | 0 | 0 | 0 | 0 | 0 | 0 | 0 | 0 | 0 | 0 | 0 | 0 | 0 | 0 | 0 | 0 | 0 | 0 | 0 | 0 | 0 | 0 | 0 | 0 | 0 | 0 | 0 | 0 | 0 | 0 | 0 | 0 | 0 | 0 | 0 | 0 | 0 | 0 | 0 | 0 | 0 | 0 | 0 | 0 | 0 | 0 | 0 | 0 | 0 | 0 | 0 | 0 | 0 | 0 | 0 | 0 | 0 | 0 | 0 | 0 | 0 | 0 | 0 | 0 | 0 | 0 | 0 | 0 | 0 | 0 | 0 | 0 | 0 | 0 | 0 | 0 | 0 | 0 | 0 | 0 | 0 | 0 | 0 | 0 | 0 | 0 | 0 | 0 | 0 | 0 | 0 | 0 | 0 | 0 | 0 | 0 | 0 | 0 | 0 | 0 | 0 | 0 | 0 | 0 | 0 | 0 | 0 | 0 | 0 | 0 | 0 | 0 | 0 | 0 | 0 | 0 | 0 | 0
PSS | ALPOCO T1 | 0 | 0 | 0 | 0 | 0 | 0 | 0 | 0 | 0 | 0 | 0 | 0 | 0 | 0 | 0 | 0 | 0 | 0 | 0 | 0 | 0 | 0 | 0 | 0 | 0 | 0 | 0 | 0 | 0 | 0 | 0 | 0 | 0 | 0 | 0 | 0 | 0 | 0 | 0 | 0 | 0 | 0 | 0 | 0 | 0 | 0 | 0 | 0 | 0 | 0 | 0 | 0 | 0 | 0 | 0 | 0 | 0 | 0 | 0 | 0 | 0 | 0 | 0 | 0 | 0 | 0 | 0 | 0 | 0 | 0 | 0 | 0 | 0 | 0 | 0 | 0 | 0 | 0 | 0 | 0 | 0 | 0 | 0 | 0 | 0 | 0 | 0 | 0 | 0 | 0 | 0 | 0 | 0 | 0 | 0 | 0 | 0 | 0 | 0 | 0 | 0 | 0 | 0 | 0 | 0 | 0 | 0 | 0 | 0 | 0 | 0 | 0 | 0 | 0 | 0 | 0 | 0 | 0 | 0 | 0 | 0 | 0 | 0 | 0 | 0 | 0 | 0 | 0 | 0 | 0 | 0 | 0 | 0 | 0 | 0 | 0 | 0 | 0 | 0 | 0 | 0 | 0 | 0 | 0 | 0 | 0 | 0 | 0 | 0 | 0
PSS | AMLWCH T1 / AMLWCH T2 | 4.6 | 4.6 | 4.6 | 4.6 | 4.6 | 4.6 | 4.6 | 4.6 | 4.6 | 4.6 | 4.6 | 4.6 | 4.7 | 4.7 | 4.7 | 4.8 | 4.8 | 4.9 | 4.9 | 4.9 | 5 | 5 | 5.1 | 5.1 | 5.2 | 5.2 | 5.3 | 5.4 | 5.4 | 5.5 | 4.6 | 4.6 | 4.6 | 4.6 | 4.6 | 4.6 | 4.6 | 4.6 | 4.6 | 4.6 | 4.6 | 4.6 | 4.6 | 4.6 | 4.6 | 4.6 | 4.6 | 4.6 | 4.6 | 4.6 | 4.6 | 4.6 | 4.6 | 4.6 | 4.6 | 4.6 | 4.6 | 4.6 | 3.1 | 3 | 4.6 | 4.6 | 4.6 | 4.6 | 4.6 | 4.6 | 4.6 | 4.6 | 4.6 | 4.6 | 4.6 | 4.6 | 4.6 | 4.6 | 4.6 | 4.6 | 4.6 | 4.6 | 4.6 | 4.6 | 4.6 | 4.6 | 4.6 | 4.6 | 4.6 | 4.6 | 4.6 | 4.6 | 4.6 | 4.6 | 4.6 | 4.6 | 4.6 | 4.6 | 4.6 | 4.6 | 4.6 | 4.6 | 4.6 | 4.6 | 4.6 | 4.6 | 4.6 | 4.6 | 4.6 | 4.6 | 4.6 | 4.6 | 4.6 | 4.6 | 4.6 | 4.6 | 4.6 | 4.6 | 4.6 | 4.6 | 4.6 | 4.6 | 4.6 | 4.6 | 4.6 | 4.6 | 4.6 | 4.6 | 4.6 | 4.6 | 4.6 | 4.6 | 4.6 | 4.6 | 4.6 | 4.6 | 4.6 | 4.6 | 4.6 | 4.6 | 4.6 | 4.6 | 4.6 | 4.6 | 4.6 | 4.6 | 4.6 | 4.6 | 4.6 | 4.6 | 4.6 | 4.6 | 4.6 | 4.6
PSS | ANDERTON T1 | 0 | 0 | 0 | 0 | 0 | 0 | 0 | 0 | 0 | 0 | 0 | 0 | 0 | 0 | 0 | 0 | 0 | 0 | 0 | 0 | 0 | 0 | 0 | 0 | 0 | 0 | 0 | 0 | 0 | 0 | 0 | 0 | 0 | 0 | 0 | 0 | 0 | 0 | 0 | 0 | 0 | 0 | 0 | 0 | 0 | 0 | 0 | 0 | 0 | 0 | 0 | 0 | 0 | 0 | 0 | 0 | 0 | 0 | 0 | 0 | 0 | 0 | 0 | 0 | 0 | 0 | 0 | 0 | 0 | 0 | 0 | 0 | 0 | 0 | 0 | 0 | 0 | 0 | 0 | 0 | 0 | 0 | 0 | 0 | 0 | 0 | 0 | 0 | 0 | 0 | 0 | 0 | 0 | 0 | 0 | 0 | 0 | 0 | 0 | 0 | 0 | 0 | 0 | 0 | 0 | 0 | 0 | 0 | 0 | 0 | 0 | 0 | 0 | 0 | 0 | 0 | 0 | 0 | 0 | 0 | 0 | 0 | 0 | 0 | 0 | 0 | 0 | 0 | 0 | 0 | 0 | 0 | 0 | 0 | 0 | 0 | 0 | 0 | 0 | 0 | 0 | 0 | 0 | 0 | 0 | 0 | 0 | 0 | 0 | 0
PSS | APPLETON T1 / HORNSBRIDGE T1 / LUGSDALE T2 | 0 | 0 | 0 | 0 | 0 | 0 | 0 | 0 | 0 | 0 | 0 | 0 | 0 | 0 | 0 | 0 | 0 | 0 | 0 | 0 | 0 | 0 | 0 | 0 | 0 | 0 | 0 | 0 | 0 | 0 | 0 | 0 | 0 | 0 | 0 | 0 | 0 | 0 | 0 | 0 | 0 | 0 | 0 | 0 | 0 | 0 | 0 | 0 | 0 | 0 | 0 | 0 | 0 | 0 | 0 | 0 | 0 | 0 | 0 | 0 | 0 | 0 | 0 | 0 | 0 | 0 | 0 | 0 | 0 | 0 | 0 | 0 | 0 | 0 | 0 | 0 | 0 | 0 | 0 | 0 | 0 | 0 | 0 | 0 | 0 | 0 | 0 | 0 | 0 | 0 | 0 | 0 | 0 | 0 | 0 | 0 | 0 | 0 | 0 | 0 | 0 | 0 | 0 | 0 | 0 | 0 | 0 | 0 | 0 | 0 | 0 | 0 | 0 | 0 | 0 | 0 | 0 | 0 | 0 | 0 | 0 | 0 | 0 | 0 | 0 | 0 | 0 | 0 | 0 | 0 | 0 | 0 | 0 | 0 | 0 | 0 | 0 | 0 | 0 | 0 | 0 | 0 | 0 | 0 | 0 | 0 | 0 | 0 | 0 | 0
PSS | ARROWE PK HOSP T1 / CHAMPION PLUGS T1 / CHAMPION PLUGS T2 / WOODCHURCH T1 | 0 | 0 | 0 | 0 | 0 | 0 | 0 | 0 | 0 | 0 | 0 | 0 | 0 | 0 | 0 | 0 | 0 | 0 | 0 | 0 | 0 | 0 | 0 | 0 | 0 | 0 | 0 | 0 | 0 | 0 | 0 | 0 | 0 | 0 | 0 | 0 | 0 | 0 | 0 | 0 | 0 | 0 | 0 | 0 | 0 | 0 | 0 | 0 | 0 | 0 | 0 | 0 | 0 | 0 | 0 | 0 | 0 | 0 | 0 | 0 | 0 | 0 | 0 | 0 | 0 | 0 | 0 | 0 | 0 | 0 | 0 | 0 | 0 | 0 | 0 | 0 | 0 | 0 | 0 | 0 | 0 | 0 | 0 | 0 | 0 | 0 | 0 | 0 | 0 | 0 | 0 | 0 | 0 | 0 | 0 | 0 | 0 | 0 | 0 | 0 | 0 | 0 | 0 | 0 | 0 | 0 | 0 | 0 | 0 | 0 | 0 | 0 | 0 | 0 | 0 | 0 | 0 | 0 | 0 | 0 | 0 | 0 | 0 | 0 | 0 | 0 | 0 | 0 | 0 | 0 | 0 | 0 | 0 | 0 | 0 | 0 | 0 | 0 | 0 | 0 | 0 | 0 | 0 | 0 | 0 | 0 | 0 | 0 | 0 | 0
PSS | ARUNDEL T1 / GROVE PK T1 / WAVERTREE VALE T1 | 0 | 0 | 0 | 0 | 0 | 0 | 0 | 0 | 0 | 0 | 0 | 0 | 0 | 0 | 0 | 0 | 0 | 0 | 0 | 0 | 0 | 0 | 0 | 0 | 0 | 0 | 0 | 0 | 0 | 0 | 0 | 0 | 0 | 0 | 0 | 0 | 0 | 0 | 0 | 0 | 0 | 0 | 0 | 0 | 0 | 0 | 0 | 0 | 0 | 0 | 0 | 0 | 0 | 0 | 0 | 0 | 0 | 0 | 0 | 0 | 0 | 0 | 0 | 0 | 0 | 0 | 0 | 0 | 0 | 0 | 0 | 0 | 0 | 0 | 0 | 0 | 0 | 0 | 0 | 0 | 0 | 0 | 0 | 0 | 0 | 0 | 0 | 0 | 0 | 0 | 0 | 0 | 0 | 0 | 0 | 0 | 0 | 0 | 0 | 0 | 0 | 0 | 0 | 0 | 0 | 0 | 0 | 0 | 0 | 0 | 0 | 0 | 0 | 0 | 0 | 0 | 0 | 0 | 0 | 0 | 0 | 0 | 0 | 0 | 0 | 0 | 0 | 0 | 0 | 0 | 0 | 0 | 0 | 0 | 0 | 0 | 0 | 0 | 0 | 0 | 0 | 0 | 0 | 0 | 0 | 0 | 0 | 0 | 0 | 0
PSS | ASH RD T1 / KELLOGGS (WREXHAM) T1 / KELLOGGS (WREXHAM) T2 | 0 | 0 | 0 | 0 | 0 | 0 | 0 | 0 | 0 | 0 | 0 | 0 | 0 | 0 | 0 | 0 | 0 | 0 | 0 | 0 | 0 | 0 | 0 | 0 | 0 | 0 | 0 | 0 | 0 | 0 | 0 | 0 | 0 | 0 | 0 | 0 | 0 | 0 | 0 | 0 | 0 | 0 | 0 | 0 | 0 | 0 | 0 | 0 | 0 | 0 | 0 | 0 | 0 | 0 | 0 | 0 | 0 | 0 | 0 | 0 | 0 | 0 | 0 | 0 | 0 | 0 | 0 | 0 | 0 | 0 | 0 | 0 | 0 | 0 | 0 | 0 | 0 | 0 | 0 | 0 | 0 | 0 | 0 | 0 | 0 | 0 | 0 | 0 | 0 | 0 | 0 | 0 | 0 | 0 | 0 | 0 | 0 | 0 | 0 | 0 | 0 | 0 | 0 | 0 | 0 | 0 | 0 | 0 | 0 | 0 | 0 | 0 | 0 | 0 | 0 | 0 | 0 | 0 | 0 | 0 | 0 | 0 | 0 | 0 | 0 | 0 | 0 | 0 | 0 | 0 | 0 | 0 | 0 | 0 | 0 | 0 | 0 | 0 | 0 | 0 | 0 | 0 | 0 | 0 | 0 | 0 | 0 | 0 | 0 | 0
PSS | ASSOCIATED LEAD T1 / GREAT BOUGHTON T1 / PIPERS ASH T1 | 0 | 0 | 0 | 0 | 0 | 0 | 0 | 0 | 0 | 0 | 0 | 0 | 0 | 0 | 0 | 0 | 0 | 0 | 0 | 0 | 0 | 0 | 0 | 0 | 0 | 0 | 0 | 0 | 0 | 0 | 0 | 0 | 0 | 0 | 0 | 0 | 0 | 0 | 0 | 0 | 0 | 0 | 0 | 0 | 0 | 0 | 0 | 0 | 0 | 0 | 0 | 0 | 0 | 0 | 0 | 0 | 0 | 0 | 0 | 0 | 0 | 0 | 0 | 0 | 0 | 0 | 0 | 0 | 0 | 0 | 0 | 0 | 0 | 0 | 0 | 0 | 0 | 0 | 0 | 0 | 0 | 0 | 0 | 0 | 0 | 0 | 0 | 0 | 0 | 0 | 0 | 0 | 0 | 0 | 0 | 0 | 0 | 0 | 0 | 0 | 0 | 0 | 0 | 0 | 0 | 0 | 0 | 0 | 0 | 0 | 0 | 0 | 0 | 0 | 0 | 0 | 0 | 0 | 0 | 0 | 0 | 0 | 0 | 0 | 0 | 0 | 0 | 0 | 0 | 0 | 0 | 0 | 0 | 0 | 0 | 0 | 0 | 0 | 0 | 0 | 0 | 0 | 0 | 0 | 0 | 0 | 0 | 0 | 0 | 0
PSS | ASTMOOR IND EST T1 / MACKAMAX T1 / MERSEY RD T1 / PICOW FARM RD T1 | 0 | 0 | 0 | 0 | 0 | 0 | 0 | 0 | 0 | 0 | 0 | 0 | 0 | 0 | 0 | 0 | 0 | 0 | 0 | 0 | 0 | 0 | 0 | 0 | 0 | 0 | 0 | 0 | 0 | 0 | 0 | 0 | 0 | 0 | 0 | 0 | 0 | 0 | 0 | 0 | 0 | 0 | 0 | 0 | 0 | 0 | 0 | 0 | 0 | 0 | 0 | 0 | 0 | 0 | 0 | 0 | 0 | 0 | 0 | 0 | 0 | 0 | 0 | 0 | 0 | 0 | 0 | 0 | 0 | 0 | 0 | 0 | 0 | 0 | 0 | 0 | 0 | 0 | 0 | 0 | 0 | 0 | 0 | 0 | 0 | 0 | 0 | 0 | 0 | 0 | 0 | 0 | 0 | 0 | 0 | 0 | 0 | 0 | 0 | 0 | 0 | 0 | 0 | 0 | 0 | 0 | 0 | 0 | 0 | 0 | 0 | 0 | 0 | 0 | 0 | 0 | 0 | 0 | 0 | 0 | 0 | 0 | 0 | 0 | 0 | 0 | 0 | 0 | 0 | 0 | 0 | 0 | 0 | 0 | 0 | 0 | 0 | 0 | 0 | 0 | 0 | 0 | 0 | 0 | 0 | 0 | 0 | 0 | 0 | 0
PSS | ATHOL ST T1 / CHISENHALE ST T1 / SANDHILLS LA T1 | 0 | 0 | 0 | 0 | 0 | 0 | 0 | 0 | 0 | 0 | 0 | 0 | 0 | 0 | 0 | 0 | 0 | 0 | 0 | 0 | 0 | 0 | 0 | 0 | 0 | 0 | 0 | 0 | 0 | 0 | 0 | 0 | 0 | 0 | 0 | 0 | 0 | 0 | 0 | 0 | 0 | 0 | 0 | 0 | 0 | 0 | 0 | 0 | 0 | 0 | 0 | 0 | 0 | 0 | 0 | 0 | 0 | 0 | 0 | 0 | 0 | 0 | 0 | 0 | 0 | 0 | 0 | 0 | 0 | 0 | 0 | 0 | 0 | 0 | 0 | 0 | 0 | 0 | 0 | 0 | 0 | 0 | 0 | 0 | 0 | 0 | 0 | 0 | 0 | 0 | 0 | 0 | 0 | 0 | 0 | 0 | 0 | 0 | 0 | 0 | 0 | 0 | 0 | 0 | 0 | 0 | 0 | 0 | 0 | 0 | 0 | 0 | 0 | 0 | 0 | 0 | 0 | 0 | 0 | 0 | 0 | 0 | 0 | 0 | 0 | 0 | 0 | 0 | 0 | 0 | 0 | 0 | 0 | 0 | 0 | 0 | 0 | 0 | 0 | 0 | 0 | 0 | 0 | 0 | 0 | 0 | 0 | 0 | 0 | 0
PSS | AUDLEM T1 | 0 | 0 | 0 | 0 | 0 | 0 | 0 | 0 | 0 | 0 | 0 | 0 | 0 | 0 | 0 | 0 | 0 | 0 | 0 | 0 | 0 | 0 | 0 | 0 | 0 | 0 | 0 | 0 | 0 | 0 | 0 | 0 | 0 | 0 | 0 | 0 | 0 | 0 | 0 | 0 | 0 | 0 | 0 | 0 | 0 | 0 | 0 | 0 | 0 | 0 | 0 | 0 | 0 | 0 | 0 | 0 | 0 | 0 | 0 | 0 | 0 | 0 | 0 | 0 | 0 | 0 | 0 | 0 | 0 | 0 | 0 | 0 | 0 | 0 | 0 | 0 | 0 | 0 | 0 | 0 | 0 | 0 | 0 | 0 | 0 | 0 | 0 | 0 | 0 | 0 | 0 | 0 | 0 | 0 | 0 | 0 | 0 | 0 | 0 | 0 | 0 | 0 | 0 | 0 | 0 | 0 | 0 | 0 | 0 | 0 | 0 | 0 | 0 | 0 | 0 | 0 | 0 | 0 | 0 | 0 | 0 | 0 | 0 | 0 | 0 | 0 | 0 | 0 | 0 | 0 | 0 | 0 | 0 | 0 | 0 | 0 | 0 | 0 | 0 | 0 | 0 | 0 | 0 | 0 | 0 | 0 | 0 | 0 | 0 | 0
PSS | BALA T1 | 0.3 | 0.3 | 0.3 | 0.3 | 0.3 | 0.3 | 0.3 | 0.3 | 0.3 | 0.3 | 0.3 | 0.3 | 0.3 | 0.3 | 0.3 | 0.3 | 0.3 | 0.3 | 0.3 | 0.3 | 0.3 | 0.3 | 0.3 | 0.3 | 0.3 | 0.3 | 0.3 | 0.3 | 0.3 | 0.3 | 0.3 | 0.3 | 0.3 | 0.3 | 0.3 | 0.3 | 0.3 | 0.3 | 0.3 | 0.3 | 0.3 | 0.3 | 0.3 | 0.3 | 0.3 | 0.3 | 0.3 | 0.3 | 0.3 | 0.3 | 0.3 | 0.3 | 0.3 | 0.3 | 0.3 | 0.3 | 0.3 | 0.3 | 0.2 | 0.2 | 0.3 | 0.3 | 0.3 | 0.3 | 0.3 | 0.3 | 0.3 | 0.3 | 0.3 | 0.3 | 0.3 | 0.3 | 0.3 | 0.3 | 0.3 | 0.3 | 0.3 | 0.3 | 0.3 | 0.3 | 0.3 | 0.3 | 0.3 | 0.3 | 0.3 | 0.3 | 0.3 | 0.3 | 0.3 | 0.3 | 0.3 | 0.3 | 0.3 | 0.3 | 0.3 | 0.3 | 0.3 | 0.3 | 0.3 | 0.3 | 0.3 | 0.3 | 0.3 | 0.3 | 0.3 | 0.3 | 0.3 | 0.3 | 0.3 | 0.3 | 0.3 | 0.3 | 0.3 | 0.3 | 0.3 | 0.3 | 0.3 | 0.3 | 0.3 | 0.3 | 0.3 | 0.3 | 0.3 | 0.3 | 0.3 | 0.3 | 0.3 | 0.3 | 0.3 | 0.3 | 0.3 | 0.3 | 0.3 | 0.3 | 0.3 | 0.3 | 0.3 | 0.3 | 0.3 | 0.3 | 0.3 | 0.3 | 0.3 | 0.3 | 0.3 | 0.3 | 0.3 | 0.3 | 0.3 | 0.3
PSS | BANASTRE RD T1 / DOVER RD T1 / GRANTHAM CL T1 | 0 | 0 | 0 | 0 | 0 | 0 | 0 | 0 | 0 | 0 | 0 | 0 | 0 | 0 | 0 | 0 | 0 | 0 | 0 | 0 | 0 | 0 | 0 | 0 | 0 | 0 | 0 | 0 | 0 | 0 | 0 | 0 | 0 | 0 | 0 | 0 | 0 | 0 | 0 | 0 | 0 | 0 | 0 | 0 | 0 | 0 | 0 | 0 | 0 | 0 | 0 | 0 | 0 | 0 | 0 | 0 | 0 | 0 | 0 | 0 | 0 | 0 | 0 | 0 | 0 | 0 | 0 | 0 | 0 | 0 | 0 | 0 | 0 | 0 | 0 | 0 | 0 | 0 | 0 | 0 | 0 | 0 | 0 | 0 | 0 | 0 | 0 | 0 | 0 | 0 | 0 | 0 | 0 | 0 | 0 | 0 | 0 | 0 | 0 | 0 | 0 | 0 | 0 | 0 | 0 | 0 | 0 | 0 | 0 | 0 | 0 | 0 | 0 | 0 | 0 | 0 | 0 | 0 | 0 | 0 | 0 | 0 | 0 | 0 | 0 | 0 | 0 | 0 | 0 | 0 | 0 | 0 | 0 | 0 | 0 | 0 | 0 | 0 | 0 | 0 | 0 | 0 | 0 | 0 | 0 | 0 | 0 | 0 | 0 | 0
PSS | BANGOR HOSP T1 / EITHINOG T1 / BANGOR UNIVERSITY T1 / HIRAEL T1 | 0 | 0 | 0 | 0 | 0 | 0 | 0 | 0 | 0 | 0 | 0 | 0 | 0 | 0 | 0 | 0 | 0 | 0 | 0 | 0 | 0 | 0 | 0 | 0 | 0 | 0 | 0 | 0 | 0 | 0 | 0 | 0 | 0 | 0 | 0 | 0 | 0 | 0 | 0 | 0 | 0 | 0 | 0 | 0 | 0 | 0 | 0 | 0 | 0 | 0 | 0 | 0 | 0 | 0 | 0 | 0 | 0 | 0 | 0 | 0 | 0 | 0 | 0 | 0 | 0 | 0 | 0 | 0 | 0 | 0 | 0 | 0 | 0 | 0 | 0 | 0 | 0 | 0 | 0 | 0 | 0 | 0 | 0 | 0 | 0 | 0 | 0 | 0 | 0 | 0 | 0 | 0 | 0 | 0 | 0 | 0 | 0 | 0 | 0 | 0 | 0 | 0 | 0 | 0 | 0 | 0 | 0 | 0 | 0 | 0 | 0 | 0 | 0 | 0 | 0 | 0 | 0 | 0 | 0 | 0 | 0 | 0 | 0 | 0 | 0 | 0 | 0 | 0 | 0 | 0 | 0 | 0 | 0 | 0 | 0 | 0 | 0 | 0 | 0 | 0 | 0 | 0 | 0 | 0 | 0 | 0 | 0 | 0 | 0 | 0
PSS | BARBAULD ST T1 / HORROCKS LA T1 / WARRINGTON CENTRAL T1 | 0 | 0 | 0 | 0 | 0 | 0 | 0 | 0 | 0 | 0 | 0 | 0 | 0 | 0 | 0 | 0 | 0 | 0 | 0 | 0 | 0 | 0 | 0 | 0 | 0 | 0 | 0 | 0 | 0 | 0 | 0 | 0 | 0 | 0 | 0 | 0 | 0 | 0 | 0 | 0 | 0 | 0 | 0 | 0 | 0 | 0 | 0 | 0 | 0 | 0 | 0 | 0 | 0 | 0 | 0 | 0 | 0 | 0 | 0 | 0 | 0 | 0 | 0 | 0 | 0 | 0 | 0 | 0 | 0 | 0 | 0 | 0 | 0 | 0 | 0 | 0 | 0 | 0 | 0 | 0 | 0 | 0 | 0 | 0 | 0 | 0 | 0 | 0 | 0 | 0 | 0 | 0 | 0 | 0 | 0 | 0 | 0 | 0 | 0 | 0 | 0 | 0 | 0 | 0 | 0 | 0 | 0 | 0 | 0 | 0 | 0 | 0 | 0 | 0 | 0 | 0 | 0 | 0 | 0 | 0 | 0 | 0 | 0 | 0 | 0 | 0 | 0 | 0 | 0 | 0 | 0 | 0 | 0 | 0 | 0 | 0 | 0 | 0 | 0 | 0 | 0 | 0 | 0 | 0 | 0 | 0 | 0 | 0 | 0 | 0
PSS | BARMOUTH T1 | 0 | 0 | 0 | 0 | 0 | 0 | 0 | 0 | 0 | 0 | 0 | 0 | 0 | 0 | 0 | 0 | 0 | 0 | 0 | 0 | 0 | 0 | 0 | 0 | 0 | 0 | 0 | 0 | 0 | 0 | 0 | 0 | 0 | 0 | 0 | 0 | 0 | 0 | 0 | 0 | 0 | 0 | 0 | 0 | 0 | 0 | 0 | 0 | 0 | 0 | 0 | 0 | 0 | 0 | 0 | 0 | 0 | 0 | 0 | 0 | 0 | 0 | 0 | 0 | 0 | 0 | 0 | 0 | 0 | 0 | 0 | 0 | 0 | 0 | 0 | 0 | 0 | 0 | 0 | 0 | 0 | 0 | 0 | 0 | 0 | 0 | 0 | 0 | 0 | 0 | 0 | 0 | 0 | 0 | 0 | 0 | 0 | 0 | 0 | 0 | 0 | 0 | 0 | 0 | 0 | 0 | 0 | 0 | 0 | 0 | 0 | 0 | 0 | 0 | 0 | 0 | 0 | 0 | 0 | 0 | 0 | 0 | 0 | 0 | 0 | 0 | 0 | 0 | 0 | 0 | 0 | 0 | 0 | 0 | 0 | 0 | 0 | 0 | 0 | 0 | 0 | 0 | 0 | 0 | 0 | 0 | 0 | 0 | 0 | 0
PSS | BARNSTON T1 / GAYTON T1 / IRBY T1 / THINGWALL T1 | 0 | 0 | 0 | 0 | 0 | 0 | 0 | 0 | 0 | 0 | 0 | 0 | 0 | 0 | 0 | 0 | 0 | 0 | 0 | 0 | 0 | 0 | 0 | 0 | 0 | 0 | 0 | 0 | 0 | 0 | 0 | 0 | 0 | 0 | 0 | 0 | 0 | 0 | 0 | 0 | 0 | 0 | 0 | 0 | 0 | 0 | 0 | 0 | 0 | 0 | 0 | 0 | 0 | 0 | 0 | 0 | 0 | 0 | 0 | 0 | 0 | 0 | 0 | 0 | 0 | 0 | 0 | 0 | 0 | 0 | 0 | 0 | 0 | 0 | 0 | 0 | 0 | 0 | 0 | 0 | 0 | 0 | 0 | 0 | 0 | 0 | 0 | 0 | 0 | 0 | 0 | 0 | 0 | 0 | 0 | 0 | 0 | 0 | 0 | 0 | 0 | 0 | 0 | 0 | 0 | 0 | 0 | 0 | 0 | 0 | 0 | 0 | 0 | 0 | 0 | 0 | 0 | 0 | 0 | 0 | 0 | 0 | 0 | 0 | 0 | 0 | 0 | 0 | 0 | 0 | 0 | 0 | 0 | 0 | 0 | 0 | 0 | 0 | 0 | 0 | 0 | 0 | 0 | 0 | 0 | 0 | 0 | 0 | 0 | 0
PSS | BASCHURCH T1 | 0.5 | 0.5 | 0.5 | 0.5 | 0.5 | 0.5 | 0.5 | 0.5 | 0.5 | 0.5 | 0.5 | 0.5 | 0.5 | 0.5 | 0.5 | 0.5 | 0.5 | 0.5 | 0.5 | 0.5 | 0.5 | 0.5 | 0.5 | 0.5 | 0.5 | 0.5 | 0.5 | 0.5 | 0.5 | 0.5 | 0.5 | 0.5 | 0.5 | 0.5 | 0.5 | 0.5 | 0.5 | 0.5 | 0.5 | 0.5 | 0.5 | 0.5 | 0.5 | 0.5 | 0.5 | 0.5 | 0.5 | 0.5 | 0.5 | 0.5 | 0.5 | 0.5 | 0.5 | 0.5 | 0.5 | 0.5 | 0.5 | 0.5 | 0.3 | 0.3 | 0.5 | 0.5 | 0.5 | 0.5 | 0.5 | 0.5 | 0.5 | 0.5 | 0.5 | 0.5 | 0.5 | 0.5 | 0.5 | 0.5 | 0.5 | 0.5 | 0.5 | 0.5 | 0.5 | 0.5 | 0.5 | 0.5 | 0.5 | 0.5 | 0.5 | 0.5 | 0.5 | 0.5 | 0.5 | 0.5 | 0.5 | 0.5 | 0.5 | 0.5 | 0.5 | 0.5 | 0.5 | 0.5 | 0.5 | 0.5 | 0.5 | 0.5 | 0.5 | 0.5 | 0.5 | 0.5 | 0.5 | 0.5 | 0.5 | 0.5 | 0.5 | 0.5 | 0.5 | 0.5 | 0.5 | 0.5 | 0.5 | 0.5 | 0.5 | 0.5 | 0.5 | 0.5 | 0.5 | 0.5 | 0.5 | 0.5 | 0.5 | 0.5 | 0.5 | 0.5 | 0.5 | 0.5 | 0.5 | 0.5 | 0.5 | 0.5 | 0.5 | 0.5 | 0.5 | 0.5 | 0.5 | 0.5 | 0.5 | 0.5 | 0.5 | 0.5 | 0.5 | 0.5 | 0.5 | 0.5
PSS | BASS CHARRINGTON T1 / BASS CHARRINGTON T2 / CLIFTON T1 / YKK T1 | 0 | 0 | 0 | 0 | 0 | 0 | 0 | 0 | 0 | 0 | 0 | 0 | 0 | 0 | 0 | 0 | 0 | 0 | 0 | 0 | 0 | 0 | 0 | 0 | 0 | 0 | 0 | 0 | 0 | 0 | 0 | 0 | 0 | 0 | 0 | 0 | 0 | 0 | 0 | 0 | 0 | 0 | 0 | 0 | 0 | 0 | 0 | 0 | 0 | 0 | 0 | 0 | 0 | 0 | 0 | 0 | 0 | 0 | 0 | 0 | 0 | 0 | 0 | 0 | 0 | 0 | 0 | 0 | 0 | 0 | 0 | 0 | 0 | 0 | 0 | 0 | 0 | 0 | 0 | 0 | 0 | 0 | 0 | 0 | 0 | 0 | 0 | 0 | 0 | 0 | 0 | 0 | 0 | 0 | 0 | 0 | 0 | 0 | 0 | 0 | 0 | 0 | 0 | 0 | 0 | 0 | 0 | 0 | 0 | 0 | 0 | 0 | 0 | 0 | 0 | 0 | 0 | 0 | 0 | 0 | 0 | 0 | 0 | 0 | 0 | 0 | 0 | 0 | 0 | 0 | 0 | 0 | 0 | 0 | 0 | 0 | 0 | 0 | 0 | 0 | 0 | 0 | 0 | 0 | 0 | 0 | 0 | 0 | 0 | 0
PSS | BATTERSBY LA T1 / RYLANDS ELDON ST T2 | 0 | 0 | 0 | 0 | 0 | 0 | 0 | 0 | 0 | 0 | 0 | 0 | 0 | 0 | 0 | 0 | 0 | 0 | 0 | 0 | 0 | 0 | 0 | 0 | 0 | 0 | 0 | 0 | 0 | 0 | 0 | 0 | 0 | 0 | 0 | 0 | 0 | 0 | 0 | 0 | 0 | 0 | 0 | 0 | 0 | 0 | 0 | 0 | 0 | 0 | 0 | 0 | 0 | 0 | 0 | 0 | 0 | 0 | 0 | 0 | 0 | 0 | 0 | 0 | 0 | 0 | 0 | 0 | 0 | 0 | 0 | 0 | 0 | 0 | 0 | 0 | 0 | 0 | 0 | 0 | 0 | 0 | 0 | 0 | 0 | 0 | 0 | 0 | 0 | 0 | 0 | 0 | 0 | 0 | 0 | 0 | 0 | 0 | 0 | 0 | 0 | 0 | 0 | 0 | 0 | 0 | 0 | 0 | 0 | 0 | 0 | 0 | 0 | 0 | 0 | 0 | 0 | 0 | 0 | 0 | 0 | 0 | 0 | 0 | 0 | 0 | 0 | 0 | 0 | 0 | 0 | 0 | 0 | 0 | 0 | 0 | 0 | 0 | 0 | 0 | 0 | 0 | 0 | 0 | 0 | 0 | 0 | 0 | 0 | 0
PSS | BEAUMARIS T1 | 0 | 0 | 0 | 0 | 0 | 0 | 0 | 0 | 0 | 0 | 0 | 0 | 0 | 0 | 0 | 0 | 0 | 0 | 0 | 0 | 0 | 0 | 0 | 0 | 0 | 0 | 0 | 0 | 0 | 0 | 0 | 0 | 0 | 0 | 0 | 0 | 0 | 0 | 0 | 0 | 0 | 0 | 0 | 0 | 0 | 0 | 0 | 0 | 0 | 0 | 0 | 0 | 0 | 0 | 0 | 0 | 0 | 0 | 0 | 0 | 0 | 0 | 0 | 0 | 0 | 0 | 0 | 0 | 0 | 0 | 0 | 0 | 0 | 0 | 0 | 0 | 0 | 0 | 0 | 0 | 0 | 0 | 0 | 0 | 0 | 0 | 0 | 0 | 0 | 0 | 0 | 0 | 0 | 0 | 0 | 0 | 0 | 0 | 0 | 0 | 0 | 0 | 0 | 0 | 0 | 0 | 0 | 0 | 0 | 0 | 0 | 0 | 0 | 0 | 0 | 0 | 0 | 0 | 0 | 0 | 0 | 0 | 0 | 0 | 0 | 0 | 0 | 0 | 0 | 0 | 0 | 0 | 0 | 0 | 0 | 0 | 0 | 0 | 0 | 0 | 0 | 0 | 0 | 0 | 0 | 0 | 0 | 0 | 0 | 0
PSS | BEAUMONT ST T1 / DINGLE VALE T1 / LARK LA T1 / MDHB BRUNSWICK DOCK T1 | 0 | 0 | 0 | 0 | 0 | 0 | 0 | 0 | 0 | 0 | 0 | 0 | 0 | 0 | 0 | 0 | 0 | 0 | 0 | 0 | 0 | 0 | 0 | 0 | 0 | 0 | 0 | 0 | 0 | 0 | 0 | 0 | 0 | 0 | 0 | 0 | 0 | 0 | 0 | 0 | 0 | 0 | 0 | 0 | 0 | 0 | 0 | 0 | 0 | 0 | 0 | 0 | 0 | 0 | 0 | 0 | 0 | 0 | 0 | 0 | 0 | 0 | 0 | 0 | 0 | 0 | 0 | 0 | 0 | 0 | 0 | 0 | 0 | 0 | 0 | 0 | 0 | 0 | 0 | 0 | 0 | 0 | 0 | 0 | 0 | 0 | 0 | 0 | 0 | 0 | 0 | 0 | 0 | 0 | 0 | 0 | 0 | 0 | 0 | 0 | 0 | 0 | 0 | 0 | 0 | 0 | 0 | 0 | 0 | 0 | 0 | 0 | 0 | 0 | 0 | 0 | 0 | 0 | 0 | 0 | 0 | 0 | 0 | 0 | 0 | 0 | 0 | 0 | 0 | 0 | 0 | 0 | 0 | 0 | 0 | 0 | 0 | 0 | 0 | 0 | 0 | 0 | 0 | 0 | 0 | 0 | 0 | 0 | 0 | 0
PSS | BEDBURN DV T1 / BLUEBELL LA T1 / BROOKBRIDGE T1 / ECCLESTON T1 | 0 | 0 | 0 | 0 | 0 | 0 | 0 | 0 | 0 | 0 | 0 | 0 | 0 | 0 | 0 | 0 | 0 | 0 | 0 | 0 | 0 | 0 | 0 | 0 | 0 | 0 | 0 | 0 | 0 | 0 | 0 | 0 | 0 | 0 | 0 | 0 | 0 | 0 | 0 | 0 | 0 | 0 | 0 | 0 | 0 | 0 | 0 | 0 | 0 | 0 | 0 | 0 | 0 | 0 | 0 | 0 | 0 | 0 | 0 | 0 | 0 | 0 | 0 | 0 | 0 | 0 | 0 | 0 | 0 | 0 | 0 | 0 | 0 | 0 | 0 | 0 | 0 | 0 | 0 | 0 | 0 | 0 | 0 | 0 | 0 | 0 | 0 | 0 | 0 | 0 | 0 | 0 | 0 | 0 | 0 | 0 | 0 | 0 | 0 | 0 | 0 | 0 | 0 | 0 | 0 | 0 | 0 | 0 | 0 | 0 | 0 | 0 | 0 | 0 | 0 | 0 | 0 | 0 | 0 | 0 | 0 | 0 | 0 | 0 | 0 | 0 | 0 | 0 | 0 | 0 | 0 | 0 | 0 | 0 | 0 | 0 | 0 | 0 | 0 | 0 | 0 | 0 | 0 | 0 | 0 | 0 | 0 | 0 | 0 | 0
PSS | BEECH ST T1 / LISTER DV A T2 | 0 | 0 | 0 | 0 | 0 | 0 | 0 | 0 | 0 | 0 | 0 | 0 | 0 | 0 | 0 | 0 | 0 | 0 | 0 | 0 | 0 | 0 | 0 | 0 | 0 | 0 | 0 | 0 | 0 | 0 | 0 | 0 | 0 | 0 | 0 | 0 | 0 | 0 | 0 | 0 | 0 | 0 | 0 | 0 | 0 | 0 | 0 | 0 | 0 | 0 | 0 | 0 | 0 | 0 | 0 | 0 | 0 | 0 | 0 | 0 | 0 | 0 | 0 | 0 | 0 | 0 | 0 | 0 | 0 | 0 | 0 | 0 | 0 | 0 | 0 | 0 | 0 | 0 | 0 | 0 | 0 | 0 | 0 | 0 | 0 | 0 | 0 | 0 | 0 | 0 | 0 | 0 | 0 | 0 | 0 | 0 | 0 | 0 | 0 | 0 | 0 | 0 | 0 | 0 | 0 | 0 | 0 | 0 | 0 | 0 | 0 | 0 | 0 | 0 | 0 | 0 | 0 | 0 | 0 | 0 | 0 | 0 | 0 | 0 | 0 | 0 | 0 | 0 | 0 | 0 | 0 | 0 | 0 | 0 | 0 | 0 | 0 | 0 | 0 | 0 | 0 | 0 | 0 | 0 | 0 | 0 | 0 | 0 | 0 | 0
PSS | BEMROSE T1 / CARR LA EAST T1 / LUCAS (FAZAKERLEY) T1 / NORRIS GREEN T1 / WEST DERBY T1 | 0 | 0 | 0 | 0 | 0 | 0 | 0 | 0 | 0 | 0 | 0 | 0 | 0 | 0 | 0 | 0 | 0 | 0 | 0 | 0 | 0 | 0 | 0 | 0 | 0 | 0 | 0 | 0 | 0 | 0 | 0 | 0 | 0 | 0 | 0 | 0 | 0 | 0 | 0 | 0 | 0 | 0 | 0 | 0 | 0 | 0 | 0 | 0 | 0 | 0 | 0 | 0 | 0 | 0 | 0 | 0 | 0 | 0 | 0 | 0 | 0 | 0 | 0 | 0 | 0 | 0 | 0 | 0 | 0 | 0 | 0 | 0 | 0 | 0 | 0 | 0 | 0 | 0 | 0 | 0 | 0 | 0 | 0 | 0 | 0 | 0 | 0 | 0 | 0 | 0 | 0 | 0 | 0 | 0 | 0 | 0 | 0 | 0 | 0 | 0 | 0 | 0 | 0 | 0 | 0 | 0 | 0 | 0 | 0 | 0 | 0 | 0 | 0 | 0 | 0 | 0 | 0 | 0 | 0 | 0 | 0 | 0 | 0 | 0 | 0 | 0 | 0 | 0 | 0 | 0 | 0 | 0 | 0 | 0 | 0 | 0 | 0 | 0 | 0 | 0 | 0 | 0 | 0 | 0 | 0 | 0 | 0 | 0 | 0 | 0
PSS | BENTINCK ST T1 / BENTINCK ST T2 / CHESTER ST (BIRKENHEAD) T1 | 0 | 0 | 0 | 0 | 0 | 0 | 0 | 0 | 0 | 0 | 0 | 0 | 0 | 0 | 0 | 0 | 0 | 0 | 0 | 0 | 0 | 0 | 0 | 0 | 0 | 0 | 0 | 0 | 0 | 0 | 0 | 0 | 0 | 0 | 0 | 0 | 0 | 0 | 0 | 0 | 0 | 0 | 0 | 0 | 0 | 0 | 0 | 0 | 0 | 0 | 0 | 0 | 0 | 0 | 0 | 0 | 0 | 0 | 0 | 0 | 0 | 0 | 0 | 0 | 0 | 0 | 0 | 0 | 0 | 0 | 0 | 0 | 0 | 0 | 0 | 0 | 0 | 0 | 0 | 0 | 0 | 0 | 0 | 0 | 0 | 0 | 0 | 0 | 0 | 0 | 0 | 0 | 0 | 0 | 0 | 0 | 0 | 0 | 0 | 0 | 0 | 0 | 0 | 0 | 0 | 0 | 0 | 0 | 0 | 0 | 0 | 0 | 0 | 0 | 0 | 0 | 0 | 0 | 0 | 0 | 0 | 0 | 0 | 0 | 0 | 0 | 0 | 0 | 0 | 0 | 0 | 0 | 0 | 0 | 0 | 0 | 0 | 0 | 0 | 0 | 0 | 0 | 0 | 0 | 0 | 0 | 0 | 0 | 0 | 0
PSS | BERSHAM COLLIERY T1 | 0 | 0 | 0 | 0 | 0 | 0 | 0 | 0 | 0 | 0 | 0 | 0 | 0 | 0 | 0 | 0 | 0 | 0 | 0 | 0 | 0 | 0 | 0 | 0 | 0 | 0 | 0 | 0 | 0 | 0 | 0 | 0 | 0 | 0 | 0 | 0 | 0 | 0 | 0 | 0 | 0 | 0 | 0 | 0 | 0 | 0 | 0 | 0 | 0 | 0 | 0 | 0 | 0 | 0 | 0 | 0 | 0 | 0 | 0 | 0 | 0 | 0 | 0 | 0 | 0 | 0 | 0 | 0 | 0 | 0 | 0 | 0 | 0 | 0 | 0 | 0 | 0 | 0 | 0 | 0 | 0 | 0 | 0 | 0 | 0 | 0 | 0 | 0 | 0 | 0 | 0 | 0 | 0 | 0 | 0 | 0 | 0 | 0 | 0 | 0 | 0 | 0 | 0 | 0 | 0 | 0 | 0 | 0 | 0 | 0 | 0 | 0 | 0 | 0 | 0 | 0 | 0 | 0 | 0 | 0 | 0 | 0 | 0 | 0 | 0 | 0 | 0 | 0 | 0 | 0 | 0 | 0 | 0 | 0 | 0 | 0 | 0 | 0 | 0 | 0 | 0 | 0 | 0 | 0 | 0 | 0 | 0 | 0 | 0 | 0
PSS | BERSHAM RD T1 / IND COOPE T1 / RHYD BROUGHTON LA T1 / TUTTLE ST T1 | 0 | 0 | 0 | 0 | 0 | 0 | 0 | 0 | 0 | 0 | 0 | 0 | 0 | 0 | 0 | 0 | 0 | 0 | 0 | 0 | 0 | 0 | 0 | 0 | 0 | 0 | 0 | 0 | 0 | 0 | 0 | 0 | 0 | 0 | 0 | 0 | 0 | 0 | 0 | 0 | 0 | 0 | 0 | 0 | 0 | 0 | 0 | 0 | 0 | 0 | 0 | 0 | 0 | 0 | 0 | 0 | 0 | 0 | 0 | 0 | 0 | 0 | 0 | 0 | 0 | 0 | 0 | 0 | 0 | 0 | 0 | 0 | 0 | 0 | 0 | 0 | 0 | 0 | 0 | 0 | 0 | 0 | 0 | 0 | 0 | 0 | 0 | 0 | 0 | 0 | 0 | 0 | 0 | 0 | 0 | 0 | 0 | 0 | 0 | 0 | 0 | 0 | 0 | 0 | 0 | 0 | 0 | 0 | 0 | 0 | 0 | 0 | 0 | 0 | 0 | 0 | 0 | 0 | 0 | 0 | 0 | 0 | 0 | 0 | 0 | 0 | 0 | 0 | 0 | 0 | 0 | 0 | 0 | 0 | 0 | 0 | 0 | 0 | 0 | 0 | 0 | 0 | 0 | 0 | 0 | 0 | 0 | 0 | 0 | 0
PSS | BETHESDA T1 | 0 | 0 | 0 | 0 | 0 | 0 | 0 | 0 | 0 | 0 | 0 | 0 | 0 | 0 | 0 | 0 | 0 | 0 | 0 | 0 | 0 | 0 | 0 | 0 | 0 | 0 | 0 | 0 | 0 | 0 | 0 | 0 | 0 | 0 | 0 | 0 | 0 | 0 | 0 | 0 | 0 | 0 | 0 | 0 | 0 | 0 | 0 | 0 | 0 | 0 | 0 | 0 | 0 | 0 | 0 | 0 | 0 | 0 | 0 | 0 | 0 | 0 | 0 | 0 | 0 | 0 | 0 | 0 | 0 | 0 | 0 | 0 | 0 | 0 | 0 | 0 | 0 | 0 | 0 | 0 | 0 | 0 | 0 | 0 | 0 | 0 | 0 | 0 | 0 | 0 | 0 | 0 | 0 | 0 | 0 | 0 | 0 | 0 | 0 | 0 | 0 | 0 | 0 | 0 | 0 | 0 | 0 | 0 | 0 | 0 | 0 | 0 | 0 | 0 | 0 | 0 | 0 | 0 | 0 | 0 | 0 | 0 | 0 | 0 | 0 | 0 | 0 | 0 | 0 | 0 | 0 | 0 | 0 | 0 | 0 | 0 | 0 | 0 | 0 | 0 | 0 | 0 | 0 | 0 | 0 | 0 | 0 | 0 | 0 | 0
PSS | BETWS-Y-COED T1 | 0.4 | 0.4 | 0.4 | 0.4 | 0.4 | 0.4 | 0.4 | 0.4 | 0.4 | 0.4 | 0.4 | 0.4 | 0.4 | 0.5 | 0.5 | 0.5 | 0.5 | 0.5 | 0.5 | 0.5 | 0.5 | 0.5 | 0.5 | 0.5 | 0.5 | 0.5 | 0.5 | 0.5 | 0.5 | 0.5 | 0.4 | 0.4 | 0.4 | 0.4 | 0.4 | 0.4 | 0.4 | 0.4 | 0.4 | 0.4 | 0.4 | 0.4 | 0.4 | 0.4 | 0.4 | 0.4 | 0.4 | 0.4 | 0.4 | 0.4 | 0.4 | 0.4 | 0.4 | 0.4 | 0.4 | 0.4 | 0.4 | 0.4 | 0.3 | 0.3 | 0.4 | 0.4 | 0.4 | 0.4 | 0.4 | 0.4 | 0.4 | 0.4 | 0.4 | 0.4 | 0.4 | 0.4 | 0.4 | 0.4 | 0.4 | 0.4 | 0.4 | 0.4 | 0.4 | 0.4 | 0.4 | 0.4 | 0.4 | 0.4 | 0.4 | 0.4 | 0.4 | 0.4 | 0.4 | 0.4 | 0.4 | 0.4 | 0.4 | 0.4 | 0.4 | 0.4 | 0.4 | 0.4 | 0.4 | 0.4 | 0.4 | 0.4 | 0.4 | 0.4 | 0.4 | 0.4 | 0.4 | 0.4 | 0.4 | 0.4 | 0.4 | 0.4 | 0.4 | 0.4 | 0.4 | 0.4 | 0.4 | 0.4 | 0.4 | 0.4 | 0.4 | 0.4 | 0.4 | 0.4 | 0.4 | 0.4 | 0.4 | 0.4 | 0.4 | 0.4 | 0.4 | 0.4 | 0.4 | 0.4 | 0.4 | 0.4 | 0.4 | 0.4 | 0.4 | 0.4 | 0.4 | 0.4 | 0.4 | 0.4 | 0.4 | 0.4 | 0.4 | 0.4 | 0.4 | 0.4
PSS | BEWSEY T1 / OWEN ST T1 / RODNEY ST T1 / RYLANDS ELDON ST T1 | 0 | 0 | 0 | 0 | 0 | 0 | 0 | 0 | 0 | 0 | 0 | 0 | 0 | 0 | 0 | 0 | 0 | 0 | 0 | 0 | 0 | 0 | 0 | 0 | 0 | 0 | 0 | 0 | 0 | 0 | 0 | 0 | 0 | 0 | 0 | 0 | 0 | 0 | 0 | 0 | 0 | 0 | 0 | 0 | 0 | 0 | 0 | 0 | 0 | 0 | 0 | 0 | 0 | 0 | 0 | 0 | 0 | 0 | 0 | 0 | 0 | 0 | 0 | 0 | 0 | 0 | 0 | 0 | 0 | 0 | 0 | 0 | 0 | 0 | 0 | 0 | 0 | 0 | 0 | 0 | 0 | 0 | 0 | 0 | 0 | 0 | 0 | 0 | 0 | 0 | 0 | 0 | 0 | 0 | 0 | 0 | 0 | 0 | 0 | 0 | 0 | 0 | 0 | 0 | 0 | 0 | 0 | 0 | 0 | 0 | 0 | 0 | 0 | 0 | 0 | 0 | 0 | 0 | 0 | 0 | 0 | 0 | 0 | 0 | 0 | 0 | 0 | 0 | 0 | 0 | 0 | 0 | 0 | 0 | 0 | 0 | 0 | 0 | 0 | 0 | 0 | 0 | 0 | 0 | 0 | 0 | 0 | 0 | 0 | 0
PSS | BIBBYS T1 / INLAND REVENUE OFFICES T1 / REGENT RD T1 | 0 | 0 | 0 | 0 | 0 | 0 | 0 | 0 | 0 | 0 | 0 | 0 | 0 | 0 | 0 | 0 | 0 | 0 | 0 | 0 | 0 | 0 | 0 | 0 | 0 | 0 | 0 | 0 | 0 | 0 | 0 | 0 | 0 | 0 | 0 | 0 | 0 | 0 | 0 | 0 | 0 | 0 | 0 | 0 | 0 | 0 | 0 | 0 | 0 | 0 | 0 | 0 | 0 | 0 | 0 | 0 | 0 | 0 | 0 | 0 | 0 | 0 | 0 | 0 | 0 | 0 | 0 | 0 | 0 | 0 | 0 | 0 | 0 | 0 | 0 | 0 | 0 | 0 | 0 | 0 | 0 | 0 | 0 | 0 | 0 | 0 | 0 | 0 | 0 | 0 | 0 | 0 | 0 | 0 | 0 | 0 | 0 | 0 | 0 | 0 | 0 | 0 | 0 | 0 | 0 | 0 | 0 | 0 | 0 | 0 | 0 | 0 | 0 | 0 | 0 | 0 | 0 | 0 | 0 | 0 | 0 | 0 | 0 | 0 | 0 | 0 | 0 | 0 | 0 | 0 | 0 | 0 | 0 | 0 | 0 | 0 | 0 | 0 | 0 | 0 | 0 | 0 | 0 | 0 | 0 | 0 | 0 | 0 | 0 | 0
PSS | BICC HELSBY T2 / EVC T1 | 0 | 0 | 0 | 0 | 0 | 0 | 0 | 0 | 0 | 0 | 0 | 0 | 0 | 0 | 0 | 0 | 0 | 0 | 0 | 0 | 0 | 0 | 0 | 0 | 0 | 0 | 0 | 0 | 0 | 0 | 0 | 0 | 0 | 0 | 0 | 0 | 0 | 0 | 0 | 0 | 0 | 0 | 0 | 0 | 0 | 0 | 0 | 0 | 0 | 0 | 0 | 0 | 0 | 0 | 0 | 0 | 0 | 0 | 0 | 0 | 0 | 0 | 0 | 0 | 0 | 0 | 0 | 0 | 0 | 0 | 0 | 0 | 0 | 0 | 0 | 0 | 0 | 0 | 0 | 0 | 0 | 0 | 0 | 0 | 0 | 0 | 0 | 0 | 0 | 0 | 0 | 0 | 0 | 0 | 0 | 0 | 0 | 0 | 0 | 0 | 0 | 0 | 0 | 0 | 0 | 0 | 0 | 0 | 0 | 0 | 0 | 0 | 0 | 0 | 0 | 0 | 0 | 0 | 0 | 0 | 0 | 0 | 0 | 0 | 0 | 0 | 0 | 0 | 0 | 0 | 0 | 0 | 0 | 0 | 0 | 0 | 0 | 0 | 0 | 0 | 0 | 0 | 0 | 0 | 0 | 0 | 0 | 0 | 0 | 0
PSS | BICC HUYTON QUARRY T1 / TARBOCK T1 / WHISTON T1 | 0 | 0 | 0 | 0 | 0 | 0 | 0 | 0 | 0 | 0 | 0 | 0 | 0 | 0 | 0 | 0 | 0 | 0 | 0 | 0 | 0 | 0 | 0 | 0 | 0 | 0 | 0 | 0 | 0 | 0 | 0 | 0 | 0 | 0 | 0 | 0 | 0 | 0 | 0 | 0 | 0 | 0 | 0 | 0 | 0 | 0 | 0 | 0 | 0 | 0 | 0 | 0 | 0 | 0 | 0 | 0 | 0 | 0 | 0 | 0 | 0 | 0 | 0 | 0 | 0 | 0 | 0 | 0 | 0 | 0 | 0 | 0 | 0 | 0 | 0 | 0 | 0 | 0 | 0 | 0 | 0 | 0 | 0 | 0 | 0 | 0 | 0 | 0 | 0 | 0 | 0 | 0 | 0 | 0 | 0 | 0 | 0 | 0 | 0 | 0 | 0 | 0 | 0 | 0 | 0 | 0 | 0 | 0 | 0 | 0 | 0 | 0 | 0 | 0 | 0 | 0 | 0 | 0 | 0 | 0 | 0 | 0 | 0 | 0 | 0 | 0 | 0 | 0 | 0 | 0 | 0 | 0 | 0 | 0 | 0 | 0 | 0 | 0 | 0 | 0 | 0 | 0 | 0 | 0 | 0 | 0 | 0 | 0 | 0 | 0
PSS | BICC WREXHAM T1 / MARCHWIEL T1 / WIE CENTRAL T1 | 0 | 0 | 0 | 0 | 0 | 0 | 0 | 0 | 0 | 0 | 0 | 0 | 0 | 0 | 0 | 0 | 0 | 0 | 0 | 0 | 0 | 0 | 0 | 0 | 0 | 0 | 0 | 0 | 0 | 0 | 0 | 0 | 0 | 0 | 0 | 0 | 0 | 0 | 0 | 0 | 0 | 0 | 0 | 0 | 0 | 0 | 0 | 0 | 0 | 0 | 0 | 0 | 0 | 0 | 0 | 0 | 0 | 0 | 0 | 0 | 0 | 0 | 0 | 0 | 0 | 0 | 0 | 0 | 0 | 0 | 0 | 0 | 0 | 0 | 0 | 0 | 0 | 0 | 0 | 0 | 0 | 0 | 0 | 0 | 0 | 0 | 0 | 0 | 0 | 0 | 0 | 0 | 0 | 0 | 0 | 0 | 0 | 0 | 0 | 0 | 0 | 0 | 0 | 0 | 0 | 0 | 0 | 0 | 0 | 0 | 0 | 0 | 0 | 0 | 0 | 0 | 0 | 0 | 0 | 0 | 0 | 0 | 0 | 0 | 0 | 0 | 0 | 0 | 0 | 0 | 0 | 0 | 0 | 0 | 0 | 0 | 0 | 0 | 0 | 0 | 0 | 0 | 0 | 0 | 0 | 0 | 0 | 0 | 0 | 0
PSS | BIRKENHEAD CENTRAL T1 / SINGLETON AVE T1 / TRANMERE T1 | 0 | 0 | 0 | 0 | 0 | 0 | 0 | 0 | 0 | 0 | 0 | 0 | 0 | 0 | 0 | 0 | 0 | 0 | 0 | 0 | 0 | 0 | 0 | 0 | 0 | 0 | 0 | 0 | 0 | 0 | 0 | 0 | 0 | 0 | 0 | 0 | 0 | 0 | 0 | 0 | 0 | 0 | 0 | 0 | 0 | 0 | 0 | 0 | 0 | 0 | 0 | 0 | 0 | 0 | 0 | 0 | 0 | 0 | 0 | 0 | 0 | 0 | 0 | 0 | 0 | 0 | 0 | 0 | 0 | 0 | 0 | 0 | 0 | 0 | 0 | 0 | 0 | 0 | 0 | 0 | 0 | 0 | 0 | 0 | 0 | 0 | 0 | 0 | 0 | 0 | 0 | 0 | 0 | 0 | 0 | 0 | 0 | 0 | 0 | 0 | 0 | 0 | 0 | 0 | 0 | 0 | 0 | 0 | 0 | 0 | 0 | 0 | 0 | 0 | 0 | 0 | 0 | 0 | 0 | 0 | 0 | 0 | 0 | 0 | 0 | 0 | 0 | 0 | 0 | 0 | 0 | 0 | 0 | 0 | 0 | 0 | 0 | 0 | 0 | 0 | 0 | 0 | 0 | 0 | 0 | 0 | 0 | 0 | 0 | 0
PSS | BIXTETH ST T1 / LITTLEWOODS T1 | 0 | 0 | 0 | 0 | 0 | 0 | 0 | 0 | 0 | 0 | 0 | 0 | 0 | 0 | 0 | 0 | 0 | 0 | 0 | 0 | 0 | 0 | 0 | 0 | 0 | 0 | 0 | 0 | 0 | 0 | 0 | 0 | 0 | 0 | 0 | 0 | 0 | 0 | 0 | 0 | 0 | 0 | 0 | 0 | 0 | 0 | 0 | 0 | 0 | 0 | 0 | 0 | 0 | 0 | 0 | 0 | 0 | 0 | 0 | 0 | 0 | 0 | 0 | 0 | 0 | 0 | 0 | 0 | 0 | 0 | 0 | 0 | 0 | 0 | 0 | 0 | 0 | 0 | 0 | 0 | 0 | 0 | 0 | 0 | 0 | 0 | 0 | 0 | 0 | 0 | 0 | 0 | 0 | 0 | 0 | 0 | 0 | 0 | 0 | 0 | 0 | 0 | 0 | 0 | 0 | 0 | 0 | 0 | 0 | 0 | 0 | 0 | 0 | 0 | 0 | 0 | 0 | 0 | 0 | 0 | 0 | 0 | 0 | 0 | 0 | 0 | 0 | 0 | 0 | 0 | 0 | 0 | 0 | 0 | 0 | 0 | 0 | 0 | 0 | 0 | 0 | 0 | 0 | 0 | 0 | 0 | 0 | 0 | 0 | 0
PSS | BLACON T1 / COCOA BARRY T1 / CRANE BANK T1 / KNUTSFORD WAY T1 / TOWER WHARF T1 | 0 | 0 | 0 | 0 | 0 | 0 | 0 | 0 | 0 | 0 | 0 | 0 | 0 | 0 | 0 | 0 | 0 | 0 | 0 | 0 | 0 | 0 | 0 | 0 | 0 | 0 | 0 | 0 | 0 | 0 | 0 | 0 | 0 | 0 | 0 | 0 | 0 | 0 | 0 | 0 | 0 | 0 | 0 | 0 | 0 | 0 | 0 | 0 | 0 | 0 | 0 | 0 | 0 | 0 | 0 | 0 | 0 | 0 | 0 | 0 | 0 | 0 | 0 | 0 | 0 | 0 | 0 | 0 | 0 | 0 | 0 | 0 | 0 | 0 | 0 | 0 | 0 | 0 | 0 | 0 | 0 | 0 | 0 | 0 | 0 | 0 | 0 | 0 | 0 | 0 | 0 | 0 | 0 | 0 | 0 | 0 | 0 | 0 | 0 | 0 | 0 | 0 | 0 | 0 | 0 | 0 | 0 | 0 | 0 | 0 | 0 | 0 | 0 | 0 | 0 | 0 | 0 | 0 | 0 | 0 | 0 | 0 | 0 | 0 | 0 | 0 | 0 | 0 | 0 | 0 | 0 | 0 | 0 | 0 | 0 | 0 | 0 | 0 | 0 | 0 | 0 | 0 | 0 | 0 | 0 | 0 | 0 | 0 | 0 | 0
PSS | BLAENAU FFESTINIOG T1 | 0 | 0 | 0 | 0 | 0 | 0 | 0 | 0 | 0 | 0 | 0 | 0 | 0 | 0 | 0 | 0 | 0 | 0 | 0 | 0 | 0 | 0 | 0 | 0 | 0 | 0 | 0 | 0 | 0 | 0 | 0 | 0 | 0 | 0 | 0 | 0 | 0 | 0 | 0 | 0 | 0 | 0 | 0 | 0 | 0 | 0 | 0 | 0 | 0 | 0 | 0 | 0 | 0 | 0 | 0 | 0 | 0 | 0 | 0 | 0 | 0 | 0 | 0 | 0 | 0 | 0 | 0 | 0 | 0 | 0 | 0 | 0 | 0 | 0 | 0 | 0 | 0 | 0 | 0 | 0 | 0 | 0 | 0 | 0 | 0 | 0 | 0 | 0 | 0 | 0 | 0 | 0 | 0 | 0 | 0 | 0 | 0 | 0 | 0 | 0 | 0 | 0 | 0 | 0 | 0 | 0 | 0 | 0 | 0 | 0 | 0 | 0 | 0 | 0 | 0 | 0 | 0 | 0 | 0 | 0 | 0 | 0 | 0 | 0 | 0 | 0 | 0 | 0 | 0 | 0 | 0 | 0 | 0 | 0 | 0 | 0 | 0 | 0 | 0 | 0 | 0 | 0 | 0 | 0 | 0 | 0 | 0 | 0 | 0 | 0
PSS | BLUNDELL ST T1 / ST JAMES T1 / ROPEWALKS T1 | 0 | 0 | 0 | 0 | 0 | 0 | 0 | 0 | 0 | 0 | 0 | 0 | 0 | 0 | 0 | 0 | 0 | 0 | 0 | 0 | 0 | 0 | 0 | 0 | 0 | 0 | 0 | 0 | 0 | 0 | 0 | 0 | 0 | 0 | 0 | 0 | 0 | 0 | 0 | 0 | 0 | 0 | 0 | 0 | 0 | 0 | 0 | 0 | 0 | 0 | 0 | 0 | 0 | 0 | 0 | 0 | 0 | 0 | 0 | 0 | 0 | 0 | 0 | 0 | 0 | 0 | 0 | 0 | 0 | 0 | 0 | 0 | 0 | 0 | 0 | 0 | 0 | 0 | 0 | 0 | 0 | 0 | 0 | 0 | 0 | 0 | 0 | 0 | 0 | 0 | 0 | 0 | 0 | 0 | 0 | 0 | 0 | 0 | 0 | 0 | 0 | 0 | 0 | 0 | 0 | 0 | 0 | 0 | 0 | 0 | 0 | 0 | 0 | 0 | 0 | 0 | 0 | 0 | 0 | 0 | 0 | 0 | 0 | 0 | 0 | 0 | 0 | 0 | 0 | 0 | 0 | 0 | 0 | 0 | 0 | 0 | 0 | 0 | 0 | 0 | 0 | 0 | 0 | 0 | 0 | 0 | 0 | 0 | 0 | 0
PSS | BLUNDELLSANDS (NORTH) T1 / BLUNDELLSANDS (SOUTH) T1 / CROSBY T1 / KERSHAW AVE T1 / WATERLOO T2 | 0 | 0 | 0 | 0 | 0 | 0 | 0 | 0 | 0 | 0 | 0 | 0 | 0 | 0 | 0 | 0 | 0 | 0 | 0 | 0 | 0 | 0 | 0 | 0 | 0 | 0 | 0 | 0 | 0 | 0 | 0 | 0 | 0 | 0 | 0 | 0 | 0 | 0 | 0 | 0 | 0 | 0 | 0 | 0 | 0 | 0 | 0 | 0 | 0 | 0 | 0 | 0 | 0 | 0 | 0 | 0 | 0 | 0 | 0 | 0 | 0 | 0 | 0 | 0 | 0 | 0 | 0 | 0 | 0 | 0 | 0 | 0 | 0 | 0 | 0 | 0 | 0 | 0 | 0 | 0 | 0 | 0 | 0 | 0 | 0 | 0 | 0 | 0 | 0 | 0 | 0 | 0 | 0 | 0 | 0 | 0 | 0 | 0 | 0 | 0 | 0 | 0 | 0 | 0 | 0 | 0 | 0 | 0 | 0 | 0 | 0 | 0 | 0 | 0 | 0 | 0 | 0 | 0 | 0 | 0 | 0 | 0 | 0 | 0 | 0 | 0 | 0 | 0 | 0 | 0 | 0 | 0 | 0 | 0 | 0 | 0 | 0 | 0 | 0 | 0 | 0 | 0 | 0 | 0 | 0 | 0 | 0 | 0 | 0 | 0
PSS | BODFARI PRODUCERS T1 | 0 | 0 | 0 | 0 | 0 | 0 | 0 | 0 | 0 | 0 | 0 | 0 | 0 | 0 | 0 | 0 | 0 | 0 | 0 | 0 | 0 | 0 | 0 | 0 | 0 | 0 | 0 | 0 | 0 | 0 | 0 | 0 | 0 | 0 | 0 | 0 | 0 | 0 | 0 | 0 | 0 | 0 | 0 | 0 | 0 | 0 | 0 | 0 | 0 | 0 | 0 | 0 | 0 | 0 | 0 | 0 | 0 | 0 | 0 | 0 | 0 | 0 | 0 | 0 | 0 | 0 | 0 | 0 | 0 | 0 | 0 | 0 | 0 | 0 | 0 | 0 | 0 | 0 | 0 | 0 | 0 | 0 | 0 | 0 | 0 | 0 | 0 | 0 | 0 | 0 | 0 | 0 | 0 | 0 | 0 | 0 | 0 | 0 | 0 | 0 | 0 | 0 | 0 | 0 | 0 | 0 | 0 | 0 | 0 | 0 | 0 | 0 | 0 | 0 | 0 | 0 | 0 | 0 | 0 | 0 | 0 | 0 | 0 | 0 | 0 | 0 | 0 | 0 | 0 | 0 | 0 | 0 | 0 | 0 | 0 | 0 | 0 | 0 | 0 | 0 | 0 | 0 | 0 | 0 | 0 | 0 | 0 | 0 | 0 | 0
PSS | BOLTON ST T1 / GREEK ST T1 / HPO COPPERAS HILL T1 / OLDHAM PLACE T1 | 0 | 0 | 0 | 0 | 0 | 0 | 0 | 0 | 0 | 0 | 0 | 0 | 0 | 0 | 0 | 0 | 0 | 0 | 0 | 0 | 0 | 0 | 0 | 0 | 0 | 0 | 0 | 0 | 0 | 0 | 0 | 0 | 0 | 0 | 0 | 0 | 0 | 0 | 0 | 0 | 0 | 0 | 0 | 0 | 0 | 0 | 0 | 0 | 0 | 0 | 0 | 0 | 0 | 0 | 0 | 0 | 0 | 0 | 0 | 0 | 0 | 0 | 0 | 0 | 0 | 0 | 0 | 0 | 0 | 0 | 0 | 0 | 0 | 0 | 0 | 0 | 0 | 0 | 0 | 0 | 0 | 0 | 0 | 0 | 0 | 0 | 0 | 0 | 0 | 0 | 0 | 0 | 0 | 0 | 0 | 0 | 0 | 0 | 0 | 0 | 0 | 0 | 0 | 0 | 0 | 0 | 0 | 0 | 0 | 0 | 0 | 0 | 0 | 0 | 0 | 0 | 0 | 0 | 0 | 0 | 0 | 0 | 0 | 0 | 0 | 0 | 0 | 0 | 0 | 0 | 0 | 0 | 0 | 0 | 0 | 0 | 0 | 0 | 0 | 0 | 0 | 0 | 0 | 0 | 0 | 0 | 0 | 0 | 0 | 0
PSS | BOOTLE GRID T1 / KELLOGGS T1 / PACIFIC RD T1 / WASHINGTON ST T1 / WATERLOO T1 | 0 | 0 | 0 | 0 | 0 | 0 | 0 | 0 | 0 | 0 | 0 | 0 | 0 | 0 | 0 | 0 | 0 | 0 | 0 | 0 | 0 | 0 | 0 | 0 | 0 | 0 | 0 | 0 | 0 | 0 | 0 | 0 | 0 | 0 | 0 | 0 | 0 | 0 | 0 | 0 | 0 | 0 | 0 | 0 | 0 | 0 | 0 | 0 | 0 | 0 | 0 | 0 | 0 | 0 | 0 | 0 | 0 | 0 | 0 | 0 | 0 | 0 | 0 | 0 | 0 | 0 | 0 | 0 | 0 | 0 | 0 | 0 | 0 | 0 | 0 | 0 | 0 | 0 | 0 | 0 | 0 | 0 | 0 | 0 | 0 | 0 | 0 | 0 | 0 | 0 | 0 | 0 | 0 | 0 | 0 | 0 | 0 | 0 | 0 | 0 | 0 | 0 | 0 | 0 | 0 | 0 | 0 | 0 | 0 | 0 | 0 | 0 | 0 | 0 | 0 | 0 | 0 | 0 | 0 | 0 | 0 | 0 | 0 | 0 | 0 | 0 | 0 | 0 | 0 | 0 | 0 | 0 | 0 | 0 | 0 | 0 | 0 | 0 | 0 | 0 | 0 | 0 | 0 | 0 | 0 | 0 | 0 | 0 | 0 | 0
PSS | BOOTLE GRID T2 / ORRELL MOUNT T1 / SCARISBRICK AVE T1 / TATTON RD T1 | 0 | 0 | 0 | 0 | 0 | 0 | 0 | 0 | 0 | 0 | 0 | 0 | 0 | 0 | 0 | 0 | 0 | 0 | 0 | 0 | 0 | 0 | 0 | 0 | 0 | 0 | 0 | 0 | 0 | 0 | 0 | 0 | 0 | 0 | 0 | 0 | 0 | 0 | 0 | 0 | 0 | 0 | 0 | 0 | 0 | 0 | 0 | 0 | 0 | 0 | 0 | 0 | 0 | 0 | 0 | 0 | 0 | 0 | 0 | 0 | 0 | 0 | 0 | 0 | 0 | 0 | 0 | 0 | 0 | 0 | 0 | 0 | 0 | 0 | 0 | 0 | 0 | 0 | 0 | 0 | 0 | 0 | 0 | 0 | 0 | 0 | 0 | 0 | 0 | 0 | 0 | 0 | 0 | 0 | 0 | 0 | 0 | 0 | 0 | 0 | 0 | 0 | 0 | 0 | 0 | 0 | 0 | 0 | 0 | 0 | 0 | 0 | 0 | 0 | 0 | 0 | 0 | 0 | 0 | 0 | 0 | 0 | 0 | 0 | 0 | 0 | 0 | 0 | 0 | 0 | 0 | 0 | 0 | 0 | 0 | 0 | 0 | 0 | 0 | 0 | 0 | 0 | 0 | 0 | 0 | 0 | 0 | 0 | 0 | 0
PSS | BOTWNNOG T1 | 0.1 | 0.1 | 0.1 | 0.1 | 0.1 | 0.1 | 0.1 | 0.1 | 0.1 | 0.1 | 0.1 | 0.1 | 0.1 | 0.1 | 0.1 | 0.1 | 0.1 | 0.1 | 0.1 | 0.1 | 0.1 | 0.1 | 0.1 | 0.1 | 0.1 | 0.1 | 0.1 | 0.1 | 0.1 | 0.1 | 0.1 | 0.1 | 0.1 | 0.3 | 0.4 | 0.7 | 0.9 | 1.5 | 1.9 | 2.2 | 2.6 | 3 | 3.3 | 3.7 | 4.1 | 4.5 | 5 | 5.4 | 5.9 | 6.2 | 6.5 | 6.9 | 7.2 | 7.5 | 7.8 | 7.9 | 7.9 | 7.9 | 8.6 | 8.6 | 0.1 | 0.1 | 0.1 | 0.1 | 0.1 | 0.1 | 0.1 | 0.4 | 0.6 | 1 | 1.3 | 1.6 | 2 | 2.4 | 2.7 | 3.1 | 3.4 | 3.8 | 4.1 | 4.5 | 4.8 | 5.2 | 5.5 | 5.8 | 6.1 | 6.5 | 6.8 | 7.2 | 7.6 | 7.9 | 0.1 | 0.1 | 0.1 | 0.1 | 0.1 | 0.4 | 0.7 | 1.2 | 1.4 | 1.7 | 2.1 | 2.5 | 2.7 | 3 | 3.3 | 3.6 | 3.9 | 4.2 | 4.5 | 4.8 | 5.2 | 5.4 | 5.7 | 5.9 | 6.2 | 6.3 | 6.3 | 6.3 | 6.4 | 6.4 | 0.1 | 0.1 | 0.1 | 0.2 | 0.2 | 0.4 | 0.5 | 0.9 | 1.3 | 1.8 | 2.2 | 2.6 | 2.9 | 3.3 | 3.7 | 4.1 | 4.6 | 5 | 5.4 | 5.8 | 6.2 | 6.5 | 6.8 | 7.2 | 7.5 | 7.7 | 7.9 | 8.1 | 8.2 | 8.3
PSS | BOULEVARD T1 / CHAPELFORD T1 / HAWLEYS LA T1 / WESTBROOK T1 / WINWICK QUAY T1 | 0.5 | 0.5 | 0.5 | 0.5 | 0.5 | 0.5 | 0.5 | 0.5 | 0.5 | 0.5 | 0.5 | 0.5 | 0.5 | 0.5 | 0.5 | 0.5 | 0.5 | 0.5 | 0.5 | 0.5 | 0.5 | 0.5 | 0.6 | 0.6 | 0.6 | 0.6 | 0.6 | 0.6 | 0.6 | 0.6 | 0.5 | 0.5 | 0.5 | 0.5 | 0.5 | 0.5 | 0.5 | 0.5 | 0.5 | 0.5 | 0.5 | 0.5 | 0.5 | 0.5 | 0.5 | 0.5 | 0.5 | 0.5 | 0.5 | 0.5 | 0.5 | 0.5 | 0.5 | 0.5 | 0.5 | 0.5 | 0.5 | 0.5 | 0.3 | 0.3 | 0.5 | 0.5 | 0.5 | 0.5 | 0.5 | 0.5 | 0.5 | 0.5 | 0.5 | 0.5 | 0.5 | 0.5 | 0.5 | 0.5 | 0.5 | 0.5 | 0.5 | 0.5 | 0.5 | 0.5 | 0.5 | 0.5 | 0.5 | 0.5 | 0.5 | 0.5 | 0.5 | 0.5 | 0.5 | 0.5 | 0.5 | 0.5 | 0.5 | 0.5 | 0.5 | 0.5 | 0.5 | 0.5 | 0.5 | 0.5 | 0.5 | 0.5 | 0.5 | 0.5 | 0.5 | 0.5 | 0.5 | 0.5 | 0.5 | 0.5 | 0.5 | 0.5 | 0.5 | 0.5 | 0.5 | 0.5 | 0.5 | 0.5 | 0.5 | 0.5 | 0.5 | 0.5 | 0.5 | 0.5 | 0.5 | 0.5 | 0.5 | 0.5 | 0.5 | 0.5 | 0.5 | 0.5 | 0.5 | 0.5 | 0.5 | 0.5 | 0.5 | 0.5 | 0.5 | 0.5 | 0.5 | 0.5 | 0.5 | 0.5 | 0.5 | 0.5 | 0.5 | 0.5 | 0.5 | 0.5
PSS | BOW ST T1 | 0.8 | 0.8 | 0.8 | 0.8 | 0.8 | 0.8 | 0.8 | 0.8 | 0.8 | 0.8 | 0.8 | 0.8 | 0.9 | 0.9 | 0.9 | 0.9 | 0.9 | 0.9 | 0.9 | 0.9 | 0.9 | 0.9 | 0.9 | 0.9 | 1 | 1 | 1 | 1 | 1 | 1 | 0.8 | 0.8 | 0.8 | 0.8 | 0.8 | 0.8 | 0.8 | 0.8 | 0.8 | 0.8 | 1.1 | 1.5 | 1.9 | 2.2 | 2.6 | 3.1 | 3.5 | 4 | 4.4 | 4.4 | 4.7 | 5.1 | 5.4 | 5.7 | 6 | 6.2 | 6.2 | 6.2 | 7.1 | 7.1 | 0.8 | 0.8 | 0.8 | 0.8 | 0.8 | 0.8 | 0.8 | 0.8 | 0.8 | 0.8 | 0.8 | 0.8 | 0.8 | 0.8 | 0.8 | 0.8 | 0.8 | 0.8 | 0.8 | 0.8 | 0.8 | 0.8 | 0.8 | 0.8 | 0.8 | 0.8 | 0.8 | 0.8 | 0.8 | 0.8 | 0.8 | 0.8 | 0.8 | 0.8 | 0.8 | 0.8 | 0.8 | 0.8 | 0.8 | 0.8 | 0.8 | 1 | 1.3 | 1.6 | 1.9 | 2.2 | 2.6 | 2.9 | 3.3 | 3.6 | 3.9 | 4.2 | 4.5 | 4.7 | 5 | 5.1 | 5.2 | 5.2 | 5.3 | 5.3 | 0.8 | 0.8 | 0.8 | 0.8 | 0.8 | 0.8 | 0.8 | 0.8 | 0.8 | 0.8 | 0.8 | 1 | 1.2 | 1.3 | 1.5 | 1.7 | 2 | 2.2 | 2.4 | 2.4 | 2.5 | 2.7 | 2.9 | 3 | 3.1 | 3.2 | 3.3 | 3.3 | 3.3 | 3.3
PSS | BOWATER CONTAINERS T1 / ELLESMERE PORT LOCAL T1 / HH ROBERTSONS T1 / MOBIL OIL (E PORT) T1 / WHITBY MAIN T1 | 0 | 0 | 0 | 0 | 0 | 0 | 0 | 0 | 0 | 0 | 0 | 0 | 0 | 0 | 0 | 0 | 0 | 0 | 0 | 0 | 0 | 0 | 0 | 0 | 0 | 0 | 0 | 0 | 0 | 0 | 0 | 0 | 0 | 0 | 0 | 0 | 0 | 0 | 0 | 0 | 0 | 0 | 0 | 0 | 0 | 0 | 0 | 0 | 0 | 0 | 0 | 0 | 0 | 0 | 0 | 0 | 0 | 0 | 0 | 0 | 0 | 0 | 0 | 0 | 0 | 0 | 0 | 0 | 0 | 0 | 0 | 0 | 0 | 0 | 0 | 0 | 0 | 0 | 0 | 0 | 0 | 0 | 0 | 0 | 0 | 0 | 0 | 0 | 0 | 0 | 0 | 0 | 0 | 0 | 0 | 0 | 0 | 0 | 0 | 0 | 0 | 0 | 0 | 0 | 0 | 0 | 0 | 0 | 0 | 0 | 0 | 0 | 0 | 0 | 0 | 0 | 0 | 0 | 0 | 0 | 0 | 0 | 0 | 0 | 0 | 0 | 0 | 0 | 0 | 0 | 0 | 0 | 0 | 0 | 0 | 0 | 0 | 0 | 0 | 0 | 0 | 0 | 0 | 0 | 0 | 0 | 0 | 0 | 0 | 0
PSS | BR STATION T1 / DUCHY RD T1 / ELECTRA WAY T1 / MIDLAND ROLLMAKERS T1A / NORTH WESTERN MILLS T1 | 0 | 0 | 0 | 0 | 0 | 0 | 0 | 0 | 0 | 0 | 0 | 0 | 0 | 0 | 0 | 0 | 0 | 0 | 0 | 0 | 0 | 0 | 0 | 0 | 0 | 0 | 0 | 0 | 0 | 0 | 0 | 0 | 0 | 0 | 0 | 0 | 0 | 0 | 0 | 0 | 0 | 0 | 0 | 0 | 0 | 0 | 0 | 0 | 0 | 0 | 0 | 0 | 0 | 0 | 0 | 0 | 0 | 0 | 0 | 0 | 0 | 0 | 0 | 0 | 0 | 0 | 0 | 0 | 0 | 0 | 0 | 0 | 0 | 0 | 0 | 0 | 0 | 0 | 0 | 0 | 0 | 0 | 0 | 0 | 0 | 0 | 0 | 0 | 0 | 0 | 0 | 0 | 0 | 0 | 0 | 0 | 0 | 0 | 0 | 0 | 0 | 0 | 0 | 0 | 0 | 0 | 0 | 0 | 0 | 0 | 0 | 0 | 0 | 0 | 0 | 0 | 0 | 0 | 0 | 0 | 0 | 0 | 0 | 0 | 0 | 0 | 0 | 0 | 0 | 0 | 0 | 0 | 0 | 0 | 0 | 0 | 0 | 0 | 0 | 0 | 0 | 0 | 0 | 0 | 0 | 0 | 0 | 0 | 0 | 0
PSS | BRD T1 | 0.3 | 0.3 | 0.3 | 0.3 | 0.3 | 0.3 | 0.3 | 0.3 | 0.3 | 0.3 | 0.3 | 0.3 | 0.3 | 0.3 | 0.3 | 0.3 | 0.3 | 0.3 | 0.3 | 0.3 | 0.3 | 0.3 | 0.3 | 0.3 | 0.3 | 0.3 | 0.3 | 0.3 | 0.3 | 0.3 | 0.3 | 0.3 | 0.3 | 0.3 | 0.3 | 0.3 | 0.3 | 0.3 | 0.3 | 0.3 | 0.3 | 0.3 | 0.3 | 0.3 | 0.3 | 0.3 | 0.3 | 0.3 | 0.3 | 0.3 | 0.3 | 0.3 | 0.3 | 0.3 | 0.3 | 0.3 | 0.3 | 0.3 | 0.2 | 0.2 | 0.3 | 0.3 | 0.3 | 0.3 | 0.3 | 0.3 | 0.3 | 0.3 | 0.3 | 0.3 | 0.3 | 0.3 | 0.3 | 0.3 | 0.3 | 0.3 | 0.3 | 0.3 | 0.3 | 0.3 | 0.3 | 0.3 | 0.3 | 0.3 | 0.3 | 0.3 | 0.3 | 0.3 | 0.3 | 0.3 | 0.3 | 0.3 | 0.3 | 0.3 | 0.3 | 0.3 | 0.3 | 0.3 | 0.3 | 0.3 | 0.3 | 0.3 | 0.3 | 0.3 | 0.3 | 0.3 | 0.3 | 0.3 | 0.3 | 0.3 | 0.3 | 0.3 | 0.3 | 0.3 | 0.3 | 0.3 | 0.3 | 0.3 | 0.3 | 0.3 | 0.3 | 0.3 | 0.3 | 0.3 | 0.3 | 0.3 | 0.3 | 0.3 | 0.3 | 0.3 | 0.3 | 0.3 | 0.3 | 0.3 | 0.3 | 0.3 | 0.3 | 0.3 | 0.3 | 0.3 | 0.3 | 0.3 | 0.3 | 0.3 | 0.3 | 0.3 | 0.3 | 0.3 | 0.3 | 0.3
PSS | BRITISH ALUMINIUM LATCHFORD T1 / GREENHALL WHITLEY T1 / LATCHFORD T1 / LATCHFORD T2 / THAMES BOARD MILL T1 | 0 | 0 | 0 | 0 | 0 | 0 | 0 | 0 | 0 | 0 | 0 | 0 | 0 | 0 | 0 | 0 | 0 | 0 | 0 | 0 | 0 | 0 | 0 | 0 | 0 | 0 | 0 | 0 | 0 | 0 | 0 | 0 | 0 | 0 | 0 | 0 | 0 | 0 | 0 | 0 | 0 | 0 | 0 | 0 | 0 | 0 | 0 | 0 | 0 | 0 | 0 | 0 | 0 | 0 | 0 | 0 | 0 | 0 | 0 | 0 | 0 | 0 | 0 | 0 | 0 | 0 | 0 | 0 | 0 | 0 | 0 | 0 | 0 | 0 | 0 | 0 | 0 | 0 | 0 | 0 | 0 | 0 | 0 | 0 | 0 | 0 | 0 | 0 | 0 | 0 | 0 | 0 | 0 | 0 | 0 | 0 | 0 | 0 | 0 | 0 | 0 | 0 | 0 | 0 | 0 | 0 | 0 | 0 | 0 | 0 | 0 | 0 | 0 | 0 | 0 | 0 | 0 | 0 | 0 | 0 | 0 | 0 | 0 | 0 | 0 | 0 | 0 | 0 | 0 | 0 | 0 | 0 | 0 | 0 | 0 | 0 | 0 | 0 | 0 | 0 | 0 | 0 | 0 | 0 | 0 | 0 | 0 | 0 | 0 | 0
PSS | BRITISH OXYGEN T1 / WINDLEHURST T1 | 0 | 0 | 0 | 0 | 0 | 0 | 0 | 0 | 0 | 0 | 0 | 0 | 0 | 0 | 0 | 0 | 0 | 0 | 0 | 0 | 0 | 0 | 0 | 0 | 0 | 0 | 0 | 0 | 0 | 0 | 0 | 0 | 0 | 0 | 0 | 0 | 0 | 0 | 0 | 0 | 0 | 0 | 0 | 0 | 0 | 0 | 0 | 0 | 0 | 0 | 0 | 0 | 0 | 0 | 0 | 0 | 0 | 0 | 0 | 0 | 0 | 0 | 0 | 0 | 0 | 0 | 0 | 0 | 0 | 0 | 0 | 0 | 0 | 0 | 0 | 0 | 0 | 0 | 0 | 0 | 0 | 0 | 0 | 0 | 0 | 0 | 0 | 0 | 0 | 0 | 0 | 0 | 0 | 0 | 0 | 0 | 0 | 0 | 0 | 0 | 0 | 0 | 0 | 0 | 0 | 0 | 0 | 0 | 0 | 0 | 0 | 0 | 0 | 0 | 0 | 0 | 0 | 0 | 0 | 0 | 0 | 0 | 0 | 0 | 0 | 0 | 0 | 0 | 0 | 0 | 0 | 0 | 0 | 0 | 0 | 0 | 0 | 0 | 0 | 0 | 0 | 0 | 0 | 0 | 0 | 0 | 0 | 0 | 0 | 0
PSS | BRITISH PIPE ASSOCIATION T1 | 0 | 0 | 0 | 0 | 0 | 0 | 0 | 0 | 0 | 0 | 0 | 0 | 0 | 0 | 0 | 0 | 0 | 0 | 0 | 0 | 0 | 0 | 0 | 0 | 0 | 0 | 0 | 0 | 0 | 0 | 0 | 0 | 0 | 0 | 0 | 0 | 0 | 0 | 0 | 0 | 0 | 0 | 0 | 0 | 0 | 0 | 0 | 0 | 0 | 0 | 0 | 0 | 0 | 0 | 0 | 0 | 0 | 0 | 0 | 0 | 0 | 0 | 0 | 0 | 0 | 0 | 0 | 0 | 0 | 0 | 0 | 0 | 0 | 0 | 0 | 0 | 0 | 0 | 0 | 0 | 0 | 0 | 0 | 0 | 0 | 0 | 0 | 0 | 0 | 0 | 0 | 0 | 0 | 0 | 0 | 0 | 0 | 0 | 0 | 0 | 0 | 0 | 0 | 0 | 0 | 0 | 0 | 0 | 0 | 0 | 0 | 0 | 0 | 0 | 0 | 0 | 0 | 0 | 0 | 0 | 0 | 0 | 0 | 0 | 0 | 0 | 0 | 0 | 0 | 0 | 0 | 0 | 0 | 0 | 0 | 0 | 0 | 0 | 0 | 0 | 0 | 0 | 0 | 0 | 0 | 0 | 0 | 0 | 0 | 0
PSS | BRITISH SIDAC T1 / SHERDLEY RD T1 / ST HELENS LINKWAY T1 / WATERY LA T1 | 0 | 0 | 0 | 0 | 0 | 0 | 0 | 0 | 0 | 0 | 0 | 0 | 0 | 0 | 0 | 0 | 0 | 0 | 0 | 0 | 0 | 0 | 0 | 0 | 0 | 0 | 0 | 0 | 0 | 0 | 0 | 0 | 0 | 0 | 0 | 0 | 0 | 0 | 0 | 0 | 0 | 0 | 0 | 0 | 0 | 0 | 0 | 0 | 0 | 0 | 0 | 0 | 0 | 0 | 0 | 0 | 0 | 0 | 0 | 0 | 0 | 0 | 0 | 0 | 0 | 0 | 0 | 0 | 0 | 0 | 0 | 0 | 0 | 0 | 0 | 0 | 0 | 0 | 0 | 0 | 0 | 0 | 0 | 0 | 0 | 0 | 0 | 0 | 0 | 0 | 0 | 0 | 0 | 0 | 0 | 0 | 0 | 0 | 0 | 0 | 0 | 0 | 0 | 0 | 0 | 0 | 0 | 0 | 0 | 0 | 0 | 0 | 0 | 0 | 0 | 0 | 0 | 0 | 0 | 0 | 0 | 0 | 0 | 0 | 0 | 0 | 0 | 0 | 0 | 0 | 0 | 0 | 0 | 0 | 0 | 0 | 0 | 0 | 0 | 0 | 0 | 0 | 0 | 0 | 0 | 0 | 0 | 0 | 0 | 0
PSS | BROADGREEN T1 / CROXTETH T1 / EAST PRESCOT RD (FINCH LA) T1 / KNOTTY ASH T1 / LEYFIELD RD T1 | 0 | 0 | 0 | 0 | 0 | 0 | 0 | 0 | 0 | 0 | 0 | 0 | 0 | 0 | 0 | 0 | 0 | 0 | 0 | 0 | 0 | 0 | 0 | 0 | 0 | 0 | 0 | 0 | 0 | 0 | 0 | 0 | 0 | 0 | 0 | 0 | 0 | 0 | 0 | 0 | 0 | 0 | 0 | 0 | 0 | 0 | 0 | 0 | 0 | 0 | 0 | 0 | 0 | 0 | 0 | 0 | 0 | 0 | 0 | 0 | 0 | 0 | 0 | 0 | 0 | 0 | 0 | 0 | 0 | 0 | 0 | 0 | 0 | 0 | 0 | 0 | 0 | 0 | 0 | 0 | 0 | 0 | 0 | 0 | 0 | 0 | 0 | 0 | 0 | 0 | 0 | 0 | 0 | 0 | 0 | 0 | 0 | 0 | 0 | 0 | 0 | 0 | 0 | 0 | 0 | 0 | 0 | 0 | 0 | 0 | 0 | 0 | 0 | 0 | 0 | 0 | 0 | 0 | 0 | 0 | 0 | 0 | 0 | 0 | 0 | 0 | 0 | 0 | 0 | 0 | 0 | 0 | 0 | 0 | 0 | 0 | 0 | 0 | 0 | 0 | 0 | 0 | 0 | 0 | 0 | 0 | 0 | 0 | 0 | 0
PSS | BROMFIELD T1 / BROMFIELD T2 / PONTERWYL T1 / RHYD-Y-GOLEU T1 / SYNTHITE T1 | 0 | 0 | 0 | 0 | 0 | 0 | 0 | 0 | 0 | 0 | 0 | 0 | 0 | 0 | 0 | 0 | 0 | 0 | 0 | 0 | 0 | 0 | 0 | 0 | 0 | 0 | 0 | 0 | 0 | 0 | 0 | 0 | 0 | 0 | 0 | 0 | 0 | 0 | 0 | 0 | 0 | 0 | 0 | 0 | 0 | 0 | 0 | 0 | 0 | 0 | 0 | 0 | 0 | 0 | 0 | 0 | 0 | 0 | 0 | 0 | 0 | 0 | 0 | 0 | 0 | 0 | 0 | 0 | 0 | 0 | 0 | 0 | 0 | 0 | 0 | 0 | 0 | 0 | 0 | 0 | 0 | 0 | 0 | 0 | 0 | 0 | 0 | 0 | 0 | 0 | 0 | 0 | 0 | 0 | 0 | 0 | 0 | 0 | 0 | 0 | 0 | 0 | 0 | 0 | 0 | 0 | 0 | 0 | 0 | 0 | 0 | 0 | 0 | 0 | 0 | 0 | 0 | 0 | 0 | 0 | 0 | 0 | 0 | 0 | 0 | 0 | 0 | 0 | 0 | 0 | 0 | 0 | 0 | 0 | 0 | 0 | 0 | 0 | 0 | 0 | 0 | 0 | 0 | 0 | 0 | 0 | 0 | 0 | 0 | 0
PSS | BROOK LA T1 / MANNINGS LA T1 / NEWTOWN CHESTER T1 / UPTON HEATH T1 | 0 | 0 | 0 | 0 | 0 | 0 | 0 | 0 | 0 | 0 | 0 | 0 | 0 | 0 | 0 | 0 | 0 | 0 | 0 | 0 | 0 | 0 | 0 | 0 | 0 | 0 | 0 | 0 | 0 | 0 | 0 | 0 | 0 | 0 | 0 | 0 | 0 | 0 | 0 | 0 | 0 | 0 | 0 | 0 | 0 | 0 | 0 | 0 | 0 | 0 | 0 | 0 | 0 | 0 | 0 | 0 | 0 | 0 | 0 | 0 | 0 | 0 | 0 | 0 | 0 | 0 | 0 | 0 | 0 | 0 | 0 | 0 | 0 | 0 | 0 | 0 | 0 | 0 | 0 | 0 | 0 | 0 | 0 | 0 | 0 | 0 | 0 | 0 | 0 | 0 | 0 | 0 | 0 | 0 | 0 | 0 | 0 | 0 | 0 | 0 | 0 | 0 | 0 | 0 | 0 | 0 | 0 | 0 | 0 | 0 | 0 | 0 | 0 | 0 | 0 | 0 | 0 | 0 | 0 | 0 | 0 | 0 | 0 | 0 | 0 | 0 | 0 | 0 | 0 | 0 | 0 | 0 | 0 | 0 | 0 | 0 | 0 | 0 | 0 | 0 | 0 | 0 | 0 | 0 | 0 | 0 | 0 | 0 | 0 | 0
PSS | BROOK ST T1 / KINGSWAY TUNNEL T1 / NWWA SANDON DOCK T1 / NWWA SANDON DOCK T2 | 0 | 0 | 0 | 0 | 0 | 0 | 0 | 0 | 0 | 0 | 0 | 0 | 0 | 0 | 0 | 0 | 0 | 0 | 0 | 0 | 0 | 0 | 0 | 0 | 0 | 0 | 0 | 0 | 0 | 0 | 0 | 0 | 0 | 0 | 0 | 0 | 0 | 0 | 0 | 0 | 0 | 0 | 0 | 0 | 0 | 0 | 0 | 0 | 0 | 0 | 0 | 0 | 0 | 0 | 0 | 0 | 0 | 0 | 0 | 0 | 0 | 0 | 0 | 0 | 0 | 0 | 0 | 0 | 0 | 0 | 0 | 0 | 0 | 0 | 0 | 0 | 0 | 0 | 0 | 0 | 0 | 0 | 0 | 0 | 0 | 0 | 0 | 0 | 0 | 0 | 0 | 0 | 0 | 0 | 0 | 0 | 0 | 0 | 0 | 0 | 0 | 0 | 0 | 0 | 0 | 0 | 0 | 0 | 0 | 0 | 0 | 0 | 0 | 0 | 0 | 0 | 0 | 0 | 0 | 0 | 0 | 0 | 0 | 0 | 0 | 0 | 0 | 0 | 0 | 0 | 0 | 0 | 0 | 0 | 0 | 0 | 0 | 0 | 0 | 0 | 0 | 0 | 0 | 0 | 0 | 0 | 0 | 0 | 0 | 0
PSS | BRYN STANLEY T1 | 1.1 | 1.1 | 1.1 | 1.1 | 1.1 | 1.1 | 1.1 | 1.1 | 1.1 | 1.1 | 1.1 | 1.1 | 1.2 | 1.2 | 1.2 | 1.2 | 1.2 | 1.2 | 1.2 | 1.2 | 1.2 | 1.3 | 1.3 | 1.3 | 1.3 | 1.3 | 1.3 | 1.3 | 1.3 | 1.4 | 1.1 | 1.1 | 1.1 | 1.1 | 1.1 | 1.1 | 1.1 | 1.1 | 1.1 | 1.1 | 1.1 | 1.1 | 1.1 | 1.1 | 1.1 | 1.1 | 1.1 | 1.1 | 1.1 | 1.1 | 1.1 | 1.1 | 1.1 | 1.1 | 1.1 | 1.1 | 1.1 | 1.1 | 0.8 | 0.8 | 1.1 | 1.1 | 1.1 | 1.1 | 1.1 | 1.1 | 1.1 | 1.1 | 1.1 | 1.1 | 1.1 | 1.1 | 1.1 | 1.1 | 1.1 | 1.1 | 1.1 | 1.1 | 1.1 | 1.1 | 1.1 | 1.1 | 1.1 | 1.1 | 1.1 | 1.1 | 1.1 | 1.1 | 1.1 | 1.1 | 1.1 | 1.1 | 1.1 | 1.1 | 1.1 | 1.1 | 1.1 | 1.1 | 1.1 | 1.1 | 1.1 | 1.1 | 1.1 | 1.1 | 1.1 | 1.1 | 1.1 | 1.1 | 1.1 | 1.1 | 1.1 | 1.1 | 1.1 | 1.1 | 1.1 | 1.1 | 1.1 | 1.1 | 1.1 | 1.1 | 1.1 | 1.1 | 1.1 | 1.1 | 1.1 | 1.1 | 1.1 | 1.1 | 1.1 | 1.1 | 1.1 | 1.1 | 1.1 | 1.1 | 1.1 | 1.1 | 1.1 | 1.1 | 1.1 | 1.1 | 1.1 | 1.1 | 1.1 | 1.1 | 1.1 | 1.1 | 1.1 | 1.1 | 1.1 | 1.1
PSS | BUCKINGHAM ST T1 / EVERTON RD T1 / SUBURBAN RD T1 | 0 | 0 | 0 | 0 | 0 | 0 | 0 | 0 | 0 | 0 | 0 | 0 | 0 | 0 | 0 | 0 | 0 | 0 | 0 | 0 | 0 | 0 | 0 | 0 | 0 | 0 | 0 | 0 | 0 | 0 | 0 | 0 | 0 | 0 | 0 | 0 | 0 | 0 | 0 | 0 | 0 | 0 | 0 | 0 | 0 | 0 | 0 | 0 | 0 | 0 | 0 | 0 | 0 | 0 | 0 | 0 | 0 | 0 | 0 | 0 | 0 | 0 | 0 | 0 | 0 | 0 | 0 | 0 | 0 | 0 | 0 | 0 | 0 | 0 | 0 | 0 | 0 | 0 | 0 | 0 | 0 | 0 | 0 | 0 | 0 | 0 | 0 | 0 | 0 | 0 | 0 | 0 | 0 | 0 | 0 | 0 | 0 | 0 | 0 | 0 | 0 | 0 | 0 | 0 | 0 | 0 | 0 | 0 | 0 | 0 | 0 | 0 | 0 | 0 | 0 | 0 | 0 | 0 | 0 | 0 | 0 | 0 | 0 | 0 | 0 | 0 | 0 | 0 | 0 | 0 | 0 | 0 | 0 | 0 | 0 | 0 | 0 | 0 | 0 | 0 | 0 | 0 | 0 | 0 | 0 | 0 | 0 | 0 | 0 | 0
PSS | BUCKLEY T1 / BUCKLEY T2 / BUCKLEY CROSS T1 | 0 | 0 | 0 | 0 | 0 | 0 | 0 | 0 | 0 | 0 | 0 | 0 | 0 | 0 | 0 | 0 | 0 | 0 | 0 | 0 | 0 | 0 | 0 | 0 | 0 | 0 | 0 | 0 | 0 | 0 | 0 | 0 | 0 | 0 | 0 | 0 | 0 | 0 | 0 | 0 | 0 | 0 | 0 | 0 | 0 | 0 | 0 | 0 | 0 | 0 | 0 | 0 | 0 | 0 | 0 | 0 | 0 | 0 | 0 | 0 | 0 | 0 | 0 | 0 | 0 | 0 | 0 | 0 | 0 | 0 | 0 | 0 | 0 | 0 | 0 | 0 | 0 | 0 | 0 | 0 | 0 | 0 | 0 | 0 | 0 | 0 | 0 | 0 | 0 | 0 | 0 | 0 | 0 | 0 | 0 | 0 | 0 | 0 | 0 | 0 | 0 | 0 | 0 | 0 | 0 | 0 | 0 | 0 | 0 | 0 | 0 | 0 | 0 | 0 | 0 | 0 | 0 | 0 | 0 | 0 | 0 | 0 | 0 | 0 | 0 | 0 | 0 | 0 | 0 | 0 | 0 | 0 | 0 | 0 | 0 | 0 | 0 | 0 | 0 | 0 | 0 | 0 | 0 | 0 | 0 | 0 | 0 | 0 | 0 | 0
PSS | BUILDWAS ROAD T1 / MORGAN REFRACTORIES T1 / NESTON MAIN T1 | 0 | 0 | 0 | 0 | 0 | 0 | 0 | 0 | 0 | 0 | 0 | 0 | 0 | 0 | 0 | 0 | 0 | 0 | 0 | 0 | 0 | 0 | 0 | 0 | 0 | 0 | 0 | 0 | 0 | 0 | 0 | 0 | 0 | 0 | 0 | 0 | 0 | 0 | 0 | 0 | 0 | 0 | 0 | 0 | 0 | 0 | 0 | 0 | 0 | 0 | 0 | 0 | 0 | 0 | 0 | 0 | 0 | 0 | 0 | 0 | 0 | 0 | 0 | 0 | 0 | 0 | 0 | 0 | 0 | 0 | 0 | 0 | 0 | 0 | 0 | 0 | 0 | 0 | 0 | 0 | 0 | 0 | 0 | 0 | 0 | 0 | 0 | 0 | 0 | 0 | 0 | 0 | 0 | 0 | 0 | 0 | 0 | 0 | 0 | 0 | 0 | 0 | 0 | 0 | 0 | 0 | 0 | 0 | 0 | 0 | 0 | 0 | 0 | 0 | 0 | 0 | 0 | 0 | 0 | 0 | 0 | 0 | 0 | 0 | 0 | 0 | 0 | 0 | 0 | 0 | 0 | 0 | 0 | 0 | 0 | 0 | 0 | 0 | 0 | 0 | 0 | 0 | 0 | 0 | 0 | 0 | 0 | 0 | 0 | 0
PSS | BURLINGTON AVE T1 / FRESHFIELD T1 / MARSH BROWS T1 / SOUTHPORT RD T1 | 0 | 0 | 0 | 0 | 0 | 0 | 0 | 0 | 0 | 0 | 0 | 0 | 0 | 0 | 0 | 0 | 0 | 0 | 0 | 0 | 0 | 0 | 0 | 0 | 0 | 0 | 0 | 0 | 0 | 0 | 0 | 0 | 0 | 0 | 0 | 0 | 0 | 0 | 0 | 0 | 0 | 0 | 0 | 0 | 0 | 0 | 0 | 0 | 0 | 0 | 0 | 0 | 0 | 0 | 0 | 0 | 0 | 0 | 0 | 0 | 0 | 0 | 0 | 0 | 0 | 0 | 0 | 0 | 0 | 0 | 0 | 0 | 0 | 0 | 0 | 0 | 0 | 0 | 0 | 0 | 0 | 0 | 0 | 0 | 0 | 0 | 0 | 0 | 0 | 0 | 0 | 0 | 0 | 0 | 0 | 0 | 0 | 0 | 0 | 0 | 0 | 0 | 0 | 0 | 0 | 0 | 0 | 0 | 0 | 0 | 0 | 0 | 0 | 0 | 0 | 0 | 0 | 0 | 0 | 0 | 0 | 0 | 0 | 0 | 0 | 0 | 0 | 0 | 0 | 0 | 0 | 0 | 0 | 0 | 0 | 0 | 0 | 0 | 0 | 0 | 0 | 0 | 0 | 0 | 0 | 0 | 0 | 0 | 0 | 0
PSS | BURMAH OIL T1 / VAN LEER NO 1 T1 | 0 | 0 | 0 | 0 | 0 | 0 | 0 | 0 | 0 | 0 | 0 | 0 | 0 | 0 | 0 | 0 | 0 | 0 | 0 | 0 | 0 | 0 | 0 | 0 | 0 | 0 | 0 | 0 | 0 | 0 | 0 | 0 | 0 | 0 | 0 | 0 | 0 | 0 | 0 | 0 | 0 | 0 | 0 | 0 | 0 | 0 | 0 | 0 | 0 | 0 | 0 | 0 | 0 | 0 | 0 | 0 | 0 | 0 | 0 | 0 | 0 | 0 | 0 | 0 | 0 | 0 | 0 | 0 | 0 | 0 | 0 | 0 | 0 | 0 | 0 | 0 | 0 | 0 | 0 | 0 | 0 | 0 | 0 | 0 | 0 | 0 | 0 | 0 | 0 | 0 | 0 | 0 | 0 | 0 | 0 | 0 | 0 | 0 | 0 | 0 | 0 | 0 | 0 | 0 | 0 | 0 | 0 | 0 | 0 | 0 | 0 | 0 | 0 | 0 | 0 | 0 | 0 | 0 | 0 | 0 | 0 | 0 | 0 | 0 | 0 | 0 | 0 | 0 | 0 | 0 | 0 | 0 | 0 | 0 | 0 | 0 | 0 | 0 | 0 | 0 | 0 | 0 | 0 | 0 | 0 | 0 | 0 | 0 | 0 | 0
PSS | BUTLINS T1 | 0 | 0 | 0 | 0 | 0 | 0 | 0 | 0 | 0 | 0 | 0 | 0 | 0 | 0 | 0 | 0 | 0 | 0 | 0 | 0 | 0 | 0 | 0 | 0 | 0 | 0 | 0 | 0 | 0 | 0 | 0 | 0 | 0 | 0 | 0 | 0 | 0 | 0 | 0 | 0 | 0 | 0 | 0 | 0 | 0 | 0 | 0 | 0 | 0 | 0 | 0 | 0 | 0 | 0 | 0 | 0 | 0 | 0 | 0 | 0 | 0 | 0 | 0 | 0 | 0 | 0 | 0 | 0 | 0 | 0 | 0 | 0 | 0 | 0 | 0 | 0 | 0 | 0 | 0 | 0 | 0 | 0 | 0 | 0 | 0 | 0 | 0 | 0 | 0 | 0 | 0 | 0 | 0 | 0 | 0 | 0 | 0 | 0 | 0 | 0 | 0 | 0 | 0 | 0 | 0 | 0 | 0 | 0 | 0 | 0 | 0 | 0 | 0 | 0 | 0 | 0 | 0 | 0 | 0 | 0 | 0 | 0 | 0 | 0 | 0 | 0 | 0 | 0 | 0 | 0 | 0 | 0 | 0 | 0 | 0 | 0 | 0 | 0 | 0 | 0 | 0 | 0 | 0 | 0 | 0 | 0 | 0 | 0 | 0 | 0
PSS | BUTTINGTON CROSS T1 | 0 | 0 | 0 | 0 | 0 | 0 | 0 | 0 | 0 | 0 | 0 | 0 | 0 | 0 | 0 | 0 | 0 | 0 | 0 | 0 | 0 | 0 | 0 | 0 | 0 | 0 | 0 | 0 | 0 | 0 | 0 | 0 | 0 | 0 | 0 | 0 | 0 | 0 | 0 | 0 | 0 | 0 | 0 | 0 | 0 | 0 | 0 | 0 | 0 | 0 | 0 | 0 | 0 | 0 | 0 | 0 | 0 | 0 | 0 | 0 | 0 | 0 | 0 | 0 | 0 | 0 | 0 | 0 | 0 | 0 | 0 | 0 | 0 | 0 | 0 | 0 | 0 | 0 | 0 | 0 | 0 | 0 | 0 | 0 | 0 | 0 | 0 | 0 | 0 | 0 | 0 | 0 | 0 | 0 | 0 | 0 | 0 | 0 | 0 | 0 | 0 | 0 | 0 | 0 | 0 | 0 | 0 | 0 | 0 | 0 | 0 | 0 | 0 | 0 | 0 | 0 | 0 | 0 | 0 | 0 | 0 | 0 | 0 | 0 | 0 | 0 | 0 | 0 | 0 | 0 | 0 | 0 | 0 | 0 | 0 | 0 | 0 | 0 | 0 | 0 | 0 | 0 | 0 | 0 | 0 | 0 | 0 | 0 | 0 | 0
PSS | BXL BROMBOROUGH T1 / TULIP T1 | 0 | 0 | 0 | 0 | 0 | 0 | 0 | 0 | 0 | 0 | 0 | 0 | 0 | 0 | 0 | 0 | 0 | 0 | 0 | 0 | 0 | 0 | 0 | 0 | 0 | 0 | 0 | 0 | 0 | 0 | 0 | 0 | 0 | 0 | 0 | 0 | 0 | 0 | 0 | 0 | 0 | 0 | 0 | 0 | 0 | 0 | 0 | 0 | 0 | 0 | 0 | 0 | 0 | 0 | 0 | 0 | 0 | 0 | 0 | 0 | 0 | 0 | 0 | 0 | 0 | 0 | 0 | 0 | 0 | 0 | 0 | 0 | 0 | 0 | 0 | 0 | 0 | 0 | 0 | 0 | 0 | 0 | 0 | 0 | 0 | 0 | 0 | 0 | 0 | 0 | 0 | 0 | 0 | 0 | 0 | 0 | 0 | 0 | 0 | 0 | 0 | 0 | 0 | 0 | 0 | 0 | 0 | 0 | 0 | 0 | 0 | 0 | 0 | 0 | 0 | 0 | 0 | 0 | 0 | 0 | 0 | 0 | 0 | 0 | 0 | 0 | 0 | 0 | 0 | 0 | 0 | 0 | 0 | 0 | 0 | 0 | 0 | 0 | 0 | 0 | 0 | 0 | 0 | 0 | 0 | 0 | 0 | 0 | 0 | 0
PSS | CABLE ST T1 / GRADWELL ST T2 / OLDHAM PLACE T2 | 0 | 0 | 0 | 0 | 0 | 0 | 0 | 0 | 0 | 0 | 0 | 0 | 0 | 0 | 0 | 0 | 0 | 0 | 0 | 0 | 0 | 0 | 0 | 0 | 0 | 0 | 0 | 0 | 0 | 0 | 0 | 0 | 0 | 0 | 0 | 0 | 0 | 0 | 0 | 0 | 0 | 0 | 0 | 0 | 0 | 0 | 0 | 0 | 0 | 0 | 0 | 0 | 0 | 0 | 0 | 0 | 0 | 0 | 0 | 0 | 0 | 0 | 0 | 0 | 0 | 0 | 0 | 0 | 0 | 0 | 0 | 0 | 0 | 0 | 0 | 0 | 0 | 0 | 0 | 0 | 0 | 0 | 0 | 0 | 0 | 0 | 0 | 0 | 0 | 0 | 0 | 0 | 0 | 0 | 0 | 0 | 0 | 0 | 0 | 0 | 0 | 0 | 0 | 0 | 0 | 0 | 0 | 0 | 0 | 0 | 0 | 0 | 0 | 0 | 0 | 0 | 0 | 0 | 0 | 0 | 0 | 0 | 0 | 0 | 0 | 0 | 0 | 0 | 0 | 0 | 0 | 0 | 0 | 0 | 0 | 0 | 0 | 0 | 0 | 0 | 0 | 0 | 0 | 0 | 0 | 0 | 0 | 0 | 0 | 0
PSS | CABLE ST T2 / CROWN COURTS T1 / GRADWELL ST T1 | 0 | 0 | 0 | 0 | 0 | 0 | 0 | 0 | 0 | 0 | 0 | 0 | 0 | 0 | 0 | 0 | 0 | 0 | 0 | 0 | 0 | 0 | 0 | 0 | 0 | 0 | 0 | 0 | 0 | 0 | 0 | 0 | 0 | 0 | 0 | 0 | 0 | 0 | 0 | 0 | 0 | 0 | 0 | 0 | 0 | 0 | 0 | 0 | 0 | 0 | 0 | 0 | 0 | 0 | 0 | 0 | 0 | 0 | 0 | 0 | 0 | 0 | 0 | 0 | 0 | 0 | 0 | 0 | 0 | 0 | 0 | 0 | 0 | 0 | 0 | 0 | 0 | 0 | 0 | 0 | 0 | 0 | 0 | 0 | 0 | 0 | 0 | 0 | 0 | 0 | 0 | 0 | 0 | 0 | 0 | 0 | 0 | 0 | 0 | 0 | 0 | 0 | 0 | 0 | 0 | 0 | 0 | 0 | 0 | 0 | 0 | 0 | 0 | 0 | 0 | 0 | 0 | 0 | 0 | 0 | 0 | 0 | 0 | 0 | 0 | 0 | 0 | 0 | 0 | 0 | 0 | 0 | 0 | 0 | 0 | 0 | 0 | 0 | 0 | 0 | 0 | 0 | 0 | 0 | 0 | 0 | 0 | 0 | 0 | 0
PSS | CADBURYS KRONOSPAN T1 / CADBURYS KRONOSPAN T2 | 0 | 0 | 0 | 0 | 0 | 0 | 0 | 0 | 0 | 0 | 0 | 0 | 0 | 0 | 0 | 0 | 0 | 0 | 0 | 0 | 0 | 0 | 0 | 0 | 0 | 0 | 0 | 0 | 0 | 0 | 0 | 0 | 0 | 0 | 0 | 0 | 0 | 0 | 0 | 0 | 0 | 0 | 0 | 0 | 0 | 0 | 0 | 0 | 0 | 0 | 0 | 0 | 0 | 0 | 0 | 0 | 0 | 0 | 0 | 0 | 0 | 0 | 0 | 0 | 0 | 0 | 0 | 0 | 0 | 0 | 0 | 0 | 0 | 0 | 0 | 0 | 0 | 0 | 0 | 0 | 0 | 0 | 0 | 0 | 0 | 0 | 0 | 0 | 0 | 0 | 0 | 0 | 0 | 0 | 0 | 0 | 0 | 0 | 0 | 0 | 0 | 0 | 0 | 0 | 0 | 0 | 0 | 0 | 0 | 0 | 0 | 0 | 0 | 0 | 0 | 0 | 0 | 0 | 0 | 0 | 0 | 0 | 0 | 0 | 0 | 0 | 0 | 0 | 0 | 0 | 0 | 0 | 0 | 0 | 0 | 0 | 0 | 0 | 0 | 0 | 0 | 0 | 0 | 0 | 0 | 0 | 0 | 0 | 0 | 0
PSS | CADBURYS T1 / CADBURYS T2 / HOPFIELD RD T1 | 0 | 0 | 0 | 0 | 0 | 0 | 0 | 0 | 0 | 0 | 0 | 0 | 0 | 0 | 0 | 0 | 0 | 0 | 0 | 0 | 0 | 0 | 0 | 0 | 0 | 0 | 0 | 0 | 0 | 0 | 0 | 0 | 0 | 0 | 0 | 0 | 0 | 0 | 0 | 0 | 0 | 0 | 0 | 0 | 0 | 0 | 0 | 0 | 0 | 0 | 0 | 0 | 0 | 0 | 0 | 0 | 0 | 0 | 0 | 0 | 0 | 0 | 0 | 0 | 0 | 0 | 0 | 0 | 0 | 0 | 0 | 0 | 0 | 0 | 0 | 0 | 0 | 0 | 0 | 0 | 0 | 0 | 0 | 0 | 0 | 0 | 0 | 0 | 0 | 0 | 0 | 0 | 0 | 0 | 0 | 0 | 0 | 0 | 0 | 0 | 0 | 0 | 0 | 0 | 0 | 0 | 0 | 0 | 0 | 0 | 0 | 0 | 0 | 0 | 0 | 0 | 0 | 0 | 0 | 0 | 0 | 0 | 0 | 0 | 0 | 0 | 0 | 0 | 0 | 0 | 0 | 0 | 0 | 0 | 0 | 0 | 0 | 0 | 0 | 0 | 0 | 0 | 0 | 0 | 0 | 0 | 0 | 0 | 0 | 0
PSS | CAERGEILIOG T1 | 0 | 0 | 0 | 0 | 0 | 0 | 0 | 0 | 0 | 0 | 0 | 0 | 0 | 0 | 0 | 0 | 0 | 0 | 0 | 0 | 0 | 0 | 0 | 0 | 0 | 0 | 0 | 0 | 0 | 0 | 0 | 0 | 0 | 0 | 0 | 0 | 0 | 0 | 0 | 0 | 0 | 0 | 0 | 0 | 0 | 0 | 0 | 0 | 0 | 0 | 0 | 0 | 0 | 0 | 0 | 0 | 0 | 0 | 0 | 0 | 0 | 0 | 0 | 0 | 0 | 0 | 0 | 0 | 0 | 0 | 0 | 0 | 0 | 0 | 0 | 0 | 0 | 0 | 0 | 0 | 0 | 0 | 0 | 0 | 0 | 0 | 0 | 0 | 0 | 0 | 0 | 0 | 0 | 0 | 0 | 0 | 0 | 0 | 0 | 0 | 0 | 0 | 0 | 0 | 0 | 0 | 0 | 0 | 0 | 0 | 0 | 0 | 0 | 0 | 0 | 0 | 0 | 0 | 0 | 0 | 0 | 0 | 0 | 0 | 0 | 0 | 0 | 0 | 0 | 0 | 0 | 0 | 0 | 0 | 0 | 0 | 0 | 0 | 0 | 0 | 0 | 0 | 0 | 0 | 0 | 0 | 0 | 0 | 0 | 0
PSS | CAERGWRLE T1 | 0 | 0 | 0 | 0 | 0 | 0 | 0 | 0 | 0 | 0 | 0 | 0 | 0 | 0 | 0 | 0 | 0 | 0 | 0 | 0 | 0 | 0 | 0 | 0 | 0 | 0 | 0 | 0 | 0 | 0 | 0 | 0 | 0 | 0 | 0 | 0 | 0 | 0 | 0 | 0 | 0 | 0 | 0 | 0 | 0 | 0 | 0 | 0 | 0 | 0 | 0 | 0 | 0 | 0 | 0 | 0 | 0 | 0 | 0 | 0 | 0 | 0 | 0 | 0 | 0 | 0 | 0 | 0 | 0 | 0 | 0 | 0 | 0 | 0 | 0 | 0 | 0 | 0 | 0 | 0 | 0 | 0 | 0 | 0 | 0 | 0 | 0 | 0 | 0 | 0 | 0 | 0 | 0 | 0 | 0 | 0 | 0 | 0 | 0 | 0 | 0 | 0 | 0 | 0 | 0 | 0 | 0 | 0 | 0 | 0 | 0 | 0 | 0 | 0 | 0 | 0 | 0 | 0 | 0 | 0 | 0 | 0 | 0 | 0 | 0 | 0 | 0 | 0 | 0 | 0 | 0 | 0 | 0 | 0 | 0 | 0 | 0 | 0 | 0 | 0 | 0 | 0 | 0 | 0 | 0 | 0 | 0 | 0 | 0 | 0
PSS | CAERNARFON T1 | 0.5 | 0.5 | 0.5 | 0.5 | 0.5 | 0.5 | 0.5 | 0.5 | 0.5 | 0.5 | 0.5 | 0.5 | 0.5 | 0.5 | 0.5 | 0.5 | 0.5 | 0.5 | 0.5 | 0.5 | 0.5 | 0.5 | 0.5 | 0.5 | 0.5 | 0.5 | 0.5 | 0.5 | 0.5 | 0.5 | 0.5 | 0.5 | 0.5 | 0.5 | 0.5 | 0.5 | 0.5 | 0.5 | 0.5 | 0.5 | 0.5 | 0.5 | 0.5 | 0.5 | 0.5 | 0.5 | 0.5 | 0.5 | 0.5 | 0.5 | 0.5 | 0.5 | 0.5 | 0.5 | 0.5 | 0.5 | 0.5 | 0.5 | 0.3 | 0.3 | 0.5 | 0.5 | 0.5 | 0.5 | 0.5 | 0.5 | 0.5 | 0.5 | 0.5 | 0.5 | 0.5 | 0.5 | 0.5 | 0.5 | 0.5 | 0.5 | 0.5 | 0.5 | 0.5 | 0.5 | 0.5 | 0.5 | 0.5 | 0.5 | 0.5 | 0.5 | 0.5 | 0.5 | 0.5 | 0.5 | 0.5 | 0.5 | 0.5 | 0.5 | 0.5 | 0.5 | 0.5 | 0.5 | 0.5 | 0.5 | 0.5 | 0.5 | 0.5 | 0.5 | 0.5 | 0.5 | 0.5 | 0.5 | 0.5 | 0.5 | 0.5 | 0.5 | 0.5 | 0.5 | 0.5 | 0.5 | 0.5 | 0.5 | 0.5 | 0.5 | 0.5 | 0.5 | 0.5 | 0.5 | 0.5 | 0.5 | 0.5 | 0.5 | 0.5 | 0.5 | 0.5 | 0.5 | 0.5 | 0.5 | 0.5 | 0.5 | 0.5 | 0.5 | 0.5 | 0.5 | 0.5 | 0.5 | 0.5 | 0.5 | 0.5 | 0.5 | 0.5 | 0.5 | 0.5 | 0.5
PSS | CAERSWS T1 | 0 | 0 | 0 | 0 | 0 | 0 | 0 | 0 | 0 | 0 | 0 | 0 | 0 | 0 | 0 | 0 | 0 | 0 | 0 | 0 | 0 | 0 | 0 | 0 | 0 | 0 | 0 | 0 | 0 | 0 | 0 | 0 | 0 | 0 | 0 | 0 | 0 | 0 | 0 | 0 | 0 | 0 | 0 | 0 | 0 | 0 | 0 | 0 | 0 | 0 | 0 | 0 | 0 | 0 | 0 | 0 | 0 | 0 | 0 | 0 | 0 | 0 | 0 | 0 | 0 | 0 | 0 | 0 | 0 | 0 | 0 | 0 | 0 | 0 | 0 | 0 | 0 | 0 | 0 | 0 | 0 | 0 | 0 | 0 | 0 | 0 | 0 | 0 | 0 | 0 | 0 | 0 | 0 | 0 | 0 | 0 | 0 | 0 | 0 | 0 | 0 | 0 | 0 | 0 | 0 | 0 | 0 | 0 | 0 | 0 | 0 | 0 | 0 | 0 | 0 | 0 | 0 | 0 | 0 | 0 | 0 | 0 | 0 | 0 | 0 | 0 | 0 | 0 | 0 | 0 | 0 | 0 | 0 | 0 | 0 | 0 | 0 | 0 | 0 | 0 | 0 | 0 | 0 | 0 | 0 | 0 | 0 | 0 | 0 | 0
PSS | CALDY T1 / HOYLAKE T1 / MEOLS T1 / WEST KIRBY SOUTH T1 | 0 | 0 | 0 | 0 | 0 | 0 | 0 | 0 | 0 | 0 | 0 | 0 | 0 | 0 | 0 | 0 | 0 | 0 | 0 | 0 | 0 | 0 | 0 | 0 | 0 | 0 | 0 | 0 | 0 | 0 | 0 | 0 | 0 | 0 | 0 | 0 | 0 | 0 | 0 | 0 | 0 | 0 | 0 | 0 | 0 | 0 | 0 | 0 | 0 | 0 | 0 | 0 | 0 | 0 | 0 | 0 | 0 | 0 | 0 | 0 | 0 | 0 | 0 | 0 | 0 | 0 | 0 | 0 | 0 | 0 | 0 | 0 | 0 | 0 | 0 | 0 | 0 | 0 | 0 | 0 | 0 | 0 | 0 | 0 | 0 | 0 | 0 | 0 | 0 | 0 | 0 | 0 | 0 | 0 | 0 | 0 | 0 | 0 | 0 | 0 | 0 | 0 | 0 | 0 | 0 | 0 | 0 | 0 | 0 | 0 | 0 | 0 | 0 | 0 | 0 | 0 | 0 | 0 | 0 | 0 | 0 | 0 | 0 | 0 | 0 | 0 | 0 | 0 | 0 | 0 | 0 | 0 | 0 | 0 | 0 | 0 | 0 | 0 | 0 | 0 | 0 | 0 | 0 | 0 | 0 | 0 | 0 | 0 | 0 | 0
PSS | CARBORUNDUM T1 / HOUGHTONS LA T1 / RAINFORD T1 / WINDLEHURST T2 | 0 | 0 | 0 | 0 | 0 | 0 | 0 | 0 | 0 | 0 | 0 | 0 | 0 | 0 | 0 | 0 | 0 | 0 | 0 | 0 | 0 | 0 | 0 | 0 | 0 | 0 | 0 | 0 | 0 | 0 | 0 | 0 | 0 | 0 | 0 | 0 | 0 | 0 | 0 | 0 | 0 | 0 | 0 | 0 | 0 | 0 | 0 | 0 | 0 | 0 | 0 | 0 | 0 | 0 | 0 | 0 | 0 | 0 | 0 | 0 | 0 | 0 | 0 | 0 | 0 | 0 | 0 | 0 | 0 | 0 | 0 | 0 | 0 | 0 | 0 | 0 | 0 | 0 | 0 | 0 | 0 | 0 | 0 | 0 | 0 | 0 | 0 | 0 | 0 | 0 | 0 | 0 | 0 | 0 | 0 | 0 | 0 | 0 | 0 | 0 | 0 | 0 | 0 | 0 | 0 | 0 | 0 | 0 | 0 | 0 | 0 | 0 | 0 | 0 | 0 | 0 | 0 | 0 | 0 | 0 | 0 | 0 | 0 | 0 | 0 | 0 | 0 | 0 | 0 | 0 | 0 | 0 | 0 | 0 | 0 | 0 | 0 | 0 | 0 | 0 | 0 | 0 | 0 | 0 | 0 | 0 | 0 | 0 | 0 | 0
PSS | CARLTON ST T1 / CARLTON ST T2 / CHALON WAY T2 | 0 | 0 | 0 | 0 | 0 | 0 | 0 | 0 | 0 | 0 | 0 | 0 | 0 | 0 | 0 | 0 | 0 | 0 | 0 | 0 | 0 | 0 | 0 | 0 | 0 | 0 | 0 | 0 | 0 | 0 | 0 | 0 | 0 | 0 | 0 | 0 | 0 | 0 | 0 | 0 | 0 | 0 | 0 | 0 | 0 | 0 | 0 | 0 | 0 | 0 | 0 | 0 | 0 | 0 | 0 | 0 | 0 | 0 | 0 | 0 | 0 | 0 | 0 | 0 | 0 | 0 | 0 | 0 | 0 | 0 | 0 | 0 | 0 | 0 | 0 | 0 | 0 | 0 | 0 | 0 | 0 | 0 | 0 | 0 | 0 | 0 | 0 | 0 | 0 | 0 | 0 | 0 | 0 | 0 | 0 | 0 | 0 | 0 | 0 | 0 | 0 | 0 | 0 | 0 | 0 | 0 | 0 | 0 | 0 | 0 | 0 | 0 | 0 | 0 | 0 | 0 | 0 | 0 | 0 | 0 | 0 | 0 | 0 | 0 | 0 | 0 | 0 | 0 | 0 | 0 | 0 | 0 | 0 | 0 | 0 | 0 | 0 | 0 | 0 | 0 | 0 | 0 | 0 | 0 | 0 | 0 | 0 | 0 | 0 | 0
PSS | CARMEL T1 | 0.2 | 0.2 | 0.2 | 0.2 | 0.2 | 0.2 | 0.2 | 0.2 | 0.2 | 0.2 | 0.2 | 0.2 | 0.2 | 0.2 | 0.2 | 0.2 | 0.2 | 0.2 | 0.2 | 0.2 | 0.2 | 0.2 | 0.2 | 0.2 | 0.2 | 0.2 | 0.2 | 0.8 | 0.8 | 0.8 | 0.2 | 0.2 | 0.2 | 0.4 | 0.5 | 0.8 | 1 | 1.6 | 2 | 2.3 | 2.7 | 3.1 | 3.4 | 3.8 | 4.2 | 4.6 | 5.1 | 5.5 | 6 | 6.3 | 6.6 | 7 | 7.3 | 7.6 | 7.8 | 8 | 8 | 8 | 8.7 | 8.7 | 0.2 | 0.2 | 0.2 | 0.2 | 0.2 | 0.2 | 0.2 | 0.5 | 0.7 | 1.1 | 1.4 | 1.7 | 2.1 | 2.4 | 2.8 | 3.2 | 3.5 | 3.9 | 4.2 | 4.6 | 4.9 | 5.3 | 5.6 | 5.9 | 6.2 | 6.5 | 6.9 | 7.2 | 7.6 | 8 | 0.2 | 0.2 | 0.2 | 0.2 | 0.2 | 0.5 | 0.8 | 1.3 | 1.5 | 1.8 | 2.2 | 2.5 | 2.8 | 3.1 | 3.4 | 3.7 | 4 | 4.3 | 4.6 | 4.9 | 5.2 | 5.5 | 5.8 | 6 | 6.2 | 6.3 | 6.4 | 6.4 | 6.4 | 6.4 | 0.2 | 0.2 | 0.2 | 0.3 | 0.3 | 0.5 | 0.6 | 1 | 1.4 | 1.8 | 2.3 | 2.6 | 3 | 3.4 | 3.8 | 4.2 | 4.7 | 5.1 | 5.5 | 5.9 | 6.2 | 6.6 | 6.9 | 7.3 | 7.6 | 7.8 | 8 | 8.2 | 8.3 | 8.3
PSS | CASTLE BEESTON ST T1 / HARTFORD T2 / LEICESTER STREET T1 / NORTHWICH TOWN T1 / WINNINGTON T1 | 0 | 0 | 0 | 0 | 0 | 0 | 0 | 0 | 0 | 0 | 0 | 0 | 0 | 0 | 0 | 0 | 0 | 0 | 0 | 0 | 0 | 0 | 0 | 0 | 0 | 0 | 0 | 0 | 0 | 0 | 0 | 0 | 0 | 0 | 0 | 0 | 0 | 0 | 0 | 0 | 0 | 0 | 0 | 0 | 0 | 0 | 0 | 0 | 0 | 0 | 0 | 0 | 0 | 0 | 0 | 0 | 0 | 0 | 0 | 0 | 0 | 0 | 0 | 0 | 0 | 0 | 0 | 0 | 0 | 0 | 0 | 0 | 0 | 0 | 0 | 0 | 0 | 0 | 0 | 0 | 0 | 0 | 0 | 0 | 0 | 0 | 0 | 0 | 0 | 0 | 0 | 0 | 0 | 0 | 0 | 0 | 0 | 0 | 0 | 0 | 0 | 0 | 0 | 0 | 0 | 0 | 0 | 0 | 0 | 0 | 0 | 0 | 0 | 0 | 0 | 0 | 0 | 0 | 0 | 0 | 0 | 0 | 0 | 0 | 0 | 0 | 0 | 0 | 0 | 0 | 0 | 0 | 0 | 0 | 0 | 0 | 0 | 0 | 0 | 0 | 0 | 0 | 0 | 0 | 0 | 0 | 0 | 0 | 0 | 0
PSS | CEFN MAWR T1 | 0 | 0 | 0 | 0 | 0 | 0 | 0 | 0 | 0 | 0 | 0 | 0 | 0 | 0 | 0 | 0 | 0 | 0 | 0 | 0 | 0 | 0 | 0 | 0 | 0 | 0 | 0 | 0 | 0 | 0 | 0 | 0 | 0 | 0 | 0 | 0 | 0 | 0 | 0 | 0 | 0 | 0 | 0 | 0 | 0 | 0 | 0 | 0 | 0 | 0 | 0 | 0 | 0 | 0 | 0 | 0.2 | 0.5 | 0.5 | 1 | 1 | 0 | 0 | 0 | 0 | 0 | 0 | 0 | 0 | 0 | 0 | 0 | 0 | 0 | 0 | 0 | 0 | 0 | 0 | 0 | 0 | 0 | 0 | 0 | 0 | 0 | 0 | 0 | 0 | 0 | 0 | 0 | 0 | 0 | 0 | 0 | 0 | 0 | 0 | 0 | 0 | 0 | 0 | 0 | 0 | 0 | 0 | 0 | 0 | 0 | 0 | 0.1 | 0.4 | 0.7 | 1 | 1.3 | 1.3 | 1.3 | 1.3 | 1.5 | 1.5 | 0 | 0 | 0 | 0 | 0 | 0 | 0 | 0 | 0 | 0 | 0 | 0 | 0 | 0 | 0 | 0 | 0 | 0 | 0 | 0 | 0 | 0 | 0 | 0 | 0 | 0 | 0 | 0 | 0 | 0
PSS | CEMAES BAY T1 | 0.6 | 0.6 | 0.6 | 0.6 | 0.6 | 0.6 | 0.6 | 0.6 | 0.6 | 0.6 | 0.6 | 0.6 | 0.6 | 0.6 | 0.6 | 0.6 | 0.6 | 0.6 | 0.6 | 0.6 | 0.6 | 0.7 | 0.7 | 0.7 | 0.7 | 0.7 | 0.7 | 0.7 | 0.7 | 0.7 | 0.6 | 0.6 | 0.6 | 0.6 | 0.6 | 0.6 | 0.6 | 0.6 | 0.6 | 0.6 | 0.6 | 0.6 | 0.6 | 0.6 | 0.6 | 0.6 | 0.6 | 0.6 | 0.6 | 0.6 | 0.6 | 0.6 | 0.6 | 0.6 | 0.6 | 0.6 | 0.6 | 0.6 | 0.4 | 0.4 | 0.6 | 0.6 | 0.6 | 0.6 | 0.6 | 0.6 | 0.6 | 0.6 | 0.6 | 0.6 | 0.6 | 0.6 | 0.6 | 0.6 | 0.6 | 0.6 | 0.6 | 0.6 | 0.6 | 0.6 | 0.6 | 0.6 | 0.6 | 0.6 | 0.6 | 0.6 | 0.6 | 0.6 | 0.6 | 0.6 | 0.6 | 0.6 | 0.6 | 0.6 | 0.6 | 0.6 | 0.6 | 0.6 | 0.6 | 0.6 | 0.6 | 0.6 | 0.6 | 0.6 | 0.6 | 0.6 | 0.6 | 0.6 | 0.6 | 0.6 | 0.6 | 0.6 | 0.6 | 0.6 | 0.6 | 0.6 | 0.6 | 0.6 | 0.6 | 0.6 | 0.6 | 0.6 | 0.6 | 0.6 | 0.6 | 0.6 | 0.6 | 0.6 | 0.6 | 0.6 | 0.6 | 0.6 | 0.6 | 0.6 | 0.6 | 0.6 | 0.6 | 0.6 | 0.6 | 0.6 | 0.6 | 0.6 | 0.6 | 0.6 | 0.6 | 0.6 | 0.6 | 0.6 | 0.6 | 0.6
PSS | CEMMAES RD T1 | 0.8 | 0.8 | 0.8 | 0.8 | 0.8 | 0.8 | 0.8 | 0.8 | 0.8 | 0.8 | 0.8 | 0.8 | 0.9 | 0.9 | 0.9 | 0.9 | 0.9 | 0.9 | 0.9 | 0.9 | 0.9 | 0.9 | 0.9 | 0.9 | 0.9 | 1 | 1 | 1 | 1 | 1 | 0.8 | 0.8 | 0.8 | 0.8 | 0.8 | 0.8 | 0.8 | 0.8 | 0.8 | 0.8 | 0.8 | 0.8 | 0.8 | 0.8 | 0.8 | 0.8 | 0.8 | 0.8 | 0.8 | 0.8 | 0.8 | 0.8 | 0.8 | 0.8 | 0.8 | 0.8 | 0.8 | 0.8 | 0.6 | 0.6 | 0.8 | 0.8 | 0.8 | 0.8 | 0.8 | 0.8 | 0.8 | 0.8 | 0.8 | 0.8 | 0.8 | 0.8 | 0.8 | 0.8 | 0.8 | 0.8 | 0.8 | 0.8 | 0.8 | 0.8 | 0.8 | 0.8 | 0.8 | 0.8 | 0.8 | 0.8 | 0.8 | 0.8 | 0.8 | 0.8 | 0.8 | 0.8 | 0.8 | 0.8 | 0.8 | 0.8 | 0.8 | 0.8 | 0.8 | 0.8 | 0.8 | 0.8 | 0.8 | 0.8 | 0.8 | 0.8 | 0.8 | 0.8 | 0.8 | 0.8 | 0.8 | 0.8 | 0.8 | 0.8 | 0.8 | 0.8 | 0.8 | 0.8 | 0.8 | 0.8 | 0.8 | 0.8 | 0.8 | 0.8 | 0.8 | 0.8 | 0.8 | 0.8 | 0.8 | 0.8 | 0.8 | 0.8 | 0.8 | 0.8 | 0.8 | 0.8 | 0.8 | 0.8 | 0.8 | 0.8 | 0.8 | 0.8 | 0.8 | 0.8 | 0.8 | 0.8 | 0.8 | 0.8 | 0.8 | 0.8
PSS | CEREAL PARTNERS T1 / LEVER GEORGIA AVE T1 / POOL LA T1 / UML LEVER BROMBOROUGH T2 | 0 | 0 | 0 | 0 | 0 | 0 | 0 | 0 | 0 | 0 | 0 | 0 | 0 | 0 | 0 | 0 | 0 | 0 | 0 | 0 | 0 | 0 | 0 | 0 | 0 | 0 | 0 | 0 | 0 | 0 | 0 | 0 | 0 | 0 | 0 | 0 | 0 | 0 | 0 | 0 | 0 | 0 | 0 | 0 | 0 | 0 | 0 | 0 | 0 | 0 | 0 | 0 | 0 | 0 | 0 | 0 | 0 | 0 | 0 | 0 | 0 | 0 | 0 | 0 | 0 | 0 | 0 | 0 | 0 | 0 | 0 | 0 | 0 | 0 | 0 | 0 | 0 | 0 | 0 | 0 | 0 | 0 | 0 | 0 | 0 | 0 | 0 | 0 | 0 | 0 | 0 | 0 | 0 | 0 | 0 | 0 | 0 | 0 | 0 | 0 | 0 | 0 | 0 | 0 | 0 | 0 | 0 | 0 | 0 | 0 | 0 | 0 | 0 | 0 | 0 | 0 | 0 | 0 | 0 | 0 | 0 | 0 | 0 | 0 | 0 | 0 | 0 | 0 | 0 | 0 | 0 | 0 | 0 | 0 | 0 | 0 | 0 | 0 | 0 | 0 | 0 | 0 | 0 | 0 | 0 | 0 | 0 | 0 | 0 | 0
PSS | CHALON WAY T1 / TECHNOLOGY CAMPUS T1 / WOODVILLE ST T1 | 0 | 0 | 0 | 0 | 0 | 0 | 0 | 0 | 0 | 0 | 0 | 0 | 0 | 0 | 0 | 0 | 0 | 0 | 0 | 0 | 0 | 0 | 0 | 0 | 0 | 0 | 0 | 0 | 0 | 0 | 0 | 0 | 0 | 0 | 0 | 0 | 0 | 0 | 0 | 0 | 0 | 0 | 0 | 0 | 0 | 0 | 0 | 0 | 0 | 0 | 0 | 0 | 0 | 0 | 0 | 0 | 0 | 0 | 0 | 0 | 0 | 0 | 0 | 0 | 0 | 0 | 0 | 0 | 0 | 0 | 0 | 0 | 0 | 0 | 0 | 0 | 0 | 0 | 0 | 0 | 0 | 0 | 0 | 0 | 0 | 0 | 0 | 0 | 0 | 0 | 0 | 0 | 0 | 0 | 0 | 0 | 0 | 0 | 0 | 0 | 0 | 0 | 0 | 0 | 0 | 0 | 0 | 0 | 0 | 0 | 0 | 0 | 0 | 0 | 0 | 0 | 0 | 0 | 0 | 0 | 0 | 0 | 0 | 0 | 0 | 0 | 0 | 0 | 0 | 0 | 0 | 0 | 0 | 0 | 0 | 0 | 0 | 0 | 0 | 0 | 0 | 0 | 0 | 0 | 0 | 0 | 0 | 0 | 0 | 0
PSS | CHESTER GATES T1 / UNILEVER DUNKIRK T1 | 0 | 0 | 0 | 0 | 0 | 0 | 0 | 0 | 0 | 0 | 0 | 0 | 0 | 0 | 0 | 0 | 0 | 0 | 0 | 0 | 0 | 0 | 0 | 0 | 0 | 0 | 0 | 0 | 0 | 0 | 0 | 0 | 0 | 0 | 0 | 0 | 0 | 0 | 0 | 0 | 0 | 0 | 0 | 0 | 0 | 0 | 0 | 0 | 0 | 0 | 0 | 0 | 0 | 0 | 0 | 0 | 0 | 0 | 0 | 0 | 0 | 0 | 0 | 0 | 0 | 0 | 0 | 0 | 0 | 0 | 0 | 0 | 0 | 0 | 0 | 0 | 0 | 0 | 0 | 0 | 0 | 0 | 0 | 0 | 0 | 0 | 0 | 0 | 0 | 0 | 0 | 0 | 0 | 0 | 0 | 0 | 0 | 0 | 0 | 0 | 0 | 0 | 0 | 0 | 0 | 0 | 0 | 0 | 0 | 0 | 0 | 0 | 0 | 0 | 0 | 0 | 0 | 0 | 0 | 0 | 0 | 0 | 0 | 0 | 0 | 0 | 0 | 0 | 0 | 0 | 0 | 0 | 0 | 0 | 0 | 0 | 0 | 0 | 0 | 0 | 0 | 0 | 0 | 0 | 0 | 0 | 0 | 0 | 0 | 0
PSS | CHESTER ST (WREXHAM) T1 / EAGLES MEADOW T1 / RHOSNESNI T1 / WHITEGATE T1 | 0 | 0 | 0 | 0 | 0 | 0 | 0 | 0 | 0 | 0 | 0 | 0 | 0 | 0 | 0 | 0 | 0 | 0 | 0 | 0 | 0 | 0 | 0 | 0 | 0 | 0 | 0 | 0 | 0 | 0 | 0 | 0 | 0 | 0 | 0 | 0 | 0 | 0 | 0 | 0 | 0 | 0 | 0 | 0 | 0 | 0 | 0 | 0 | 0 | 0 | 0 | 0 | 0 | 0 | 0 | 0 | 0 | 0 | 0 | 0 | 0 | 0 | 0 | 0 | 0 | 0 | 0 | 0 | 0 | 0 | 0 | 0 | 0 | 0 | 0 | 0 | 0 | 0 | 0 | 0 | 0 | 0 | 0 | 0 | 0 | 0 | 0 | 0 | 0 | 0 | 0 | 0 | 0 | 0 | 0 | 0 | 0 | 0 | 0 | 0 | 0 | 0 | 0 | 0 | 0 | 0 | 0 | 0 | 0 | 0 | 0 | 0 | 0 | 0 | 0 | 0 | 0 | 0 | 0 | 0 | 0 | 0 | 0 | 0 | 0 | 0 | 0 | 0 | 0 | 0 | 0 | 0 | 0 | 0 | 0 | 0 | 0 | 0 | 0 | 0 | 0 | 0 | 0 | 0 | 0 | 0 | 0 | 0 | 0 | 0
PSS | CHILDWALL T1 / CHILDWALL FIVEWAYS T1 / LYNDENE RD T1 / MIDDLEMASS HEY T1 / NAYLORS RD T1 | 0 | 0 | 0 | 0 | 0 | 0 | 0 | 0 | 0 | 0 | 0 | 0 | 0 | 0 | 0 | 0 | 0 | 0 | 0 | 0 | 0 | 0 | 0 | 0 | 0 | 0 | 0 | 0 | 0 | 0 | 0 | 0 | 0 | 0 | 0 | 0 | 0 | 0 | 0 | 0 | 0 | 0 | 0 | 0 | 0 | 0 | 0 | 0 | 0 | 0 | 0 | 0 | 0 | 0 | 0 | 0 | 0 | 0 | 0 | 0 | 0 | 0 | 0 | 0 | 0 | 0 | 0 | 0 | 0 | 0 | 0 | 0 | 0 | 0 | 0 | 0 | 0 | 0 | 0 | 0 | 0 | 0 | 0 | 0 | 0 | 0 | 0 | 0 | 0 | 0 | 0 | 0 | 0 | 0 | 0 | 0 | 0 | 0 | 0 | 0 | 0 | 0 | 0 | 0 | 0 | 0 | 0 | 0 | 0 | 0 | 0 | 0 | 0 | 0 | 0 | 0 | 0 | 0 | 0 | 0 | 0 | 0 | 0 | 0 | 0 | 0 | 0 | 0 | 0 | 0 | 0 | 0 | 0 | 0 | 0 | 0 | 0 | 0 | 0 | 0 | 0 | 0 | 0 | 0 | 0 | 0 | 0 | 0 | 0 | 0
PSS | CHOWLEY T1 | 0 | 0 | 0 | 0 | 0 | 0 | 0 | 0 | 0 | 0 | 0 | 0 | 0 | 0 | 0 | 0 | 0 | 0 | 0 | 0 | 0 | 0 | 0 | 0 | 0 | 0 | 0 | 0 | 0 | 0 | 0 | 0 | 0 | 0 | 0 | 0 | 0 | 0 | 0 | 0 | 0 | 0 | 0 | 0 | 0 | 0 | 0 | 0 | 0 | 0 | 0 | 0 | 0 | 0 | 0 | 0 | 0 | 0 | 0 | 0 | 0 | 0 | 0 | 0 | 0 | 0 | 0 | 0 | 0 | 0 | 0 | 0 | 0 | 0 | 0 | 0 | 0 | 0 | 0 | 0 | 0 | 0 | 0 | 0 | 0 | 0 | 0 | 0 | 0 | 0 | 0 | 0 | 0 | 0 | 0 | 0 | 0 | 0 | 0 | 0 | 0 | 0 | 0 | 0 | 0 | 0 | 0 | 0 | 0 | 0 | 0 | 0 | 0 | 0 | 0 | 0 | 0 | 0 | 0 | 0 | 0 | 0 | 0 | 0 | 0 | 0 | 0 | 0 | 0 | 0 | 0 | 0 | 0 | 0 | 0 | 0 | 0 | 0 | 0 | 0 | 0 | 0 | 0 | 0 | 0 | 0 | 0 | 0 | 0 | 0
PSS | CHURCH LANE T1 / NANT HALL T1 / PRESTATYN T1 | 0 | 0 | 0 | 0 | 0 | 0 | 0 | 0 | 0 | 0 | 0 | 0 | 0 | 0 | 0 | 0 | 0 | 0 | 0 | 0 | 0 | 0 | 0 | 0 | 0 | 0 | 0 | 0 | 0 | 0 | 0 | 0 | 0 | 0 | 0 | 0 | 0 | 0 | 0 | 0 | 0 | 0 | 0 | 0 | 0 | 0 | 0 | 0 | 0 | 0 | 0 | 0 | 0 | 0 | 0 | 0 | 0 | 0 | 0 | 0 | 0 | 0 | 0 | 0 | 0 | 0 | 0 | 0 | 0 | 0 | 0 | 0 | 0 | 0 | 0 | 0 | 0 | 0 | 0 | 0 | 0 | 0 | 0 | 0 | 0 | 0 | 0 | 0 | 0 | 0 | 0 | 0 | 0 | 0 | 0 | 0 | 0 | 0 | 0 | 0 | 0 | 0 | 0 | 0 | 0 | 0 | 0 | 0 | 0 | 0 | 0 | 0 | 0 | 0 | 0 | 0 | 0 | 0 | 0 | 0 | 0 | 0 | 0 | 0 | 0 | 0 | 0 | 0 | 0 | 0 | 0 | 0 | 0 | 0 | 0 | 0 | 0 | 0 | 0 | 0 | 0 | 0 | 0 | 0 | 0 | 0 | 0 | 0 | 0 | 0
PSS | CHURCH LAWTON T1 | 0 | 0 | 0 | 0 | 0 | 0 | 0 | 0 | 0 | 0 | 0 | 0 | 0 | 0 | 0 | 0 | 0 | 0 | 0 | 0 | 0 | 0 | 0 | 0 | 0 | 0 | 0 | 0 | 0 | 0 | 0 | 0 | 0 | 0 | 0 | 0 | 0 | 0 | 0 | 0 | 0 | 0 | 0 | 0 | 0 | 0 | 0 | 0 | 0 | 0 | 0 | 0 | 0 | 0 | 0 | 0 | 0 | 0 | 0 | 0 | 0 | 0 | 0 | 0 | 0 | 0 | 0 | 0 | 0 | 0 | 0 | 0 | 0 | 0 | 0 | 0 | 0 | 0 | 0 | 0 | 0 | 0 | 0 | 0 | 0 | 0 | 0 | 0 | 0 | 0 | 0 | 0 | 0 | 0 | 0 | 0 | 0 | 0 | 0 | 0 | 0 | 0 | 0 | 0 | 0 | 0 | 0 | 0 | 0 | 0 | 0 | 0 | 0 | 0 | 0 | 0 | 0 | 0 | 0 | 0 | 0 | 0 | 0 | 0 | 0 | 0 | 0 | 0 | 0 | 0 | 0 | 0 | 0 | 0 | 0 | 0 | 0 | 0 | 0 | 0 | 0 | 0 | 0 | 0 | 0 | 0 | 0 | 0 | 0 | 0
PSS | CHURCH ST WINSFORD T1 / OVER T1 / WHARTON PK T1 / WOODFORD PK T1 | 0 | 0 | 0 | 0 | 0 | 0 | 0 | 0 | 0 | 0 | 0 | 0 | 0 | 0 | 0 | 0 | 0 | 0 | 0 | 0 | 0 | 0 | 0 | 0 | 0 | 0 | 0 | 0 | 0 | 0 | 0 | 0 | 0 | 0 | 0 | 0 | 0 | 0 | 0 | 0 | 0 | 0 | 0 | 0 | 0 | 0 | 0 | 0 | 0 | 0 | 0 | 0 | 0 | 0 | 0 | 0 | 0 | 0 | 0 | 0 | 0 | 0 | 0 | 0 | 0 | 0 | 0 | 0 | 0 | 0 | 0 | 0 | 0 | 0 | 0 | 0 | 0 | 0 | 0 | 0 | 0 | 0 | 0 | 0 | 0 | 0 | 0 | 0 | 0 | 0 | 0 | 0 | 0 | 0 | 0 | 0 | 0 | 0 | 0 | 0 | 0 | 0 | 0 | 0 | 0 | 0 | 0 | 0 | 0 | 0 | 0 | 0 | 0 | 0 | 0 | 0 | 0 | 0 | 0 | 0 | 0 | 0 | 0 | 0 | 0 | 0 | 0 | 0 | 0 | 0 | 0 | 0 | 0 | 0 | 0 | 0 | 0 | 0 | 0 | 0 | 0 | 0 | 0 | 0 | 0 | 0 | 0 | 0 | 0 | 0
PSS | CIVIC CENTRE T1 / CLAUGHTON AVE T1 / ELECTRICITY ST T1 | 0 | 0 | 0 | 0 | 0 | 0 | 0 | 0 | 0 | 0 | 0 | 0 | 0 | 0 | 0 | 0 | 0 | 0 | 0 | 0 | 0 | 0 | 0 | 0 | 0 | 0 | 0 | 0 | 0 | 0 | 0 | 0 | 0 | 0 | 0 | 0 | 0 | 0 | 0 | 0 | 0 | 0 | 0 | 0 | 0 | 0 | 0 | 0 | 0 | 0 | 0 | 0 | 0 | 0 | 0 | 0 | 0 | 0 | 0 | 0 | 0 | 0 | 0 | 0 | 0 | 0 | 0 | 0 | 0 | 0 | 0 | 0 | 0 | 0 | 0 | 0 | 0 | 0 | 0 | 0 | 0 | 0 | 0 | 0 | 0 | 0 | 0 | 0 | 0 | 0 | 0 | 0 | 0 | 0 | 0 | 0 | 0 | 0 | 0 | 0 | 0 | 0 | 0 | 0 | 0 | 0 | 0 | 0 | 0 | 0 | 0 | 0 | 0 | 0 | 0 | 0 | 0 | 0 | 0 | 0 | 0 | 0 | 0 | 0 | 0 | 0 | 0 | 0 | 0 | 0 | 0 | 0 | 0 | 0 | 0 | 0 | 0 | 0 | 0 | 0 | 0 | 0 | 0 | 0 | 0 | 0 | 0 | 0 | 0 | 0
PSS | CLEDFORD T1 | 0 | 0 | 0 | 0 | 0 | 0 | 0 | 0 | 0 | 0 | 0 | 0 | 0 | 0 | 0 | 0 | 0 | 0 | 0 | 0 | 0 | 0 | 0 | 0 | 0 | 0 | 0 | 0 | 0 | 0 | 0 | 0 | 0 | 0 | 0 | 0 | 0 | 0 | 0 | 0 | 0 | 0 | 0 | 0 | 0 | 0 | 0 | 0 | 0 | 0 | 0 | 0 | 0 | 0 | 0 | 0 | 0 | 0 | 0 | 0 | 0 | 0 | 0 | 0 | 0 | 0 | 0 | 0 | 0 | 0 | 0 | 0 | 0 | 0 | 0 | 0 | 0 | 0 | 0 | 0 | 0 | 0 | 0 | 0 | 0 | 0 | 0 | 0 | 0 | 0 | 0 | 0 | 0 | 0 | 0 | 0 | 0 | 0 | 0 | 0 | 0 | 0 | 0 | 0 | 0 | 0 | 0 | 0 | 0 | 0 | 0 | 0 | 0 | 0 | 0 | 0 | 0 | 0 | 0 | 0 | 0 | 0 | 0 | 0 | 0 | 0 | 0 | 0 | 0 | 0 | 0 | 0 | 0 | 0 | 0 | 0 | 0 | 0 | 0 | 0 | 0 | 0 | 0 | 0 | 0 | 0 | 0 | 0 | 0 | 0
PSS | CLOCKFACE T1 / GEC ST HELENS T1 / HILLS MOSS T1 / NCB SUTTON MANOR T2 | 0 | 0 | 0 | 0 | 0 | 0 | 0 | 0 | 0 | 0 | 0 | 0 | 0 | 0 | 0 | 0 | 0 | 0 | 0 | 0 | 0 | 0 | 0 | 0 | 0 | 0 | 0 | 0 | 0 | 0 | 0 | 0 | 0 | 0 | 0 | 0 | 0 | 0 | 0 | 0 | 0 | 0 | 0 | 0 | 0 | 0 | 0 | 0 | 0 | 0 | 0 | 0 | 0 | 0 | 0 | 0 | 0 | 0 | 0 | 0 | 0 | 0 | 0 | 0 | 0 | 0 | 0 | 0 | 0 | 0 | 0 | 0 | 0 | 0 | 0 | 0 | 0 | 0 | 0 | 0 | 0 | 0 | 0 | 0 | 0 | 0 | 0 | 0 | 0 | 0 | 0 | 0 | 0 | 0 | 0 | 0 | 0 | 0 | 0 | 0 | 0 | 0 | 0 | 0 | 0 | 0 | 0 | 0 | 0 | 0 | 0 | 0 | 0 | 0 | 0 | 0 | 0 | 0 | 0 | 0 | 0 | 0 | 0 | 0 | 0 | 0 | 0 | 0 | 0 | 0 | 0 | 0 | 0 | 0 | 0 | 0 | 0 | 0 | 0 | 0 | 0 | 0 | 0 | 0 | 0 | 0 | 0 | 0 | 0 | 0
PSS | CLUBMOOR T1 / DUNLOPS WALTON T1 / WALTON T2 | 0 | 0 | 0 | 0 | 0 | 0 | 0 | 0 | 0 | 0 | 0 | 0 | 0 | 0 | 0 | 0 | 0 | 0 | 0 | 0 | 0 | 0 | 0 | 0 | 0 | 0 | 0 | 0 | 0 | 0 | 0 | 0 | 0 | 0 | 0 | 0 | 0 | 0 | 0 | 0 | 0 | 0 | 0 | 0 | 0 | 0 | 0 | 0 | 0 | 0 | 0 | 0 | 0 | 0 | 0 | 0 | 0 | 0 | 0 | 0 | 0 | 0 | 0 | 0 | 0 | 0 | 0 | 0 | 0 | 0 | 0 | 0 | 0 | 0 | 0 | 0 | 0 | 0 | 0 | 0 | 0 | 0 | 0 | 0 | 0 | 0 | 0 | 0 | 0 | 0 | 0 | 0 | 0 | 0 | 0 | 0 | 0 | 0 | 0 | 0 | 0 | 0 | 0 | 0 | 0 | 0 | 0 | 0 | 0 | 0 | 0 | 0 | 0 | 0 | 0 | 0 | 0 | 0 | 0 | 0 | 0 | 0 | 0 | 0 | 0 | 0 | 0 | 0 | 0 | 0 | 0 | 0 | 0 | 0 | 0 | 0 | 0 | 0 | 0 | 0 | 0 | 0 | 0 | 0 | 0 | 0 | 0 | 0 | 0 | 0
PSS | COEDPOETH T1 | 0 | 0 | 0 | 0 | 0 | 0 | 0 | 0 | 0 | 0 | 0 | 0 | 0 | 0 | 0 | 0 | 0 | 0 | 0 | 0 | 0 | 0 | 0 | 0 | 0 | 0 | 0 | 0 | 0 | 0 | 0 | 0 | 0 | 0 | 0 | 0 | 0 | 0 | 0 | 0 | 0 | 0 | 0 | 0 | 0 | 0 | 0 | 0 | 0 | 0 | 0 | 0 | 0 | 0 | 0 | 0 | 0 | 0 | 0 | 0 | 0 | 0 | 0 | 0 | 0 | 0 | 0 | 0 | 0 | 0 | 0 | 0 | 0 | 0 | 0 | 0 | 0 | 0 | 0 | 0 | 0 | 0 | 0 | 0 | 0 | 0 | 0 | 0 | 0 | 0 | 0 | 0 | 0 | 0 | 0 | 0 | 0 | 0 | 0 | 0 | 0 | 0 | 0 | 0 | 0 | 0 | 0 | 0 | 0 | 0 | 0 | 0 | 0 | 0 | 0 | 0 | 0 | 0 | 0 | 0 | 0 | 0 | 0 | 0 | 0 | 0 | 0 | 0 | 0 | 0 | 0 | 0 | 0 | 0 | 0 | 0 | 0 | 0 | 0 | 0 | 0 | 0 | 0 | 0 | 0 | 0 | 0 | 0 | 0 | 0
PSS | COLWYN BAY T1 / COLWYN BAY T2 / RHOS-ON-SEA T1 | 0 | 0 | 0 | 0 | 0 | 0 | 0 | 0 | 0 | 0 | 0 | 0 | 0 | 0 | 0 | 0 | 0 | 0 | 0 | 0 | 0 | 0 | 0 | 0 | 0 | 0 | 0 | 0 | 0 | 0 | 0 | 0 | 0 | 0 | 0 | 0 | 0 | 0 | 0 | 0 | 0 | 0 | 0 | 0 | 0 | 0 | 0 | 0 | 0 | 0 | 0 | 0 | 0 | 0 | 0 | 0 | 0 | 0 | 0 | 0 | 0 | 0 | 0 | 0 | 0 | 0 | 0 | 0 | 0 | 0 | 0 | 0 | 0 | 0 | 0 | 0 | 0 | 0 | 0 | 0 | 0 | 0 | 0 | 0 | 0 | 0 | 0 | 0 | 0 | 0 | 0 | 0 | 0 | 0 | 0 | 0 | 0 | 0 | 0 | 0 | 0 | 0 | 0 | 0 | 0 | 0 | 0 | 0 | 0 | 0 | 0 | 0 | 0 | 0 | 0 | 0 | 0 | 0 | 0 | 0 | 0 | 0 | 0 | 0 | 0 | 0 | 0 | 0 | 0 | 0 | 0 | 0 | 0 | 0 | 0 | 0 | 0 | 0 | 0 | 0 | 0 | 0 | 0 | 0 | 0 | 0 | 0 | 0 | 0 | 0
PSS | CONEY GREEN T1 / OSWESTRY T2 / OSWESTRY T1 | 0 | 0 | 0 | 0 | 0 | 0 | 0 | 0 | 0 | 0 | 0 | 0 | 0 | 0 | 0 | 0 | 0 | 0 | 0 | 0 | 0 | 0 | 0 | 0 | 0 | 0 | 0 | 0 | 0 | 0 | 0 | 0 | 0 | 0 | 0 | 0 | 0 | 0 | 0 | 0 | 0 | 0 | 0 | 0 | 0 | 0 | 0 | 0 | 0 | 0 | 0 | 0 | 0 | 0 | 0 | 0 | 0 | 0 | 0 | 0 | 0 | 0 | 0 | 0 | 0 | 0 | 0 | 0 | 0 | 0 | 0 | 0 | 0 | 0 | 0 | 0 | 0 | 0 | 0 | 0 | 0 | 0 | 0 | 0 | 0 | 0 | 0 | 0 | 0 | 0 | 0 | 0 | 0 | 0 | 0 | 0 | 0 | 0 | 0 | 0 | 0 | 0 | 0 | 0 | 0 | 0 | 0 | 0 | 0 | 0 | 0 | 0 | 0 | 0 | 0 | 0 | 0 | 0 | 0 | 0 | 0 | 0 | 0 | 0 | 0 | 0 | 0 | 0 | 0 | 0 | 0 | 0 | 0 | 0 | 0 | 0 | 0 | 0 | 0 | 0 | 0 | 0 | 0 | 0 | 0 | 0 | 0 | 0 | 0 | 0
PSS | CONIX T1 / CONIX T2 / MEDEVA T1 | 0 | 0 | 0 | 0 | 0 | 0 | 0 | 0 | 0 | 0 | 0 | 0 | 0 | 0 | 0 | 0 | 0 | 0 | 0 | 0 | 0 | 0 | 0 | 0 | 0 | 0 | 0 | 0 | 0 | 0 | 0 | 0 | 0 | 0 | 0 | 0 | 0 | 0 | 0 | 0 | 0 | 0 | 0 | 0 | 0 | 0 | 0 | 0 | 0 | 0 | 0 | 0 | 0 | 0 | 0 | 0 | 0 | 0 | 0 | 0 | 0 | 0 | 0 | 0 | 0 | 0 | 0 | 0 | 0 | 0 | 0 | 0 | 0 | 0 | 0 | 0 | 0 | 0 | 0 | 0 | 0 | 0 | 0 | 0 | 0 | 0 | 0 | 0 | 0 | 0 | 0 | 0 | 0 | 0 | 0 | 0 | 0 | 0 | 0 | 0 | 0 | 0 | 0 | 0 | 0 | 0 | 0 | 0 | 0 | 0 | 0 | 0 | 0 | 0 | 0 | 0 | 0 | 0 | 0 | 0 | 0 | 0 | 0 | 0 | 0 | 0 | 0 | 0 | 0 | 0 | 0 | 0 | 0 | 0 | 0 | 0 | 0 | 0 | 0 | 0 | 0 | 0 | 0 | 0 | 0 | 0 | 0 | 0 | 0 | 0
PSS | CONNAHS QUAY LOCAL T1 / CONNAHS QUAY LOCAL T2 / HAWARDEN T1 / KING GEORGE ST T1 | 0 | 0 | 0 | 0 | 0 | 0 | 0 | 0 | 0 | 0 | 0 | 0 | 0 | 0 | 0 | 0 | 0 | 0 | 0 | 0 | 0 | 0 | 0 | 0 | 0 | 0 | 0 | 0 | 0 | 0 | 0 | 0 | 0 | 0 | 0 | 0 | 0 | 0 | 0 | 0 | 0 | 0 | 0 | 0 | 0 | 0 | 0 | 0 | 0 | 0 | 0 | 0 | 0 | 0 | 0 | 0 | 0 | 0 | 0 | 0 | 0 | 0 | 0 | 0 | 0 | 0 | 0 | 0 | 0 | 0 | 0 | 0 | 0 | 0 | 0 | 0 | 0 | 0 | 0 | 0 | 0 | 0 | 0 | 0 | 0 | 0 | 0 | 0 | 0 | 0 | 0 | 0 | 0 | 0 | 0 | 0 | 0 | 0 | 0 | 0 | 0 | 0 | 0 | 0 | 0 | 0 | 0 | 0 | 0 | 0 | 0 | 0 | 0 | 0 | 0 | 0 | 0 | 0 | 0 | 0 | 0 | 0 | 0 | 0 | 0 | 0 | 0 | 0 | 0 | 0 | 0 | 0 | 0 | 0 | 0 | 0 | 0 | 0 | 0 | 0 | 0 | 0 | 0 | 0 | 0 | 0 | 0 | 0 | 0 | 0
PSS | CONWY T1 / DEGANWY T1 / LLANDUDNO JUNCTION T1 | 0 | 0 | 0 | 0 | 0 | 0 | 0 | 0 | 0 | 0 | 0 | 0 | 0 | 0 | 0 | 0 | 0 | 0 | 0 | 0 | 0 | 0 | 0 | 0 | 0 | 0 | 0 | 0 | 0 | 0 | 0 | 0 | 0 | 0 | 0 | 0 | 0 | 0 | 0 | 0 | 0 | 0 | 0 | 0 | 0 | 0 | 0 | 0 | 0 | 0 | 0 | 0 | 0 | 0 | 0 | 0 | 0 | 0 | 0 | 0 | 0 | 0 | 0 | 0 | 0 | 0 | 0 | 0 | 0 | 0 | 0 | 0 | 0 | 0 | 0 | 0 | 0 | 0 | 0 | 0 | 0 | 0 | 0 | 0 | 0 | 0 | 0 | 0 | 0 | 0 | 0 | 0 | 0 | 0 | 0 | 0 | 0 | 0 | 0 | 0 | 0 | 0 | 0 | 0 | 0 | 0 | 0 | 0 | 0 | 0 | 0 | 0 | 0 | 0 | 0 | 0 | 0 | 0 | 0 | 0 | 0 | 0 | 0 | 0 | 0 | 0 | 0 | 0 | 0 | 0 | 0 | 0 | 0 | 0 | 0 | 0 | 0 | 0 | 0 | 0 | 0 | 0 | 0 | 0 | 0 | 0 | 0 | 0 | 0 | 0
PSS | CORWEN T1 | 0.9 | 0.9 | 0.9 | 0.9 | 0.9 | 0.9 | 0.9 | 0.9 | 0.9 | 0.9 | 0.9 | 0.9 | 1 | 1 | 1 | 1 | 1 | 1 | 1 | 1 | 1 | 1 | 1 | 1 | 1.1 | 1.1 | 1.1 | 1.1 | 1.1 | 1.1 | 0.9 | 0.9 | 0.9 | 0.9 | 0.9 | 0.9 | 0.9 | 0.9 | 0.9 | 0.9 | 0.9 | 0.9 | 0.9 | 0.9 | 0.9 | 0.9 | 0.9 | 0.9 | 0.9 | 0.9 | 0.9 | 0.9 | 0.9 | 0.9 | 0.9 | 0.9 | 0.9 | 0.9 | 0.6 | 0.6 | 0.9 | 0.9 | 0.9 | 0.9 | 0.9 | 0.9 | 0.9 | 0.9 | 0.9 | 0.9 | 0.9 | 0.9 | 0.9 | 0.9 | 0.9 | 0.9 | 0.9 | 0.9 | 0.9 | 0.9 | 0.9 | 0.9 | 0.9 | 0.9 | 0.9 | 0.9 | 0.9 | 0.9 | 0.9 | 0.9 | 0.9 | 0.9 | 0.9 | 0.9 | 0.9 | 0.9 | 0.9 | 0.9 | 0.9 | 0.9 | 0.9 | 0.9 | 0.9 | 0.9 | 0.9 | 0.9 | 0.9 | 0.9 | 0.9 | 0.9 | 0.9 | 0.9 | 0.9 | 0.9 | 0.9 | 0.9 | 0.9 | 0.9 | 0.9 | 0.9 | 0.9 | 0.9 | 0.9 | 0.9 | 0.9 | 0.9 | 0.9 | 0.9 | 0.9 | 0.9 | 0.9 | 0.9 | 0.9 | 0.9 | 0.9 | 0.9 | 0.9 | 0.9 | 0.9 | 0.9 | 0.9 | 0.9 | 0.9 | 0.9 | 0.9 | 0.9 | 0.9 | 0.9 | 0.9 | 0.9
PSS | CREWE T1 | 0 | 0 | 0 | 0 | 0 | 0 | 0 | 0 | 0 | 0 | 0 | 0 | 0 | 0 | 0 | 0 | 0 | 0 | 0 | 0 | 0 | 0 | 0 | 0 | 0 | 0 | 0 | 0 | 0 | 0 | 0 | 0 | 0 | 0 | 0 | 0 | 0 | 0 | 0 | 0 | 0 | 0 | 0 | 0 | 0 | 0 | 0 | 0 | 0 | 0 | 0 | 0 | 0 | 0 | 0 | 0 | 0 | 0 | 0 | 0 | 0 | 0 | 0 | 0 | 0 | 0 | 0 | 0 | 0 | 0 | 0 | 0 | 0 | 0 | 0 | 0 | 0 | 0 | 0 | 0 | 0 | 0 | 0 | 0 | 0 | 0 | 0 | 0 | 0 | 0 | 0 | 0 | 0 | 0 | 0 | 0 | 0 | 0 | 0 | 0 | 0 | 0 | 0 | 0 | 0 | 0 | 0 | 0 | 0 | 0 | 0 | 0 | 0 | 0 | 0 | 0 | 0 | 0 | 0 | 0 | 0 | 0 | 0 | 0 | 0 | 0 | 0 | 0 | 0 | 0 | 0 | 0 | 0 | 0 | 0 | 0 | 0 | 0 | 0 | 0 | 0 | 0 | 0 | 0 | 0 | 0 | 0 | 0 | 0 | 0
PSS | CRIGGION RADIO STATION T1 | 0 | 0 | 0 | 0 | 0 | 0 | 0 | 0 | 0 | 0 | 0 | 0 | 0 | 0 | 0 | 0 | 0 | 0 | 0 | 0 | 0 | 0 | 0 | 0 | 0 | 0 | 0 | 0 | 0 | 0 | 0 | 0 | 0 | 0 | 0 | 0 | 0 | 0 | 0 | 0 | 0 | 0 | 0 | 0 | 0 | 0 | 0 | 0 | 0 | 0 | 0 | 0 | 0 | 0 | 0 | 0 | 0 | 0 | 0 | 0 | 0 | 0 | 0 | 0 | 0 | 0 | 0 | 0 | 0 | 0 | 0 | 0 | 0 | 0 | 0 | 0 | 0 | 0 | 0 | 0 | 0 | 0 | 0 | 0 | 0 | 0 | 0 | 0 | 0 | 0 | 0 | 0 | 0 | 0 | 0 | 0 | 0 | 0 | 0 | 0 | 0 | 0 | 0 | 0 | 0 | 0 | 0 | 0 | 0 | 0 | 0 | 0 | 0 | 0 | 0 | 0 | 0 | 0 | 0 | 0 | 0 | 0 | 0 | 0 | 0 | 0 | 0 | 0 | 0 | 0 | 0 | 0 | 0 | 0 | 0 | 0 | 0 | 0 | 0 | 0 | 0 | 0 | 0 | 0 | 0 | 0 | 0 | 0 | 0 | 0
PSS | CROSSFIELDS T1 / CROSSFIELDS T2 / LEVERS CROSSFIELDS T3 / GATEWARTH SEWAGE T1 | 0 | 0 | 0 | 0 | 0 | 0 | 0 | 0 | 0 | 0 | 0 | 0 | 0 | 0 | 0 | 0 | 0 | 0 | 0 | 0 | 0 | 0 | 0 | 0 | 0 | 0 | 0 | 0 | 0 | 0 | 0 | 0 | 0 | 0 | 0 | 0 | 0 | 0 | 0 | 0 | 0 | 0 | 0 | 0 | 0 | 0 | 0 | 0 | 0 | 0 | 0 | 0 | 0 | 0 | 0 | 0 | 0 | 0 | 0 | 0 | 0 | 0 | 0 | 0 | 0 | 0 | 0 | 0 | 0 | 0 | 0 | 0 | 0 | 0 | 0 | 0 | 0 | 0 | 0 | 0 | 0 | 0 | 0 | 0 | 0 | 0 | 0 | 0 | 0 | 0 | 0 | 0 | 0 | 0 | 0 | 0 | 0 | 0 | 0 | 0 | 0 | 0 | 0 | 0 | 0 | 0 | 0 | 0 | 0 | 0 | 0 | 0 | 0 | 0 | 0 | 0 | 0 | 0 | 0 | 0 | 0 | 0 | 0 | 0 | 0 | 0 | 0 | 0 | 0 | 0 | 0 | 0 | 0 | 0 | 0 | 0 | 0 | 0 | 0 | 0 | 0 | 0 | 0 | 0 | 0 | 0 | 0 | 0 | 0 | 0
PSS | CROWTON T1 | 0 | 0 | 0 | 0 | 0 | 0 | 0 | 0 | 0 | 0 | 0 | 0 | 0 | 0 | 0 | 0 | 0 | 0 | 0 | 0 | 0 | 0 | 0 | 0 | 0 | 0 | 0 | 0 | 0 | 0 | 0 | 0 | 0 | 0 | 0 | 0 | 0 | 0 | 0 | 0 | 0 | 0 | 0 | 0 | 0 | 0 | 0 | 0 | 0 | 0 | 0 | 0 | 0 | 0 | 0 | 0 | 0 | 0 | 0 | 0 | 0 | 0 | 0 | 0 | 0 | 0 | 0 | 0 | 0 | 0 | 0 | 0 | 0 | 0 | 0 | 0 | 0 | 0 | 0 | 0 | 0 | 0 | 0 | 0 | 0 | 0 | 0 | 0 | 0 | 0 | 0 | 0 | 0 | 0 | 0 | 0 | 0 | 0 | 0 | 0 | 0 | 0 | 0 | 0 | 0 | 0 | 0 | 0 | 0 | 0 | 0 | 0 | 0 | 0 | 0 | 0 | 0 | 0 | 0 | 0 | 0 | 0 | 0 | 0 | 0 | 0 | 0 | 0 | 0 | 0 | 0 | 0 | 0 | 0 | 0 | 0 | 0 | 0 | 0 | 0 | 0 | 0 | 0 | 0 | 0 | 0 | 0 | 0 | 0 | 0
PSS | CWM DYLI T1 | 0 | 0 | 0 | 0 | 0 | 0 | 0 | 0 | 0 | 0 | 0 | 0 | 0 | 0 | 0 | 0 | 0 | 0 | 0 | 0 | 0 | 0 | 0 | 0 | 0 | 0 | 0 | 0 | 0 | 0 | 0 | 0 | 0 | 0 | 0 | 0 | 0 | 0 | 0 | 0 | 0 | 0 | 0 | 0 | 0 | 0 | 0 | 0 | 0 | 0 | 0 | 0 | 0 | 0 | 0 | 0 | 0 | 0 | 0 | 0 | 0 | 0 | 0 | 0 | 0 | 0 | 0 | 0 | 0 | 0 | 0 | 0 | 0 | 0 | 0 | 0 | 0 | 0 | 0 | 0 | 0 | 0 | 0 | 0 | 0 | 0 | 0 | 0 | 0 | 0 | 0 | 0 | 0 | 0 | 0 | 0 | 0 | 0 | 0 | 0 | 0 | 0 | 0 | 0 | 0 | 0 | 0 | 0 | 0 | 0 | 0 | 0 | 0 | 0 | 0 | 0 | 0 | 0 | 0 | 0 | 0 | 0 | 0 | 0 | 0 | 0 | 0 | 0 | 0 | 0 | 0 | 0 | 0 | 0 | 0 | 0 | 0 | 0 | 0 | 0 | 0 | 0 | 0 | 0 | 0 | 0 | 0 | 0 | 0 | 0
PSS | DAILY POST & ECHO T1 / DAILY POST & ECHO T2 | 0 | 0 | 0 | 0 | 0 | 0 | 0 | 0 | 0 | 0 | 0 | 0 | 0 | 0 | 0 | 0 | 0 | 0 | 0 | 0 | 0 | 0 | 0 | 0 | 0 | 0 | 0 | 0 | 0 | 0 | 0 | 0 | 0 | 0 | 0 | 0 | 0 | 0 | 0 | 0 | 0 | 0 | 0 | 0 | 0 | 0 | 0 | 0 | 0 | 0 | 0 | 0 | 0 | 0 | 0 | 0 | 0 | 0 | 0 | 0 | 0 | 0 | 0 | 0 | 0 | 0 | 0 | 0 | 0 | 0 | 0 | 0 | 0 | 0 | 0 | 0 | 0 | 0 | 0 | 0 | 0 | 0 | 0 | 0 | 0 | 0 | 0 | 0 | 0 | 0 | 0 | 0 | 0 | 0 | 0 | 0 | 0 | 0 | 0 | 0 | 0 | 0 | 0 | 0 | 0 | 0 | 0 | 0 | 0 | 0 | 0 | 0 | 0 | 0 | 0 | 0 | 0 | 0 | 0 | 0 | 0 | 0 | 0 | 0 | 0 | 0 | 0 | 0 | 0 | 0 | 0 | 0 | 0 | 0 | 0 | 0 | 0 | 0 | 0 | 0 | 0 | 0 | 0 | 0 | 0 | 0 | 0 | 0 | 0 | 0
PSS | DARESBURY NPL T1 / DARESBURY PK T1 | 0 | 0 | 0 | 0 | 0 | 0 | 0 | 0 | 0 | 0 | 0 | 0 | 0 | 0 | 0 | 0 | 0 | 0 | 0 | 0 | 0 | 0 | 0 | 0 | 0 | 0 | 0 | 0 | 0 | 0 | 0 | 0 | 0 | 0 | 0 | 0 | 0 | 0 | 0 | 0 | 0 | 0 | 0 | 0 | 0 | 0 | 0 | 0 | 0 | 0 | 0 | 0 | 0 | 0 | 0 | 0 | 0 | 0 | 0 | 0 | 0 | 0 | 0 | 0 | 0 | 0 | 0 | 0 | 0 | 0 | 0 | 0 | 0 | 0 | 0 | 0 | 0 | 0 | 0 | 0 | 0 | 0 | 0 | 0 | 0 | 0 | 0 | 0 | 0 | 0 | 0 | 0 | 0 | 0 | 0 | 0 | 0 | 0 | 0 | 0 | 0 | 0 | 0 | 0 | 0 | 0 | 0 | 0 | 0 | 0 | 0 | 0 | 0 | 0 | 0 | 0 | 0 | 0 | 0 | 0 | 0 | 0 | 0 | 0 | 0 | 0 | 0 | 0 | 0 | 0 | 0 | 0 | 0 | 0 | 0 | 0 | 0 | 0 | 0 | 0 | 0 | 0 | 0 | 0 | 0 | 0 | 0 | 0 | 0 | 0
PSS | DAVY WAY T1 / LLAY T1 | 0 | 0 | 0 | 0 | 0 | 0 | 0 | 0 | 0 | 0 | 0 | 0 | 0 | 0 | 0 | 0 | 0 | 0 | 0 | 0 | 0 | 0 | 0 | 0 | 0 | 0 | 0 | 0 | 0 | 0 | 0 | 0 | 0 | 0 | 0 | 0 | 0 | 0 | 0 | 0 | 0 | 0 | 0 | 0 | 0 | 0 | 0 | 0 | 0 | 0 | 0 | 0 | 0 | 0 | 0 | 0 | 0 | 0 | 0 | 0 | 0 | 0 | 0 | 0 | 0 | 0 | 0 | 0 | 0 | 0 | 0 | 0 | 0 | 0 | 0 | 0 | 0 | 0 | 0 | 0 | 0 | 0 | 0 | 0 | 0 | 0 | 0 | 0 | 0 | 0 | 0 | 0 | 0 | 0 | 0 | 0 | 0 | 0 | 0 | 0 | 0 | 0 | 0 | 0 | 0 | 0 | 0 | 0 | 0 | 0 | 0 | 0 | 0 | 0 | 0 | 0 | 0 | 0 | 0 | 0 | 0 | 0 | 0 | 0 | 0 | 0 | 0 | 0 | 0 | 0 | 0 | 0 | 0 | 0 | 0 | 0 | 0 | 0 | 0 | 0 | 0 | 0 | 0 | 0 | 0 | 0 | 0 | 0 | 0 | 0
PSS | DEESIDE ALUMINIUM T1 / DUNLOP PLASTICS T1 / FIRESTONE T1 / TETRAPAK T1 | 0 | 0 | 0 | 0 | 0 | 0 | 0 | 0 | 0 | 0 | 0 | 0 | 0 | 0 | 0 | 0 | 0 | 0 | 0 | 0 | 0 | 0 | 0 | 0 | 0 | 0 | 0 | 0 | 0 | 0 | 0 | 0 | 0 | 0 | 0 | 0 | 0 | 0 | 0 | 0 | 0 | 0 | 0 | 0 | 0 | 0 | 0 | 0 | 0 | 0 | 0 | 0 | 0 | 0 | 0 | 0 | 0 | 0 | 0 | 0 | 0 | 0 | 0 | 0 | 0 | 0 | 0 | 0 | 0 | 0 | 0 | 0 | 0 | 0 | 0 | 0 | 0 | 0 | 0 | 0 | 0 | 0 | 0 | 0 | 0 | 0 | 0 | 0 | 0 | 0 | 0 | 0 | 0 | 0 | 0 | 0 | 0 | 0 | 0 | 0 | 0 | 0 | 0 | 0 | 0 | 0 | 0 | 0 | 0 | 0 | 0 | 0 | 0 | 0 | 0 | 0 | 0 | 0 | 0 | 0 | 0 | 0 | 0 | 0 | 0 | 0 | 0 | 0 | 0 | 0 | 0 | 0 | 0 | 0 | 0 | 0 | 0 | 0 | 0 | 0 | 0 | 0 | 0 | 0 | 0 | 0 | 0 | 0 | 0 | 0
PSS | DEESIDE IND PK T1 / DEESIDE IND PK 6TH AVE T1 / RAF SEALAND T1 | 0 | 0 | 0 | 0 | 0 | 0 | 0 | 0 | 0 | 0 | 0 | 0 | 0 | 0 | 0 | 0 | 0 | 0 | 0 | 0 | 0 | 0 | 0 | 0 | 0 | 0 | 0 | 0 | 0 | 0 | 0 | 0 | 0 | 0 | 0 | 0 | 0 | 0 | 0 | 0 | 0 | 0 | 0 | 0 | 0 | 0 | 0 | 0 | 0 | 0 | 0 | 0 | 0 | 0 | 0 | 0 | 0 | 0 | 0 | 0 | 0 | 0 | 0 | 0 | 0 | 0 | 0 | 0 | 0 | 0 | 0 | 0 | 0 | 0 | 0 | 0 | 0 | 0 | 0 | 0 | 0 | 0 | 0 | 0 | 0 | 0 | 0 | 0 | 0 | 0 | 0 | 0 | 0 | 0 | 0 | 0 | 0 | 0 | 0 | 0 | 0 | 0 | 0 | 0 | 0 | 0 | 0 | 0 | 0 | 0 | 0 | 0 | 0 | 0 | 0 | 0 | 0 | 0 | 0 | 0 | 0 | 0 | 0 | 0 | 0 | 0 | 0 | 0 | 0 | 0 | 0 | 0 | 0 | 0 | 0 | 0 | 0 | 0 | 0 | 0 | 0 | 0 | 0 | 0 | 0 | 0 | 0 | 0 | 0 | 0
PSS | DELAMORE ST T1 / KIRKDALE T1 / WALTON T1 | 0 | 0 | 0 | 0 | 0 | 0 | 0 | 0 | 0 | 0 | 0 | 0 | 0 | 0 | 0 | 0 | 0 | 0 | 0 | 0 | 0 | 0 | 0 | 0 | 0 | 0 | 0 | 0 | 0 | 0 | 0 | 0 | 0 | 0 | 0 | 0 | 0 | 0 | 0 | 0 | 0 | 0 | 0 | 0 | 0 | 0 | 0 | 0 | 0 | 0 | 0 | 0 | 0 | 0 | 0 | 0 | 0 | 0 | 0 | 0 | 0 | 0 | 0 | 0 | 0 | 0 | 0 | 0 | 0 | 0 | 0 | 0 | 0 | 0 | 0 | 0 | 0 | 0 | 0 | 0 | 0 | 0 | 0 | 0 | 0 | 0 | 0 | 0 | 0 | 0 | 0 | 0 | 0 | 0 | 0 | 0 | 0 | 0 | 0 | 0 | 0 | 0 | 0 | 0 | 0 | 0 | 0 | 0 | 0 | 0 | 0 | 0 | 0 | 0 | 0 | 0 | 0 | 0 | 0 | 0 | 0 | 0 | 0 | 0 | 0 | 0 | 0 | 0 | 0 | 0 | 0 | 0 | 0 | 0 | 0 | 0 | 0 | 0 | 0 | 0 | 0 | 0 | 0 | 0 | 0 | 0 | 0 | 0 | 0 | 0
PSS | DENBIGH T1 | 0 | 0 | 0 | 0 | 0 | 0 | 0 | 0 | 0 | 0 | 0 | 0 | 0 | 0 | 0 | 0 | 0 | 0 | 0 | 0 | 0 | 0 | 0 | 0 | 0 | 0 | 0 | 0 | 0 | 0 | 0 | 0 | 0 | 0 | 0 | 0 | 0 | 0 | 0 | 0 | 0 | 0 | 0 | 0 | 0 | 0 | 0 | 0 | 0 | 0 | 0 | 0 | 0 | 0 | 0 | 0 | 0 | 0 | 0 | 0 | 0 | 0 | 0 | 0 | 0 | 0 | 0 | 0 | 0 | 0 | 0 | 0 | 0 | 0 | 0 | 0 | 0 | 0 | 0 | 0 | 0 | 0 | 0 | 0 | 0 | 0 | 0 | 0 | 0 | 0 | 0 | 0 | 0 | 0 | 0 | 0 | 0 | 0 | 0 | 0 | 0 | 0 | 0 | 0 | 0 | 0 | 0 | 0 | 0 | 0 | 0 | 0 | 0 | 0 | 0 | 0 | 0 | 0 | 0 | 0 | 0 | 0 | 0 | 0 | 0 | 0 | 0 | 0 | 0 | 0 | 0 | 0 | 0 | 0 | 0 | 0 | 0 | 0 | 0 | 0 | 0 | 0 | 0 | 0 | 0 | 0 | 0 | 0 | 0 | 0
PSS | DESOTO RD T1 / MERSEY BRIDGE T1 / PITT ST T1 | 0 | 0 | 0 | 0 | 0 | 0 | 0 | 0 | 0 | 0 | 0 | 0 | 0 | 0 | 0 | 0 | 0 | 0 | 0 | 0 | 0 | 0 | 0 | 0 | 0 | 0 | 0 | 0 | 0 | 0 | 0 | 0 | 0 | 0 | 0 | 0 | 0 | 0 | 0 | 0 | 0 | 0 | 0 | 0 | 0 | 0 | 0 | 0 | 0 | 0 | 0 | 0 | 0 | 0 | 0 | 0 | 0 | 0 | 0 | 0 | 0 | 0 | 0 | 0 | 0 | 0 | 0 | 0 | 0 | 0 | 0 | 0 | 0 | 0 | 0 | 0 | 0 | 0 | 0 | 0 | 0 | 0 | 0 | 0 | 0 | 0 | 0 | 0 | 0 | 0 | 0 | 0 | 0 | 0 | 0 | 0 | 0 | 0 | 0 | 0 | 0 | 0 | 0 | 0 | 0 | 0 | 0 | 0 | 0 | 0 | 0 | 0 | 0 | 0 | 0 | 0 | 0 | 0 | 0 | 0 | 0 | 0 | 0 | 0 | 0 | 0 | 0 | 0 | 0 | 0 | 0 | 0 | 0 | 0 | 0 | 0 | 0 | 0 | 0 | 0 | 0 | 0 | 0 | 0 | 0 | 0 | 0 | 0 | 0 | 0
PSS | DIBBINSDALE T1 / PLYMYARD T1 / WIBP HARDKNOTT RD T1 | 0 | 0 | 0 | 0 | 0 | 0 | 0 | 0 | 0 | 0 | 0 | 0 | 0 | 0 | 0 | 0 | 0 | 0 | 0 | 0 | 0 | 0 | 0 | 0 | 0 | 0 | 0 | 0 | 0 | 0 | 0 | 0 | 0 | 0 | 0 | 0 | 0 | 0 | 0 | 0 | 0 | 0 | 0 | 0 | 0 | 0 | 0 | 0 | 0 | 0 | 0 | 0 | 0 | 0 | 0 | 0 | 0 | 0 | 0 | 0 | 0 | 0 | 0 | 0 | 0 | 0 | 0 | 0 | 0 | 0 | 0 | 0 | 0 | 0 | 0 | 0 | 0 | 0 | 0 | 0 | 0 | 0 | 0 | 0 | 0 | 0 | 0 | 0 | 0 | 0 | 0 | 0 | 0 | 0 | 0 | 0 | 0 | 0 | 0 | 0 | 0 | 0 | 0 | 0 | 0 | 0 | 0 | 0 | 0 | 0 | 0 | 0 | 0 | 0 | 0 | 0 | 0 | 0 | 0 | 0 | 0 | 0 | 0 | 0 | 0 | 0 | 0 | 0 | 0 | 0 | 0 | 0 | 0 | 0 | 0 | 0 | 0 | 0 | 0 | 0 | 0 | 0 | 0 | 0 | 0 | 0 | 0 | 0 | 0 | 0
PSS | DINGLE T1 / GRANBY T1 / ST JAMES T2 | 0 | 0 | 0 | 0 | 0 | 0 | 0 | 0 | 0 | 0 | 0 | 0 | 0 | 0 | 0 | 0 | 0 | 0 | 0 | 0 | 0 | 0 | 0 | 0 | 0 | 0 | 0 | 0 | 0 | 0 | 0 | 0 | 0 | 0 | 0 | 0 | 0 | 0 | 0 | 0 | 0 | 0 | 0 | 0 | 0 | 0 | 0 | 0 | 0 | 0 | 0 | 0 | 0 | 0 | 0 | 0 | 0 | 0 | 0 | 0 | 0 | 0 | 0 | 0 | 0 | 0 | 0 | 0 | 0 | 0 | 0 | 0 | 0 | 0 | 0 | 0 | 0 | 0 | 0 | 0 | 0 | 0 | 0 | 0 | 0 | 0 | 0 | 0 | 0 | 0 | 0 | 0 | 0 | 0 | 0 | 0 | 0 | 0 | 0 | 0 | 0 | 0 | 0 | 0 | 0 | 0 | 0 | 0 | 0 | 0 | 0 | 0 | 0 | 0 | 0 | 0 | 0 | 0 | 0 | 0 | 0 | 0 | 0 | 0 | 0 | 0 | 0 | 0 | 0 | 0 | 0 | 0 | 0 | 0 | 0 | 0 | 0 | 0 | 0 | 0 | 0 | 0 | 0 | 0 | 0 | 0 | 0 | 0 | 0 | 0
PSS | DITTON T1 / GAVIN RD T1 / HOUGH GREEN T1 / RTZ T1 | 0 | 0 | 0 | 0 | 0 | 0 | 0 | 0 | 0 | 0 | 0 | 0 | 0 | 0 | 0 | 0 | 0 | 0 | 0 | 0 | 0 | 0 | 0 | 0 | 0 | 0 | 0 | 0 | 0 | 0 | 0 | 0 | 0 | 0 | 0 | 0 | 0 | 0 | 0 | 0 | 0 | 0 | 0 | 0 | 0 | 0 | 0 | 0 | 0 | 0 | 0 | 0 | 0 | 0 | 0 | 0 | 0 | 0 | 0 | 0 | 0 | 0 | 0 | 0 | 0 | 0 | 0 | 0 | 0 | 0 | 0 | 0 | 0 | 0 | 0 | 0 | 0 | 0 | 0 | 0 | 0 | 0 | 0 | 0 | 0 | 0 | 0 | 0 | 0 | 0 | 0 | 0 | 0 | 0 | 0 | 0 | 0 | 0 | 0 | 0 | 0 | 0 | 0 | 0 | 0 | 0 | 0 | 0 | 0 | 0 | 0 | 0 | 0 | 0 | 0 | 0 | 0 | 0 | 0 | 0 | 0 | 0 | 0 | 0 | 0 | 0 | 0 | 0 | 0 | 0 | 0 | 0 | 0 | 0 | 0 | 0 | 0 | 0 | 0 | 0 | 0 | 0 | 0 | 0 | 0 | 0 | 0 | 0 | 0 | 0
PSS | DODDS LA T1 / HOLBORN HILL T1 / MAGHULL T1 / MAGHULL T2 / ROBBINS BRIDGE T1 | 0 | 0 | 0 | 0 | 0 | 0 | 0 | 0 | 0 | 0 | 0 | 0 | 0 | 0 | 0 | 0 | 0 | 0 | 0 | 0 | 0 | 0 | 0 | 0 | 0 | 0 | 0 | 0 | 0 | 0 | 0 | 0 | 0 | 0 | 0 | 0 | 0 | 0 | 0 | 0 | 0 | 0 | 0 | 0 | 0 | 0 | 0 | 0 | 0 | 0 | 0 | 0 | 0 | 0 | 0 | 0 | 0 | 0 | 0 | 0 | 0 | 0 | 0 | 0 | 0 | 0 | 0 | 0 | 0 | 0 | 0 | 0 | 0 | 0 | 0 | 0 | 0 | 0 | 0 | 0 | 0 | 0 | 0 | 0 | 0 | 0 | 0 | 0 | 0 | 0 | 0 | 0 | 0 | 0 | 0 | 0 | 0 | 0 | 0 | 0 | 0 | 0 | 0 | 0 | 0 | 0 | 0 | 0 | 0 | 0 | 0 | 0 | 0 | 0 | 0 | 0 | 0 | 0 | 0 | 0 | 0 | 0 | 0 | 0 | 0 | 0 | 0 | 0 | 0 | 0 | 0 | 0 | 0 | 0 | 0 | 0 | 0 | 0 | 0 | 0 | 0 | 0 | 0 | 0 | 0 | 0 | 0 | 0 | 0 | 0
PSS | DOLGARROG GRID T1 / DOLGARROG GRID T2 | 0.5 | 0.5 | 0.5 | 0.5 | 0.5 | 0.5 | 0.5 | 0.5 | 0.5 | 0.5 | 0.5 | 0.5 | 0.5 | 0.5 | 0.5 | 0.5 | 0.6 | 0.6 | 0.6 | 0.6 | 0.6 | 0.6 | 0.6 | 0.6 | 0.6 | 0.6 | 0.6 | 0.6 | 0.6 | 0.6 | 0.5 | 0.5 | 0.5 | 0.5 | 0.5 | 0.5 | 0.5 | 0.5 | 0.5 | 0.5 | 0.5 | 0.5 | 0.5 | 0.5 | 0.5 | 0.5 | 0.5 | 0.5 | 0.5 | 0.5 | 0.5 | 0.5 | 0.5 | 0.5 | 0.5 | 0.5 | 0.5 | 0.5 | 0.4 | 0.3 | 0.5 | 0.5 | 0.5 | 0.5 | 0.5 | 0.5 | 0.5 | 0.5 | 0.5 | 0.5 | 0.5 | 0.5 | 0.5 | 0.5 | 0.5 | 0.5 | 0.5 | 0.5 | 0.5 | 0.5 | 0.5 | 0.5 | 0.5 | 0.5 | 0.5 | 0.5 | 0.5 | 0.5 | 0.5 | 0.5 | 0.5 | 0.5 | 0.5 | 0.5 | 0.5 | 0.5 | 0.5 | 0.5 | 0.5 | 0.5 | 0.5 | 0.5 | 0.5 | 0.5 | 0.5 | 0.5 | 0.5 | 0.5 | 0.5 | 0.5 | 0.5 | 0.5 | 0.5 | 0.5 | 0.5 | 0.5 | 0.5 | 0.5 | 0.5 | 0.5 | 0.5 | 0.5 | 0.5 | 0.5 | 0.5 | 0.5 | 0.5 | 0.5 | 0.5 | 0.5 | 0.5 | 0.5 | 0.5 | 0.5 | 0.5 | 0.5 | 0.5 | 0.5 | 0.5 | 0.5 | 0.5 | 0.5 | 0.5 | 0.5 | 0.5 | 0.5 | 0.5 | 0.5 | 0.5 | 0.5
PSS | DOLGELLAU T1 | 0 | 0 | 0 | 0 | 0 | 0 | 0 | 0 | 0 | 0 | 0 | 0 | 0 | 0 | 0 | 0 | 0 | 0 | 0 | 0 | 0 | 0 | 0 | 0 | 0 | 0 | 0 | 0 | 0 | 0 | 0 | 0 | 0 | 0 | 0 | 0 | 0 | 0 | 0 | 0 | 0 | 0 | 0 | 0 | 0 | 0 | 0 | 0 | 0 | 0 | 0 | 0 | 0 | 0 | 0 | 0 | 0 | 0 | 0 | 0 | 0 | 0 | 0 | 0 | 0 | 0 | 0 | 0 | 0 | 0 | 0 | 0 | 0 | 0 | 0 | 0 | 0 | 0 | 0 | 0 | 0 | 0 | 0 | 0 | 0 | 0 | 0 | 0 | 0 | 0 | 0 | 0 | 0 | 0 | 0 | 0 | 0 | 0 | 0 | 0 | 0 | 0 | 0 | 0 | 0 | 0 | 0 | 0 | 0 | 0 | 0 | 0 | 0 | 0 | 0 | 0 | 0 | 0 | 0 | 0 | 0 | 0 | 0 | 0 | 0 | 0 | 0 | 0 | 0 | 0 | 0 | 0 | 0 | 0 | 0 | 0 | 0 | 0 | 0 | 0 | 0 | 0 | 0 | 0 | 0 | 0 | 0 | 0 | 0 | 0
PSS | DUCKINGTON T1 / DUCKINGTON T2 | 0 | 0 | 0 | 0 | 0 | 0 | 0 | 0 | 0 | 0 | 0 | 0 | 0 | 0 | 0 | 0 | 0 | 0 | 0 | 0 | 0 | 0 | 0 | 0 | 0 | 0 | 0 | 0 | 0 | 0 | 0 | 0 | 0 | 0 | 0 | 0 | 0 | 0 | 0 | 0 | 0 | 0 | 0 | 0 | 0 | 0 | 0 | 0 | 0 | 0 | 0 | 0 | 0 | 0 | 0 | 0 | 0 | 0 | 0 | 0 | 0 | 0 | 0 | 0 | 0 | 0 | 0 | 0 | 0 | 0 | 0 | 0 | 0 | 0 | 0 | 0 | 0 | 0 | 0 | 0 | 0 | 0 | 0 | 0 | 0 | 0 | 0 | 0 | 0 | 0 | 0 | 0 | 0 | 0 | 0 | 0 | 0 | 0 | 0 | 0 | 0 | 0 | 0 | 0 | 0 | 0 | 0 | 0 | 0 | 0 | 0 | 0 | 0 | 0 | 0 | 0 | 0 | 0 | 0 | 0 | 0 | 0 | 0 | 0 | 0 | 0 | 0 | 0 | 0 | 0 | 0 | 0 | 0 | 0 | 0 | 0 | 0 | 0 | 0 | 0 | 0 | 0 | 0 | 0 | 0 | 0 | 0 | 0 | 0 | 0
PSS | DUDDON T1 | 0 | 0 | 0 | 0 | 0 | 0 | 0 | 0 | 0 | 0 | 0 | 0 | 0 | 0 | 0 | 0 | 0 | 0 | 0 | 0 | 0 | 0 | 0 | 0 | 0 | 0 | 0 | 0 | 0 | 0 | 0 | 0 | 0 | 0 | 0 | 0 | 0 | 0 | 0 | 0 | 0 | 0 | 0 | 0 | 0 | 0 | 0 | 0 | 0 | 0 | 0 | 0 | 0 | 0 | 0 | 0 | 0 | 0 | 0 | 0 | 0 | 0 | 0 | 0 | 0 | 0 | 0 | 0 | 0 | 0 | 0 | 0 | 0 | 0 | 0 | 0 | 0 | 0 | 0 | 0 | 0 | 0 | 0 | 0 | 0 | 0 | 0 | 0 | 0 | 0 | 0 | 0 | 0 | 0 | 0 | 0 | 0 | 0 | 0 | 0 | 0 | 0 | 0 | 0 | 0 | 0 | 0 | 0 | 0 | 0 | 0 | 0 | 0 | 0 | 0 | 0 | 0 | 0 | 0 | 0 | 0 | 0 | 0 | 0 | 0 | 0 | 0 | 0 | 0 | 0 | 0 | 0 | 0 | 0 | 0 | 0 | 0 | 0 | 0 | 0 | 0 | 0 | 0 | 0 | 0 | 0 | 0 | 0 | 0 | 0
PSS | DYFFRYN ARDUDWY T1 | 0 | 0 | 0 | 0 | 0 | 0 | 0 | 0 | 0 | 0 | 0 | 0 | 0 | 0 | 0 | 0 | 0 | 0 | 0 | 0 | 0 | 0 | 0 | 0 | 0 | 0 | 0 | 0 | 0 | 0 | 0 | 0 | 0 | 0 | 0 | 0 | 0 | 0 | 0 | 0 | 0 | 0 | 0 | 0 | 0 | 0 | 0 | 0 | 0 | 0 | 0 | 0 | 0 | 0 | 0 | 0 | 0 | 0 | 0 | 0 | 0 | 0 | 0 | 0 | 0 | 0 | 0 | 0 | 0 | 0 | 0 | 0 | 0 | 0 | 0 | 0 | 0 | 0 | 0 | 0 | 0 | 0 | 0 | 0 | 0 | 0 | 0 | 0 | 0 | 0 | 0 | 0 | 0 | 0 | 0 | 0 | 0 | 0 | 0 | 0 | 0 | 0 | 0 | 0 | 0 | 0 | 0 | 0 | 0 | 0 | 0 | 0 | 0 | 0 | 0 | 0 | 0 | 0 | 0 | 0 | 0 | 0 | 0 | 0 | 0 | 0 | 0 | 0 | 0 | 0 | 0 | 0 | 0 | 0 | 0 | 0 | 0 | 0 | 0 | 0 | 0 | 0 | 0 | 0 | 0 | 0 | 0 | 0 | 0 | 0
PSS | DYSERTH RD T1 / FFORDD LAS T1 / FFORDD LAS T2 / WESTBOURNE AVE T1 | 0 | 0 | 0 | 0 | 0 | 0 | 0 | 0 | 0 | 0 | 0 | 0 | 0 | 0 | 0 | 0 | 0 | 0 | 0 | 0 | 0 | 0 | 0 | 0 | 0 | 0 | 0 | 0 | 0 | 0 | 0 | 0 | 0 | 0 | 0 | 0 | 0 | 0 | 0 | 0 | 0 | 0 | 0 | 0 | 0 | 0 | 0 | 0 | 0 | 0 | 0 | 0 | 0 | 0 | 0 | 0 | 0 | 0 | 0 | 0 | 0 | 0 | 0 | 0 | 0 | 0 | 0 | 0 | 0 | 0 | 0 | 0 | 0 | 0 | 0 | 0 | 0 | 0 | 0 | 0 | 0 | 0 | 0 | 0 | 0 | 0 | 0 | 0 | 0 | 0 | 0 | 0 | 0 | 0 | 0 | 0 | 0 | 0 | 0 | 0 | 0 | 0 | 0 | 0 | 0 | 0 | 0 | 0 | 0 | 0 | 0 | 0 | 0 | 0 | 0 | 0 | 0 | 0 | 0 | 0 | 0 | 0 | 0 | 0 | 0 | 0 | 0 | 0 | 0 | 0 | 0 | 0 | 0 | 0 | 0 | 0 | 0 | 0 | 0 | 0 | 0 | 0 | 0 | 0 | 0 | 0 | 0 | 0 | 0 | 0
PSS | EDEN VALE T1 | 0 | 0 | 0 | 0 | 0 | 0 | 0 | 0 | 0 | 0 | 0 | 0 | 0 | 0 | 0 | 0 | 0 | 0 | 0 | 0 | 0 | 0 | 0 | 0 | 0 | 0 | 0 | 0 | 0 | 0 | 0 | 0 | 0 | 0 | 0 | 0 | 0 | 0 | 0 | 0 | 0 | 0 | 0 | 0 | 0 | 0 | 0 | 0 | 0 | 0 | 0 | 0 | 0 | 0 | 0 | 0 | 0 | 0 | 0 | 0 | 0 | 0 | 0 | 0 | 0 | 0 | 0 | 0 | 0 | 0 | 0 | 0 | 0 | 0 | 0 | 0 | 0 | 0 | 0 | 0 | 0 | 0 | 0 | 0 | 0 | 0 | 0 | 0 | 0 | 0 | 0 | 0 | 0 | 0 | 0 | 0 | 0 | 0 | 0 | 0 | 0 | 0 | 0 | 0 | 0 | 0 | 0 | 0 | 0 | 0 | 0 | 0 | 0 | 0 | 0 | 0 | 0 | 0 | 0 | 0 | 0 | 0 | 0 | 0 | 0 | 0 | 0 | 0 | 0 | 0 | 0 | 0 | 0 | 0 | 0 | 0 | 0 | 0 | 0 | 0 | 0 | 0 | 0 | 0 | 0 | 0 | 0 | 0 | 0 | 0
PSS | EDERN T1 | 0.8 | 0.8 | 0.8 | 0.8 | 0.8 | 0.8 | 0.8 | 0.8 | 0.8 | 0.8 | 0.8 | 0.8 | 0.8 | 0.8 | 0.8 | 0.8 | 0.9 | 0.9 | 0.9 | 0.9 | 0.9 | 0.9 | 0.9 | 0.9 | 0.9 | 0.9 | 0.9 | 0.9 | 1 | 1 | 0.8 | 0.8 | 0.8 | 0.8 | 0.8 | 0.8 | 0.8 | 0.8 | 0.8 | 0.8 | 0.8 | 0.8 | 0.8 | 0.8 | 0.8 | 0.8 | 0.8 | 0.8 | 0.8 | 0.8 | 0.8 | 0.8 | 0.8 | 0.8 | 0.8 | 0.8 | 0.8 | 0.8 | 0.6 | 0.5 | 0.8 | 0.8 | 0.8 | 0.8 | 0.8 | 0.8 | 0.8 | 0.8 | 0.8 | 0.8 | 0.8 | 0.8 | 0.8 | 0.8 | 0.8 | 0.8 | 0.8 | 0.8 | 0.8 | 0.8 | 0.8 | 0.8 | 0.8 | 0.8 | 0.8 | 0.8 | 0.8 | 0.8 | 0.8 | 0.8 | 0.8 | 0.8 | 0.8 | 0.8 | 0.8 | 0.8 | 0.8 | 0.8 | 0.8 | 0.8 | 0.8 | 0.8 | 0.8 | 0.8 | 0.8 | 0.8 | 0.8 | 0.8 | 0.8 | 0.8 | 0.8 | 0.8 | 0.8 | 0.8 | 0.8 | 0.8 | 0.8 | 0.8 | 0.8 | 0.8 | 0.8 | 0.8 | 0.8 | 0.8 | 0.8 | 0.8 | 0.8 | 0.8 | 0.8 | 0.8 | 0.8 | 0.8 | 0.8 | 0.8 | 0.8 | 0.8 | 0.8 | 0.8 | 0.8 | 0.8 | 0.8 | 0.8 | 0.8 | 0.8 | 0.8 | 0.8 | 0.8 | 0.8 | 0.8 | 0.8
PSS | EDGE HILL T1 / LIVERPOOL UNIVERSITY T1 / LIVERPOOL UNIVERSITY T2 / LIVERPOOL UNIVERSITY T3 | 0 | 0 | 0 | 0 | 0 | 0 | 0 | 0 | 0 | 0 | 0 | 0 | 0 | 0 | 0 | 0 | 0 | 0 | 0 | 0 | 0 | 0 | 0 | 0 | 0 | 0 | 0 | 0 | 0 | 0 | 0 | 0 | 0 | 0 | 0 | 0 | 0 | 0 | 0 | 0 | 0 | 0 | 0 | 0 | 0 | 0 | 0 | 0 | 0 | 0 | 0 | 0 | 0 | 0 | 0 | 0 | 0 | 0 | 0 | 0 | 0 | 0 | 0 | 0 | 0 | 0 | 0 | 0 | 0 | 0 | 0 | 0 | 0 | 0 | 0 | 0 | 0 | 0 | 0 | 0 | 0 | 0 | 0 | 0 | 0 | 0 | 0 | 0 | 0 | 0 | 0 | 0 | 0 | 0 | 0 | 0 | 0 | 0 | 0 | 0 | 0 | 0 | 0 | 0 | 0 | 0 | 0 | 0 | 0 | 0 | 0 | 0 | 0 | 0 | 0 | 0 | 0 | 0 | 0 | 0 | 0 | 0 | 0 | 0 | 0 | 0 | 0 | 0 | 0 | 0 | 0 | 0 | 0 | 0 | 0 | 0 | 0 | 0 | 0 | 0 | 0 | 0 | 0 | 0 | 0 | 0 | 0 | 0 | 0 | 0
PSS | EDGE LA (TAPLEY PLACE) T1 / LISTER DV B T3 / MILL LA (WAVERTREE) T1 / PLESSEY (EDGE LA) T1 / STONEYCROFT T1 | 0 | 0 | 0 | 0 | 0 | 0 | 0 | 0 | 0 | 0 | 0 | 0 | 0 | 0 | 0 | 0 | 0 | 0 | 0 | 0 | 0 | 0 | 0 | 0 | 0 | 0 | 0 | 0 | 0 | 0 | 0 | 0 | 0 | 0 | 0 | 0 | 0 | 0 | 0 | 0 | 0 | 0 | 0 | 0 | 0 | 0 | 0 | 0 | 0 | 0 | 0 | 0 | 0 | 0 | 0 | 0 | 0 | 0 | 0 | 0 | 0 | 0 | 0 | 0 | 0 | 0 | 0 | 0 | 0 | 0 | 0 | 0 | 0 | 0 | 0 | 0 | 0 | 0 | 0 | 0 | 0 | 0 | 0 | 0 | 0 | 0 | 0 | 0 | 0 | 0 | 0 | 0 | 0 | 0 | 0 | 0 | 0 | 0 | 0 | 0 | 0 | 0 | 0 | 0 | 0 | 0 | 0 | 0 | 0 | 0 | 0 | 0 | 0 | 0 | 0 | 0 | 0 | 0 | 0 | 0 | 0 | 0 | 0 | 0 | 0 | 0 | 0 | 0 | 0 | 0 | 0 | 0 | 0 | 0 | 0 | 0 | 0 | 0 | 0 | 0 | 0 | 0 | 0 | 0 | 0 | 0 | 0 | 0 | 0 | 0
PSS | EGA ELECTRIC T1 | 0 | 0 | 0 | 0 | 0 | 0 | 0 | 0 | 0 | 0 | 0 | 0 | 0 | 0 | 0 | 0 | 0 | 0 | 0 | 0 | 0 | 0 | 0 | 0 | 0 | 0 | 0 | 0 | 0 | 0 | 0 | 0 | 0 | 0 | 0 | 0 | 0 | 0 | 0 | 0 | 0 | 0 | 0 | 0 | 0 | 0 | 0 | 0 | 0 | 0 | 0 | 0 | 0 | 0 | 0 | 0 | 0 | 0 | 0 | 0 | 0 | 0 | 0 | 0 | 0 | 0 | 0 | 0 | 0 | 0 | 0 | 0 | 0 | 0 | 0 | 0 | 0 | 0 | 0 | 0 | 0 | 0 | 0 | 0 | 0 | 0 | 0 | 0 | 0 | 0 | 0 | 0 | 0 | 0 | 0 | 0 | 0 | 0 | 0 | 0 | 0 | 0 | 0 | 0 | 0 | 0 | 0 | 0 | 0 | 0 | 0 | 0 | 0 | 0 | 0 | 0 | 0 | 0 | 0 | 0 | 0 | 0 | 0 | 0 | 0 | 0 | 0 | 0 | 0 | 0 | 0 | 0 | 0 | 0 | 0 | 0 | 0 | 0 | 0 | 0 | 0 | 0 | 0 | 0 | 0 | 0 | 0 | 0 | 0 | 0
PSS | EGERTON T1 / ROCK FERRY T1 / SHELL TRANMERE T1 | 0 | 0 | 0 | 0 | 0 | 0 | 0 | 0 | 0 | 0 | 0 | 0 | 0 | 0 | 0 | 0 | 0 | 0 | 0 | 0 | 0 | 0 | 0 | 0 | 0 | 0 | 0 | 0 | 0 | 0 | 0 | 0 | 0 | 0 | 0 | 0 | 0 | 0 | 0 | 0 | 0 | 0 | 0 | 0 | 0 | 0 | 0 | 0 | 0 | 0 | 0 | 0 | 0 | 0 | 0 | 0 | 0 | 0 | 0 | 0 | 0 | 0 | 0 | 0 | 0 | 0 | 0 | 0 | 0 | 0 | 0 | 0 | 0 | 0 | 0 | 0 | 0 | 0 | 0 | 0 | 0 | 0 | 0 | 0 | 0 | 0 | 0 | 0 | 0 | 0 | 0 | 0 | 0 | 0 | 0 | 0 | 0 | 0 | 0 | 0 | 0 | 0 | 0 | 0 | 0 | 0 | 0 | 0 | 0 | 0 | 0 | 0 | 0 | 0 | 0 | 0 | 0 | 0 | 0 | 0 | 0 | 0 | 0 | 0 | 0 | 0 | 0 | 0 | 0 | 0 | 0 | 0 | 0 | 0 | 0 | 0 | 0 | 0 | 0 | 0 | 0 | 0 | 0 | 0 | 0 | 0 | 0 | 0 | 0 | 0
PSS | EGREMONT T1 / LISCARD T1 / POULTON T1 / STONE MANGANESE T1 | 0 | 0 | 0 | 0 | 0 | 0 | 0 | 0 | 0 | 0 | 0 | 0 | 0 | 0 | 0 | 0 | 0 | 0 | 0 | 0 | 0 | 0 | 0 | 0 | 0 | 0 | 0 | 0 | 0 | 0 | 0 | 0 | 0 | 0 | 0 | 0 | 0 | 0 | 0 | 0 | 0 | 0 | 0 | 0 | 0 | 0 | 0 | 0 | 0 | 0 | 0 | 0 | 0 | 0 | 0 | 0 | 0 | 0 | 0 | 0 | 0 | 0 | 0 | 0 | 0 | 0 | 0 | 0 | 0 | 0 | 0 | 0 | 0 | 0 | 0 | 0 | 0 | 0 | 0 | 0 | 0 | 0 | 0 | 0 | 0 | 0 | 0 | 0 | 0 | 0 | 0 | 0 | 0 | 0 | 0 | 0 | 0 | 0 | 0 | 0 | 0 | 0 | 0 | 0 | 0 | 0 | 0 | 0 | 0 | 0 | 0 | 0 | 0 | 0 | 0 | 0 | 0 | 0 | 0 | 0 | 0 | 0 | 0 | 0 | 0 | 0 | 0 | 0 | 0 | 0 | 0 | 0 | 0 | 0 | 0 | 0 | 0 | 0 | 0 | 0 | 0 | 0 | 0 | 0 | 0 | 0 | 0 | 0 | 0 | 0
PSS | ELLESMERE T1 / MMB ELLESMERE T1 | 0.1 | 0.1 | 0.1 | 0.1 | 0.1 | 0.1 | 0.1 | 0.1 | 0.1 | 0.1 | 0.1 | 0.1 | 0.1 | 0.1 | 0.1 | 0.1 | 0.1 | 0.1 | 0.1 | 0.1 | 0.1 | 0.1 | 0.1 | 0.1 | 0.1 | 0.1 | 0.1 | 0.1 | 0.1 | 0.1 | 0.1 | 0.1 | 0.1 | 0.1 | 0.1 | 0.1 | 0.1 | 0.1 | 0.1 | 0.1 | 0.1 | 0.1 | 0.1 | 0.1 | 0.1 | 0.1 | 0.1 | 0.1 | 0.1 | 0.1 | 0.1 | 0.1 | 0.1 | 0.1 | 0.1 | 0.1 | 0.1 | 0.1 | 0.1 | 0.1 | 0.1 | 0.1 | 0.1 | 0.1 | 0.1 | 0.1 | 0.1 | 0.1 | 0.1 | 0.1 | 0.1 | 0.1 | 0.1 | 0.1 | 0.1 | 0.1 | 0.1 | 0.1 | 0.1 | 0.1 | 0.1 | 0.1 | 0.1 | 0.1 | 0.1 | 0.1 | 0.1 | 0.1 | 0.1 | 0.1 | 0.1 | 0.1 | 0.1 | 0.1 | 0.1 | 0.1 | 0.1 | 0.1 | 0.1 | 0.1 | 0.1 | 0.1 | 0.1 | 0.1 | 0.1 | 0.1 | 0.1 | 0.1 | 0.1 | 0.1 | 0.1 | 0.1 | 0.1 | 0.1 | 0.1 | 0.1 | 0.1 | 0.1 | 0.1 | 0.1 | 0.1 | 0.1 | 0.1 | 0.1 | 0.1 | 0.1 | 0.1 | 0.1 | 0.1 | 0.1 | 0.1 | 0.1 | 0.1 | 0.1 | 0.1 | 0.1 | 0.1 | 0.1 | 0.1 | 0.1 | 0.1 | 0.1 | 0.1 | 0.1 | 0.1 | 0.1 | 0.1 | 0.1 | 0.1 | 0.1
PSS | ELTON T1 | 0 | 0 | 0 | 0 | 0 | 0 | 0 | 0 | 0 | 0 | 0 | 0 | 0 | 0 | 0 | 0 | 0 | 0 | 0 | 0 | 0 | 0 | 0 | 0 | 0 | 0 | 0 | 0 | 0 | 0 | 0 | 0 | 0 | 0 | 0 | 0 | 0 | 0 | 0 | 0 | 0 | 0 | 0 | 0 | 0 | 0 | 0 | 0 | 0 | 0 | 0 | 0 | 0 | 0 | 0 | 0 | 0 | 0 | 0 | 0 | 0 | 0 | 0 | 0 | 0 | 0 | 0 | 0 | 0 | 0 | 0 | 0 | 0 | 0 | 0 | 0 | 0 | 0 | 0 | 0 | 0 | 0 | 0 | 0 | 0 | 0 | 0 | 0 | 0 | 0 | 0 | 0 | 0 | 0 | 0 | 0 | 0 | 0 | 0 | 0 | 0 | 0 | 0 | 0 | 0 | 0 | 0 | 0 | 0 | 0 | 0 | 0 | 0 | 0 | 0 | 0 | 0 | 0 | 0 | 0 | 0 | 0 | 0 | 0 | 0 | 0 | 0 | 0 | 0 | 0 | 0 | 0 | 0 | 0 | 0 | 0 | 0 | 0 | 0 | 0 | 0 | 0 | 0 | 0 | 0 | 0 | 0 | 0 | 0 | 0
PSS | ENGINEER PK T1 / PILKINGTONS QUEENSFERRY T1 / QUEENSFERRY T1 | 0 | 0 | 0 | 0 | 0 | 0 | 0 | 0 | 0 | 0 | 0 | 0 | 0 | 0 | 0 | 0 | 0 | 0 | 0 | 0 | 0 | 0 | 0 | 0 | 0 | 0 | 0 | 0 | 0 | 0 | 0 | 0 | 0 | 0 | 0 | 0 | 0 | 0 | 0 | 0 | 0 | 0 | 0 | 0 | 0 | 0 | 0 | 0 | 0 | 0 | 0 | 0 | 0 | 0 | 0 | 0 | 0 | 0 | 0 | 0 | 0 | 0 | 0 | 0 | 0 | 0 | 0 | 0 | 0 | 0 | 0 | 0 | 0 | 0 | 0 | 0 | 0 | 0 | 0 | 0 | 0 | 0 | 0 | 0 | 0 | 0 | 0 | 0 | 0 | 0 | 0 | 0 | 0 | 0 | 0 | 0 | 0 | 0 | 0 | 0 | 0 | 0 | 0 | 0 | 0 | 0 | 0 | 0 | 0 | 0 | 0 | 0 | 0 | 0 | 0 | 0 | 0 | 0 | 0 | 0 | 0 | 0 | 0 | 0 | 0 | 0 | 0 | 0 | 0 | 0 | 0 | 0 | 0 | 0 | 0 | 0 | 0 | 0 | 0 | 0 | 0 | 0 | 0 | 0 | 0 | 0 | 0 | 0 | 0 | 0
PSS | ESTUARY COMMERCE PK T1 / LEEWARD DR T1 / LEEWARD DR T2 / SPEKE HALL RD T1 / SPEKE SKY PK T1 | 0 | 0 | 0 | 0 | 0 | 0 | 0 | 0 | 0 | 0 | 0 | 0 | 0 | 0 | 0 | 0 | 0 | 0 | 0 | 0 | 0 | 0 | 0 | 0 | 0 | 0 | 0 | 0 | 0 | 0 | 0 | 0 | 0 | 0 | 0 | 0 | 0 | 0 | 0 | 0 | 0 | 0 | 0 | 0 | 0 | 0 | 0 | 0 | 0 | 0 | 0 | 0 | 0 | 0 | 0 | 0 | 0 | 0 | 0 | 0 | 0 | 0 | 0 | 0 | 0 | 0 | 0 | 0 | 0 | 0 | 0 | 0 | 0 | 0 | 0 | 0 | 0 | 0 | 0 | 0 | 0 | 0 | 0 | 0 | 0 | 0 | 0 | 0 | 0 | 0 | 0 | 0 | 0 | 0 | 0 | 0 | 0 | 0 | 0 | 0 | 0 | 0 | 0 | 0 | 0 | 0 | 0 | 0 | 0 | 0 | 0 | 0 | 0 | 0 | 0 | 0 | 0 | 0 | 0 | 0 | 0 | 0 | 0 | 0 | 0 | 0 | 0 | 0 | 0 | 0 | 0 | 0 | 0 | 0 | 0 | 0 | 0 | 0 | 0 | 0 | 0 | 0 | 0 | 0 | 0 | 0 | 0 | 0 | 0 | 0
PSS | EVERTON BROW T1 / GARDNERS ROW T1 / SHEIL PK T1 | 0 | 0 | 0 | 0 | 0 | 0 | 0 | 0 | 0 | 0 | 0 | 0 | 0 | 0 | 0 | 0 | 0 | 0 | 0 | 0 | 0 | 0 | 0 | 0 | 0 | 0 | 0 | 0 | 0 | 0 | 0 | 0 | 0 | 0 | 0 | 0 | 0 | 0 | 0 | 0 | 0 | 0 | 0 | 0 | 0 | 0 | 0 | 0 | 0 | 0 | 0 | 0 | 0 | 0 | 0 | 0 | 0 | 0 | 0 | 0 | 0 | 0 | 0 | 0 | 0 | 0 | 0 | 0 | 0 | 0 | 0 | 0 | 0 | 0 | 0 | 0 | 0 | 0 | 0 | 0 | 0 | 0 | 0 | 0 | 0 | 0 | 0 | 0 | 0 | 0 | 0 | 0 | 0 | 0 | 0 | 0 | 0 | 0 | 0 | 0 | 0 | 0 | 0 | 0 | 0 | 0 | 0 | 0 | 0 | 0 | 0 | 0 | 0 | 0 | 0 | 0 | 0 | 0 | 0 | 0 | 0 | 0 | 0 | 0 | 0 | 0 | 0 | 0 | 0 | 0 | 0 | 0 | 0 | 0 | 0 | 0 | 0 | 0 | 0 | 0 | 0 | 0 | 0 | 0 | 0 | 0 | 0 | 0 | 0 | 0
PSS | EXPRESS FOODS T1 | 0.1 | 0.1 | 0.1 | 0.1 | 0.1 | 0.1 | 0.1 | 0.1 | 0.1 | 0.1 | 0.1 | 0.1 | 0.1 | 0.1 | 0.1 | 0.1 | 0.1 | 0.1 | 0.1 | 0.1 | 0.1 | 0.1 | 0.1 | 0.1 | 0.1 | 0.1 | 0.1 | 0.1 | 0.1 | 0.1 | 0.1 | 0.1 | 0.1 | 0.1 | 0.1 | 0.1 | 0.1 | 0.1 | 0.1 | 0.1 | 0.1 | 0.1 | 0.1 | 0.1 | 0.1 | 0.1 | 0.4 | 0.9 | 1.3 | 1.3 | 1.3 | 1.3 | 1.3 | 1.5 | 1.9 | 2.2 | 2.4 | 2.5 | 3.5 | 3.3 | 0.1 | 0.1 | 0.1 | 0.1 | 0.1 | 0.1 | 0.1 | 0.1 | 0.1 | 0.1 | 0.1 | 0.1 | 0.1 | 0.1 | 0.1 | 0.1 | 0.1 | 0.1 | 0.1 | 0.1 | 0.1 | 0.1 | 0.1 | 0.1 | 0.1 | 0.1 | 0.1 | 0.1 | 0.1 | 0.1 | 0.1 | 0.1 | 0.1 | 0.1 | 0.1 | 0.1 | 0.1 | 0.1 | 0.1 | 0.1 | 0.1 | 0.1 | 0.1 | 0.1 | 0.1 | 0.1 | 0.1 | 0.1 | 0.5 | 0.8 | 1.2 | 1.5 | 1.8 | 2.1 | 2.4 | 2.6 | 2.8 | 2.9 | 3 | 3 | 0.1 | 0.1 | 0.1 | 0.1 | 0.1 | 0.1 | 0.1 | 0.1 | 0.1 | 0.1 | 0.1 | 0.1 | 0.1 | 0.1 | 0.1 | 0.1 | 0.1 | 0.3 | 0.5 | 0.5 | 0.5 | 0.5 | 0.5 | 0.6 | 0.8 | 0.9 | 1 | 1.1 | 1.1 | 1.1
PSS | FAIRBOURNE T1 | 0 | 0 | 0 | 0 | 0 | 0 | 0 | 0 | 0 | 0 | 0 | 0 | 0 | 0 | 0 | 0 | 0 | 0 | 0 | 0 | 0 | 0 | 0 | 0 | 0 | 0 | 0 | 0 | 0 | 0 | 0 | 0 | 0 | 0 | 0 | 0 | 0 | 0 | 0 | 0 | 0 | 0 | 0 | 0 | 0 | 0 | 0 | 0 | 0 | 0 | 0 | 0 | 0 | 0 | 0 | 0 | 0 | 0 | 0 | 0 | 0 | 0 | 0 | 0 | 0 | 0 | 0 | 0 | 0 | 0 | 0 | 0 | 0 | 0 | 0 | 0 | 0 | 0 | 0 | 0 | 0 | 0 | 0 | 0 | 0 | 0 | 0 | 0 | 0 | 0 | 0 | 0 | 0 | 0 | 0 | 0 | 0 | 0 | 0 | 0 | 0 | 0 | 0 | 0 | 0 | 0 | 0 | 0 | 0 | 0 | 0 | 0 | 0 | 0 | 0 | 0 | 0 | 0 | 0 | 0 | 0 | 0 | 0 | 0 | 0 | 0 | 0 | 0 | 0 | 0 | 0 | 0 | 0 | 0 | 0 | 0 | 0 | 0 | 0 | 0 | 0 | 0 | 0 | 0 | 0 | 0 | 0 | 0 | 0 | 0
PSS | FAZAKERLEY HOSPITAL T1 / JACOBS T1 / JACOBS T2 / SEEDS LA T1 | 0 | 0 | 0 | 0 | 0 | 0 | 0 | 0 | 0 | 0 | 0 | 0 | 0 | 0 | 0 | 0 | 0 | 0 | 0 | 0 | 0 | 0 | 0 | 0 | 0 | 0 | 0 | 0 | 0 | 0 | 0 | 0 | 0 | 0 | 0 | 0 | 0 | 0 | 0 | 0 | 0 | 0 | 0 | 0 | 0 | 0 | 0 | 0 | 0 | 0 | 0 | 0 | 0 | 0 | 0 | 0 | 0 | 0 | 0 | 0 | 0 | 0 | 0 | 0 | 0 | 0 | 0 | 0 | 0 | 0 | 0 | 0 | 0 | 0 | 0 | 0 | 0 | 0 | 0 | 0 | 0 | 0 | 0 | 0 | 0 | 0 | 0 | 0 | 0 | 0 | 0 | 0 | 0 | 0 | 0 | 0 | 0 | 0 | 0 | 0 | 0 | 0 | 0 | 0 | 0 | 0 | 0 | 0 | 0 | 0 | 0 | 0 | 0 | 0 | 0 | 0 | 0 | 0 | 0 | 0 | 0 | 0 | 0 | 0 | 0 | 0 | 0 | 0 | 0 | 0 | 0 | 0 | 0 | 0 | 0 | 0 | 0 | 0 | 0 | 0 | 0 | 0 | 0 | 0 | 0 | 0 | 0 | 0 | 0 | 0
PSS | FERODO T1 | 0 | 0 | 0 | 0 | 0 | 0 | 0 | 0 | 0 | 0 | 0 | 0 | 0 | 0 | 0 | 0 | 0 | 0 | 0 | 0 | 0 | 0 | 0 | 0 | 0 | 0 | 0 | 0 | 0 | 0 | 0 | 0 | 0 | 0 | 0 | 0 | 0 | 0 | 0 | 0 | 0 | 0 | 0 | 0 | 0 | 0 | 0 | 0 | 0 | 0 | 0 | 0 | 0 | 0 | 0 | 0 | 0 | 0 | 0 | 0 | 0 | 0 | 0 | 0 | 0 | 0 | 0 | 0 | 0 | 0 | 0 | 0 | 0 | 0 | 0 | 0 | 0 | 0 | 0 | 0 | 0 | 0 | 0 | 0 | 0 | 0 | 0 | 0 | 0 | 0 | 0 | 0 | 0 | 0 | 0 | 0 | 0 | 0 | 0 | 0 | 0 | 0 | 0 | 0 | 0 | 0 | 0 | 0 | 0 | 0 | 0 | 0 | 0 | 0 | 0 | 0 | 0 | 0 | 0 | 0 | 0 | 0 | 0 | 0 | 0 | 0 | 0 | 0 | 0 | 0 | 0 | 0 | 0 | 0 | 0 | 0 | 0 | 0 | 0 | 0 | 0 | 0 | 0 | 0 | 0 | 0 | 0 | 0 | 0 | 0
PSS | FISONS T1 | 0 | 0 | 0 | 0 | 0 | 0 | 0 | 0 | 0 | 0 | 0 | 0 | 0 | 0 | 0 | 0 | 0 | 0 | 0 | 0 | 0 | 0 | 0 | 0 | 0 | 0 | 0 | 0 | 0 | 0 | 0 | 0 | 0 | 0 | 0 | 0 | 0 | 0 | 0 | 0 | 0 | 0 | 0 | 0 | 0 | 0 | 0 | 0 | 0 | 0 | 0 | 0 | 0 | 0 | 0 | 0 | 0 | 0 | 0 | 0 | 0 | 0 | 0 | 0 | 0 | 0 | 0 | 0 | 0 | 0 | 0 | 0 | 0 | 0 | 0 | 0 | 0 | 0 | 0 | 0 | 0 | 0 | 0 | 0 | 0 | 0 | 0 | 0 | 0 | 0 | 0 | 0 | 0 | 0 | 0 | 0 | 0 | 0 | 0 | 0 | 0 | 0 | 0 | 0 | 0 | 0 | 0 | 0 | 0 | 0 | 0 | 0 | 0 | 0 | 0 | 0 | 0 | 0 | 0 | 0 | 0 | 0 | 0 | 0 | 0 | 0 | 0 | 0 | 0 | 0 | 0 | 0 | 0 | 0 | 0 | 0 | 0 | 0 | 0 | 0 | 0 | 0 | 0 | 0 | 0 | 0 | 0 | 0 | 0 | 0
PSS | FLINT T1 / FLINT T2 | 0 | 0 | 0 | 0 | 0 | 0 | 0 | 0 | 0 | 0 | 0 | 0 | 0 | 0 | 0 | 0 | 0 | 0 | 0 | 0 | 0 | 0 | 0 | 0 | 0 | 0 | 0 | 0 | 0 | 0 | 0 | 0 | 0 | 0 | 0 | 0 | 0 | 0 | 0 | 0 | 0 | 0 | 0 | 0 | 0 | 0 | 0 | 0 | 0 | 0 | 0 | 0 | 0 | 0 | 0 | 0 | 0 | 0 | 0 | 0 | 0 | 0 | 0 | 0 | 0 | 0 | 0 | 0 | 0 | 0 | 0 | 0 | 0 | 0 | 0 | 0 | 0 | 0 | 0 | 0 | 0 | 0 | 0 | 0 | 0 | 0 | 0 | 0 | 0 | 0 | 0 | 0 | 0 | 0 | 0 | 0 | 0 | 0 | 0 | 0 | 0 | 0 | 0 | 0 | 0 | 0 | 0 | 0 | 0 | 0 | 0 | 0 | 0 | 0 | 0 | 0 | 0 | 0 | 0 | 0 | 0 | 0 | 0 | 0 | 0 | 0 | 0 | 0 | 0 | 0 | 0 | 0 | 0 | 0 | 0 | 0 | 0 | 0 | 0 | 0 | 0 | 0 | 0 | 0 | 0 | 0 | 0 | 0 | 0 | 0
PSS | FODENS T1 | 0 | 0 | 0 | 0 | 0 | 0 | 0 | 0 | 0 | 0 | 0 | 0 | 0 | 0 | 0 | 0 | 0 | 0 | 0 | 0 | 0 | 0 | 0 | 0 | 0 | 0 | 0 | 0 | 0 | 0 | 0 | 0 | 0 | 0 | 0 | 0 | 0 | 0 | 0 | 0 | 0 | 0 | 0 | 0 | 0 | 0 | 0 | 0 | 0 | 0 | 0 | 0 | 0 | 0 | 0 | 0 | 0 | 0 | 0 | 0 | 0 | 0 | 0 | 0 | 0 | 0 | 0 | 0 | 0 | 0 | 0 | 0 | 0 | 0 | 0 | 0 | 0 | 0 | 0 | 0 | 0 | 0 | 0 | 0 | 0 | 0 | 0 | 0 | 0 | 0 | 0 | 0 | 0 | 0 | 0 | 0 | 0 | 0 | 0 | 0 | 0 | 0 | 0 | 0 | 0 | 0 | 0 | 0 | 0 | 0 | 0 | 0 | 0 | 0 | 0 | 0 | 0 | 0 | 0 | 0 | 0 | 0 | 0 | 0 | 0 | 0 | 0 | 0 | 0 | 0 | 0 | 0 | 0 | 0 | 0 | 0 | 0 | 0 | 0 | 0 | 0 | 0 | 0 | 0 | 0 | 0 | 0 | 0 | 0 | 0
PSS | FORD T1 / OXTON T1 / PRENTON LOCAL T1 / SINGLETON AVE T2 | 0 | 0 | 0 | 0 | 0 | 0 | 0 | 0 | 0 | 0 | 0 | 0 | 0 | 0 | 0 | 0 | 0 | 0 | 0 | 0 | 0 | 0 | 0 | 0 | 0 | 0 | 0 | 0 | 0 | 0 | 0 | 0 | 0 | 0 | 0 | 0 | 0 | 0 | 0 | 0 | 0 | 0 | 0 | 0 | 0 | 0 | 0 | 0 | 0 | 0 | 0 | 0 | 0 | 0 | 0 | 0 | 0 | 0 | 0 | 0 | 0 | 0 | 0 | 0 | 0 | 0 | 0 | 0 | 0 | 0 | 0 | 0 | 0 | 0 | 0 | 0 | 0 | 0 | 0 | 0 | 0 | 0 | 0 | 0 | 0 | 0 | 0 | 0 | 0 | 0 | 0 | 0 | 0 | 0 | 0 | 0 | 0 | 0 | 0 | 0 | 0 | 0 | 0 | 0 | 0 | 0 | 0 | 0 | 0 | 0 | 0 | 0 | 0 | 0 | 0 | 0 | 0 | 0 | 0 | 0 | 0 | 0 | 0 | 0 | 0 | 0 | 0 | 0 | 0 | 0 | 0 | 0 | 0 | 0 | 0 | 0 | 0 | 0 | 0 | 0 | 0 | 0 | 0 | 0 | 0 | 0 | 0 | 0 | 0 | 0
PSS | FORDEN T1 | 0 | 0 | 0 | 0 | 0 | 0 | 0 | 0 | 0 | 0 | 0 | 0 | 0 | 0 | 0 | 0 | 0 | 0 | 0 | 0 | 0 | 0 | 0 | 0 | 0 | 0 | 0 | 0 | 0 | 0 | 0 | 0 | 0 | 0 | 0 | 0 | 0 | 0 | 0 | 0 | 0 | 0 | 0 | 0 | 0 | 0 | 0 | 0 | 0 | 0 | 0 | 0 | 0 | 0 | 0 | 0 | 0 | 0 | 0 | 0 | 0 | 0 | 0 | 0 | 0 | 0 | 0 | 0 | 0 | 0 | 0 | 0 | 0 | 0 | 0 | 0 | 0 | 0 | 0 | 0 | 0 | 0 | 0 | 0 | 0 | 0 | 0 | 0 | 0 | 0 | 0 | 0 | 0 | 0 | 0 | 0 | 0 | 0 | 0 | 0 | 0 | 0 | 0 | 0 | 0 | 0 | 0 | 0 | 0 | 0 | 0 | 0 | 0 | 0 | 0 | 0 | 0 | 0 | 0 | 0 | 0 | 0 | 0 | 0 | 0 | 0 | 0 | 0 | 0 | 0 | 0 | 0 | 0 | 0 | 0 | 0 | 0 | 0 | 0 | 0 | 0 | 0 | 0 | 0 | 0 | 0 | 0 | 0 | 0 | 0
PSS | FOUR CROSSES T1 | 0 | 0 | 0 | 0 | 0 | 0 | 0 | 0 | 0 | 0 | 0 | 0 | 0 | 0 | 0 | 0 | 0 | 0 | 0 | 0 | 0 | 0 | 0 | 0 | 0 | 0 | 0 | 0 | 0 | 0 | 0 | 0 | 0 | 0 | 0 | 0 | 0 | 0 | 0 | 0 | 0 | 0 | 0 | 0 | 0 | 0 | 0 | 0 | 0 | 0 | 0 | 0 | 0 | 0 | 0 | 0 | 0 | 0 | 0 | 0 | 0 | 0 | 0 | 0 | 0 | 0 | 0 | 0 | 0 | 0 | 0 | 0 | 0 | 0 | 0 | 0 | 0 | 0 | 0 | 0 | 0 | 0 | 0 | 0 | 0 | 0 | 0 | 0 | 0 | 0 | 0 | 0 | 0 | 0 | 0 | 0 | 0 | 0 | 0 | 0 | 0 | 0 | 0 | 0 | 0 | 0 | 0 | 0 | 0 | 0 | 0 | 0 | 0 | 0 | 0 | 0 | 0 | 0 | 0 | 0 | 0 | 0 | 0 | 0 | 0 | 0 | 0 | 0 | 0 | 0 | 0 | 0 | 0 | 0 | 0 | 0 | 0 | 0 | 0 | 0 | 0 | 0 | 0 | 0 | 0 | 0 | 0 | 0 | 0 | 0
PSS | FRODSHAM LOCAL T1 | 0 | 0 | 0 | 0 | 0 | 0 | 0 | 0 | 0 | 0 | 0 | 0 | 0 | 0 | 0 | 0 | 0 | 0 | 0 | 0 | 0 | 0 | 0 | 0 | 0 | 0 | 0 | 0 | 0 | 0 | 0 | 0 | 0 | 0 | 0 | 0 | 0 | 0 | 0 | 0 | 0 | 0 | 0 | 0 | 0 | 0 | 0 | 0 | 0 | 0 | 0 | 0 | 0 | 0 | 0 | 0 | 0 | 0 | 0 | 0 | 0 | 0 | 0 | 0 | 0 | 0 | 0 | 0 | 0 | 0 | 0 | 0 | 0 | 0 | 0 | 0 | 0 | 0 | 0 | 0 | 0 | 0 | 0 | 0 | 0 | 0 | 0 | 0 | 0 | 0 | 0 | 0 | 0 | 0 | 0 | 0 | 0 | 0 | 0 | 0 | 0 | 0 | 0 | 0 | 0 | 0 | 0 | 0 | 0 | 0 | 0 | 0 | 0 | 0 | 0 | 0 | 0 | 0 | 0 | 0 | 0 | 0 | 0 | 0 | 0 | 0 | 0 | 0 | 0 | 0 | 0 | 0 | 0 | 0 | 0 | 0 | 0 | 0 | 0 | 0 | 0 | 0 | 0 | 0 | 0 | 0 | 0 | 0 | 0 | 0
PSS | GADBROOK T1 | 0 | 0 | 0 | 0 | 0 | 0 | 0 | 0 | 0 | 0 | 0 | 0 | 0 | 0 | 0 | 0 | 0 | 0 | 0 | 0 | 0 | 0 | 0 | 0 | 0 | 0 | 0 | 0 | 0 | 0 | 0 | 0 | 0 | 0 | 0 | 0 | 0 | 0 | 0 | 0 | 0 | 0 | 0 | 0 | 0 | 0 | 0 | 0 | 0 | 0 | 0 | 0 | 0 | 0 | 0 | 0 | 0 | 0 | 0 | 0 | 0 | 0 | 0 | 0 | 0 | 0 | 0 | 0 | 0 | 0 | 0 | 0 | 0 | 0 | 0 | 0 | 0 | 0 | 0 | 0 | 0 | 0 | 0 | 0 | 0 | 0 | 0 | 0 | 0 | 0 | 0 | 0 | 0 | 0 | 0 | 0 | 0 | 0 | 0 | 0 | 0 | 0 | 0 | 0 | 0 | 0 | 0 | 0 | 0 | 0 | 0 | 0 | 0 | 0 | 0 | 0 | 0 | 0 | 0 | 0 | 0 | 0 | 0 | 0 | 0 | 0 | 0 | 0 | 0 | 0 | 0 | 0 | 0 | 0 | 0 | 0 | 0 | 0 | 0 | 0 | 0 | 0 | 0 | 0 | 0 | 0 | 0 | 0 | 0 | 0
PSS | GAERWEN VIEW T1 | 0 | 0 | 0 | 0 | 0 | 0 | 0 | 0 | 0 | 0 | 0 | 0 | 0 | 0 | 0 | 0 | 0 | 0 | 0 | 0 | 0 | 0 | 0 | 0 | 0 | 0 | 0 | 0 | 0 | 0 | 0 | 0 | 0 | 0 | 0 | 0 | 0 | 0 | 0 | 0 | 0 | 0 | 0 | 0 | 0 | 0 | 0 | 0 | 0 | 0 | 0 | 0 | 0 | 0 | 0 | 0 | 0 | 0 | 0 | 0 | 0 | 0 | 0 | 0 | 0 | 0 | 0 | 0 | 0 | 0 | 0 | 0 | 0 | 0 | 0 | 0 | 0 | 0 | 0 | 0 | 0 | 0 | 0 | 0 | 0 | 0 | 0 | 0 | 0 | 0 | 0 | 0 | 0 | 0 | 0 | 0 | 0 | 0 | 0 | 0 | 0 | 0 | 0 | 0 | 0 | 0 | 0 | 0 | 0 | 0 | 0 | 0 | 0 | 0 | 0 | 0 | 0 | 0 | 0 | 0 | 0 | 0 | 0 | 0 | 0 | 0 | 0 | 0 | 0 | 0 | 0 | 0 | 0 | 0 | 0 | 0 | 0 | 0 | 0 | 0 | 0 | 0 | 0 | 0 | 0 | 0 | 0 | 0 | 0 | 0
PSS | GIGG LA THELWALL T1 / HILLCLIFFE T1 / STOCKTON HEATH T1 / STRETTON IND EST T1 | 0 | 0 | 0 | 0 | 0 | 0 | 0 | 0 | 0 | 0 | 0 | 0 | 0 | 0 | 0 | 0 | 0 | 0 | 0 | 0 | 0 | 0 | 0 | 0 | 0 | 0 | 0 | 0 | 0 | 0 | 0 | 0 | 0 | 0 | 0 | 0 | 0 | 0 | 0 | 0 | 0 | 0 | 0 | 0 | 0 | 0 | 0 | 0 | 0 | 0 | 0 | 0 | 0 | 0 | 0 | 0 | 0 | 0 | 0 | 0 | 0 | 0 | 0 | 0 | 0 | 0 | 0 | 0 | 0 | 0 | 0 | 0 | 0 | 0 | 0 | 0 | 0 | 0 | 0 | 0 | 0 | 0 | 0 | 0 | 0 | 0 | 0 | 0 | 0 | 0 | 0 | 0 | 0 | 0 | 0 | 0 | 0 | 0 | 0 | 0 | 0 | 0 | 0 | 0 | 0 | 0 | 0 | 0 | 0 | 0 | 0 | 0 | 0 | 0 | 0 | 0 | 0 | 0 | 0 | 0 | 0 | 0 | 0 | 0 | 0 | 0 | 0 | 0 | 0 | 0 | 0 | 0 | 0 | 0 | 0 | 0 | 0 | 0 | 0 | 0 | 0 | 0 | 0 | 0 | 0 | 0 | 0 | 0 | 0 | 0
PSS | GILBROOK DOCK T1 / HILL RD T1 / MOBIL OIL (WALLASEY) T1 | 0 | 0 | 0 | 0 | 0 | 0 | 0 | 0 | 0 | 0 | 0 | 0 | 0 | 0 | 0 | 0 | 0 | 0 | 0 | 0 | 0 | 0 | 0 | 0 | 0 | 0 | 0 | 0 | 0 | 0 | 0 | 0 | 0 | 0 | 0 | 0 | 0 | 0 | 0 | 0 | 0 | 0 | 0 | 0 | 0 | 0 | 0 | 0 | 0 | 0 | 0 | 0 | 0 | 0 | 0 | 0 | 0 | 0 | 0 | 0 | 0 | 0 | 0 | 0 | 0 | 0 | 0 | 0 | 0 | 0 | 0 | 0 | 0 | 0 | 0 | 0 | 0 | 0 | 0 | 0 | 0 | 0 | 0 | 0 | 0 | 0 | 0 | 0 | 0 | 0 | 0 | 0 | 0 | 0 | 0 | 0 | 0 | 0 | 0 | 0 | 0 | 0 | 0 | 0 | 0 | 0 | 0 | 0 | 0 | 0 | 0 | 0 | 0 | 0 | 0 | 0 | 0 | 0 | 0 | 0 | 0 | 0 | 0 | 0 | 0 | 0 | 0 | 0 | 0 | 0 | 0 | 0 | 0 | 0 | 0 | 0 | 0 | 0 | 0 | 0 | 0 | 0 | 0 | 0 | 0 | 0 | 0 | 0 | 0 | 0
PSS | GLAN-YR-AFON T1 | 7.1 | 7.1 | 7.1 | 7.1 | 7.1 | 7.1 | 7.1 | 7.1 | 7.1 | 7.1 | 7.1 | 7.1 | 7.1 | 7.2 | 7.3 | 7.3 | 7.4 | 7.4 | 7.5 | 7.6 | 7.6 | 7.7 | 7.8 | 7.9 | 7.9 | 8 | 8.1 | 8.2 | 8.3 | 8.4 | 7.1 | 7.1 | 7.1 | 7.1 | 7.1 | 7.1 | 7.1 | 7.1 | 7.1 | 7.1 | 7.1 | 7.1 | 7.1 | 7.1 | 7.1 | 7.1 | 7.1 | 7.1 | 7.1 | 7.1 | 7.1 | 7.1 | 7.1 | 7.1 | 7.1 | 7.1 | 7.1 | 7.1 | 4.8 | 4.6 | 7.1 | 7.1 | 7.1 | 7.1 | 7.1 | 7.1 | 7.1 | 7.1 | 7.1 | 7.1 | 7.1 | 7.1 | 7.1 | 7.1 | 7.1 | 7.1 | 7.1 | 7.1 | 7.1 | 7.1 | 7.1 | 7.1 | 7.1 | 7.1 | 7.1 | 7.1 | 7.1 | 7.1 | 7.1 | 7.1 | 7.1 | 7.1 | 7.1 | 7.1 | 7.1 | 7.1 | 7.1 | 7.1 | 7.1 | 7.1 | 7.1 | 7.1 | 7.1 | 7.1 | 7.1 | 7.1 | 7.1 | 7.1 | 7.1 | 7.1 | 7.1 | 7.1 | 7.1 | 7.1 | 7.1 | 7.1 | 7.1 | 7.1 | 7.1 | 7.1 | 7.1 | 7.1 | 7.1 | 7.1 | 7.1 | 7.1 | 7.1 | 7.1 | 7.1 | 7.1 | 7.1 | 7.1 | 7.1 | 7.1 | 7.1 | 7.1 | 7.1 | 7.1 | 7.1 | 7.1 | 7.1 | 7.1 | 7.1 | 7.1 | 7.1 | 7.1 | 7.1 | 7.1 | 7.1 | 7.1
PSS | GRAIG FAWR T1 | 0.1 | 0.1 | 0.1 | 0.1 | 0.1 | 0.1 | 0.1 | 0.1 | 0.1 | 0.1 | 0.1 | 0.1 | 0.1 | 0.1 | 0.1 | 0.1 | 0.1 | 0.1 | 0.1 | 0.1 | 0.1 | 0.1 | 0.1 | 0.1 | 0.1 | 0.1 | 0.1 | 0.1 | 0.1 | 0.1 | 0.1 | 0.1 | 0.1 | 0.1 | 0.1 | 0.1 | 0.1 | 0.1 | 0.1 | 0.1 | 0.1 | 0.1 | 0.1 | 0.1 | 0.1 | 0.1 | 0.1 | 0.1 | 0.1 | 0.1 | 0.1 | 0.1 | 0.1 | 0.1 | 0.1 | 0.1 | 0.1 | 0.1 | 0.1 | 0.1 | 0.1 | 0.1 | 0.1 | 0.1 | 0.1 | 0.1 | 0.1 | 0.1 | 0.1 | 0.1 | 0.1 | 0.1 | 0.1 | 0.1 | 0.1 | 0.1 | 0.1 | 0.1 | 0.1 | 0.1 | 0.1 | 0.1 | 0.1 | 0.1 | 0.1 | 0.1 | 0.1 | 0.1 | 0.1 | 0.1 | 0.1 | 0.1 | 0.1 | 0.1 | 0.1 | 0.1 | 0.1 | 0.1 | 0.1 | 0.1 | 0.1 | 0.1 | 0.1 | 0.1 | 0.1 | 0.1 | 0.1 | 0.1 | 0.1 | 0.1 | 0.1 | 0.1 | 0.1 | 0.1 | 0.1 | 0.1 | 0.1 | 0.1 | 0.1 | 0.1 | 0.1 | 0.1 | 0.1 | 0.1 | 0.1 | 0.1 | 0.1 | 0.1 | 0.1 | 0.1 | 0.1 | 0.1 | 0.1 | 0.1 | 0.1 | 0.1 | 0.1 | 0.1 | 0.1 | 0.1 | 0.1 | 0.1 | 0.1 | 0.1 | 0.1 | 0.1 | 0.1 | 0.1 | 0.1 | 0.1
PSS | GRAVEL T1 / WCB PLASTICS T1 / WHARTON T1 | 0 | 0 | 0 | 0 | 0 | 0 | 0 | 0 | 0 | 0 | 0 | 0 | 0 | 0 | 0 | 0 | 0 | 0 | 0 | 0 | 0 | 0 | 0 | 0 | 0 | 0 | 0 | 0 | 0 | 0 | 0 | 0 | 0 | 0 | 0 | 0 | 0 | 0 | 0 | 0 | 0 | 0 | 0 | 0 | 0 | 0 | 0 | 0 | 0 | 0 | 0 | 0 | 0 | 0 | 0 | 0 | 0 | 0 | 0 | 0 | 0 | 0 | 0 | 0 | 0 | 0 | 0 | 0 | 0 | 0 | 0 | 0 | 0 | 0 | 0 | 0 | 0 | 0 | 0 | 0 | 0 | 0 | 0 | 0 | 0 | 0 | 0 | 0 | 0 | 0 | 0 | 0 | 0 | 0 | 0 | 0 | 0 | 0 | 0 | 0 | 0 | 0 | 0 | 0 | 0 | 0 | 0 | 0 | 0 | 0 | 0 | 0 | 0 | 0 | 0 | 0 | 0 | 0 | 0 | 0 | 0 | 0 | 0 | 0 | 0 | 0 | 0 | 0 | 0 | 0 | 0 | 0 | 0 | 0 | 0 | 0 | 0 | 0 | 0 | 0 | 0 | 0 | 0 | 0 | 0 | 0 | 0 | 0 | 0 | 0
PSS | GREASBY T1 / SAUGHALL MASSIE T1 / UPTON T1 | 0 | 0 | 0 | 0 | 0 | 0 | 0 | 0 | 0 | 0 | 0 | 0 | 0 | 0 | 0 | 0 | 0 | 0 | 0 | 0 | 0 | 0 | 0 | 0 | 0 | 0 | 0 | 0 | 0 | 0 | 0 | 0 | 0 | 0 | 0 | 0 | 0 | 0 | 0 | 0 | 0 | 0 | 0 | 0 | 0 | 0 | 0 | 0 | 0 | 0 | 0 | 0 | 0 | 0 | 0 | 0 | 0 | 0 | 0 | 0 | 0 | 0 | 0 | 0 | 0 | 0 | 0 | 0 | 0 | 0 | 0 | 0 | 0 | 0 | 0 | 0 | 0 | 0 | 0 | 0 | 0 | 0 | 0 | 0 | 0 | 0 | 0 | 0 | 0 | 0 | 0 | 0 | 0 | 0 | 0 | 0 | 0 | 0 | 0 | 0 | 0 | 0 | 0 | 0 | 0 | 0 | 0 | 0 | 0 | 0 | 0 | 0 | 0 | 0 | 0 | 0 | 0 | 0 | 0 | 0 | 0 | 0 | 0 | 0 | 0 | 0 | 0 | 0 | 0 | 0 | 0 | 0 | 0 | 0 | 0 | 0 | 0 | 0 | 0 | 0 | 0 | 0 | 0 | 0 | 0 | 0 | 0 | 0 | 0 | 0
PSS | GREAT SANKEY T1 / PENKETH T1 / WIDNES RD T1 | 0 | 0 | 0 | 0 | 0 | 0 | 0 | 0 | 0 | 0 | 0 | 0 | 0 | 0 | 0 | 0 | 0 | 0 | 0 | 0 | 0 | 0 | 0 | 0 | 0 | 0 | 0 | 0 | 0 | 0 | 0 | 0 | 0 | 0 | 0 | 0 | 0 | 0 | 0 | 0 | 0 | 0 | 0 | 0 | 0 | 0 | 0 | 0 | 0 | 0 | 0 | 0 | 0 | 0 | 0 | 0 | 0 | 0 | 0 | 0 | 0 | 0 | 0 | 0 | 0 | 0 | 0 | 0 | 0 | 0 | 0 | 0 | 0 | 0 | 0 | 0 | 0 | 0 | 0 | 0 | 0 | 0 | 0 | 0 | 0 | 0 | 0 | 0 | 0 | 0 | 0 | 0 | 0 | 0 | 0 | 0 | 0 | 0 | 0 | 0 | 0 | 0 | 0 | 0 | 0 | 0 | 0 | 0 | 0 | 0 | 0 | 0 | 0 | 0 | 0 | 0 | 0 | 0 | 0 | 0 | 0 | 0 | 0 | 0 | 0 | 0 | 0 | 0 | 0 | 0 | 0 | 0 | 0 | 0 | 0 | 0 | 0 | 0 | 0 | 0 | 0 | 0 | 0 | 0 | 0 | 0 | 0 | 0 | 0 | 0
PSS | GREAT SUTTON T1 / LITTLE SUTTON T1 / STRAWBERRY ROUNDABOUT T1 / SUTTON HALL WWB T1 / WHITBY MAIN T2 | 0 | 0 | 0 | 0 | 0 | 0 | 0 | 0 | 0 | 0 | 0 | 0 | 0 | 0 | 0 | 0 | 0 | 0 | 0 | 0 | 0 | 0 | 0 | 0 | 0 | 0 | 0 | 0 | 0 | 0 | 0 | 0 | 0 | 0 | 0 | 0 | 0 | 0 | 0 | 0 | 0 | 0 | 0 | 0 | 0 | 0 | 0 | 0 | 0 | 0 | 0 | 0 | 0 | 0 | 0 | 0 | 0 | 0 | 0 | 0 | 0 | 0 | 0 | 0 | 0 | 0 | 0 | 0 | 0 | 0 | 0 | 0 | 0 | 0 | 0 | 0 | 0 | 0 | 0 | 0 | 0 | 0 | 0 | 0 | 0 | 0 | 0 | 0 | 0 | 0 | 0 | 0 | 0 | 0 | 0 | 0 | 0 | 0 | 0 | 0 | 0 | 0 | 0 | 0 | 0 | 0 | 0 | 0 | 0 | 0 | 0 | 0 | 0 | 0 | 0 | 0 | 0 | 0 | 0 | 0 | 0 | 0 | 0 | 0 | 0 | 0 | 0 | 0 | 0 | 0 | 0 | 0 | 0 | 0 | 0 | 0 | 0 | 0 | 0 | 0 | 0 | 0 | 0 | 0 | 0 | 0 | 0 | 0 | 0 | 0
PSS | GREENFIELD T1 / GREENFIELD T2 | 1.8 | 1.8 | 1.8 | 1.8 | 1.8 | 1.8 | 1.8 | 1.8 | 1.8 | 1.8 | 1.8 | 1.8 | 1.8 | 1.8 | 1.9 | 1.9 | 1.9 | 1.9 | 1.9 | 1.9 | 2 | 2 | 2 | 2 | 2 | 2 | 2.1 | 2.1 | 2.1 | 2.1 | 1.8 | 1.8 | 1.8 | 1.8 | 1.8 | 1.8 | 1.8 | 1.8 | 1.8 | 1.8 | 1.8 | 1.8 | 1.8 | 1.8 | 1.8 | 1.8 | 1.8 | 1.8 | 1.8 | 1.8 | 1.8 | 1.8 | 1.8 | 1.8 | 1.8 | 1.8 | 1.8 | 1.8 | 1.2 | 1.2 | 1.8 | 1.8 | 1.8 | 1.8 | 1.8 | 1.8 | 1.8 | 1.8 | 1.8 | 1.8 | 1.8 | 1.8 | 1.8 | 1.8 | 1.8 | 1.8 | 1.8 | 1.8 | 1.8 | 1.8 | 1.8 | 1.8 | 1.8 | 1.8 | 1.8 | 1.8 | 1.8 | 1.8 | 1.8 | 1.8 | 1.8 | 1.8 | 1.8 | 1.8 | 1.8 | 1.8 | 1.8 | 1.8 | 1.8 | 1.8 | 1.8 | 1.8 | 1.8 | 1.8 | 1.8 | 1.8 | 1.8 | 1.8 | 1.8 | 1.8 | 1.8 | 1.8 | 1.8 | 1.8 | 1.8 | 1.8 | 1.8 | 1.8 | 1.8 | 1.8 | 1.8 | 1.8 | 1.8 | 1.8 | 1.8 | 1.8 | 1.8 | 1.8 | 1.8 | 1.8 | 1.8 | 1.8 | 1.8 | 1.8 | 1.8 | 1.8 | 1.8 | 1.8 | 1.8 | 1.8 | 1.8 | 1.8 | 1.8 | 1.8 | 1.8 | 1.8 | 1.8 | 1.8 | 1.8 | 1.8
PSS | GROSVENOR ST T1 / LINENHALL ST T1 / NORTHGATE TERRACE T1 / STATION VIEW T1 / TOMULAR PLACE T1 | 0 | 0 | 0 | 0 | 0 | 0 | 0 | 0 | 0 | 0 | 0 | 0 | 0 | 0 | 0 | 0 | 0 | 0 | 0 | 0 | 0 | 0 | 0 | 0 | 0 | 0 | 0 | 0 | 0 | 0 | 0 | 0 | 0 | 0 | 0 | 0 | 0 | 0 | 0 | 0 | 0 | 0 | 0 | 0 | 0 | 0 | 0 | 0 | 0 | 0 | 0 | 0 | 0 | 0 | 0 | 0 | 0 | 0 | 0 | 0 | 0 | 0 | 0 | 0 | 0 | 0 | 0 | 0 | 0 | 0 | 0 | 0 | 0 | 0 | 0 | 0 | 0 | 0 | 0 | 0 | 0 | 0 | 0 | 0 | 0 | 0 | 0 | 0 | 0 | 0 | 0 | 0 | 0 | 0 | 0 | 0 | 0 | 0 | 0 | 0 | 0 | 0 | 0 | 0 | 0 | 0 | 0 | 0 | 0 | 0 | 0 | 0 | 0 | 0 | 0 | 0 | 0 | 0 | 0 | 0 | 0 | 0 | 0 | 0 | 0 | 0 | 0 | 0 | 0 | 0 | 0 | 0 | 0 | 0 | 0 | 0 | 0 | 0 | 0 | 0 | 0 | 0 | 0 | 0 | 0 | 0 | 0 | 0 | 0 | 0
PSS | GWERSYLLT T1 | 0 | 0 | 0 | 0 | 0 | 0 | 0 | 0 | 0 | 0 | 0 | 0 | 0 | 0 | 0 | 0 | 0 | 0 | 0 | 0 | 0 | 0 | 0 | 0 | 0 | 0 | 0 | 0 | 0 | 0 | 0 | 0 | 0 | 0 | 0 | 0 | 0 | 0 | 0 | 0 | 0 | 0 | 0 | 0 | 0 | 0 | 0 | 0 | 0 | 0 | 0 | 0 | 0 | 0 | 0 | 0 | 0 | 0 | 0 | 0 | 0 | 0 | 0 | 0 | 0 | 0 | 0 | 0 | 0 | 0 | 0 | 0 | 0 | 0 | 0 | 0 | 0 | 0 | 0 | 0 | 0 | 0 | 0 | 0 | 0 | 0 | 0 | 0 | 0 | 0 | 0 | 0 | 0 | 0 | 0 | 0 | 0 | 0 | 0 | 0 | 0 | 0 | 0 | 0 | 0 | 0 | 0 | 0 | 0 | 0 | 0 | 0 | 0 | 0 | 0 | 0 | 0 | 0 | 0 | 0 | 0 | 0 | 0 | 0 | 0 | 0 | 0 | 0 | 0 | 0 | 0 | 0 | 0 | 0 | 0 | 0 | 0 | 0 | 0 | 0 | 0 | 0 | 0 | 0 | 0 | 0 | 0 | 0 | 0 | 0
PSS | HALTON RD T1 / MURDISHAW T1 / PERCIVAL LA T4 / RUNCORN CENTRAL T1 | 0 | 0 | 0 | 0 | 0 | 0 | 0 | 0 | 0 | 0 | 0 | 0 | 0 | 0 | 0 | 0 | 0 | 0 | 0 | 0 | 0 | 0 | 0 | 0 | 0 | 0 | 0 | 0 | 0 | 0 | 0 | 0 | 0 | 0 | 0 | 0 | 0 | 0 | 0 | 0 | 0 | 0 | 0 | 0 | 0 | 0 | 0 | 0 | 0 | 0 | 0 | 0 | 0 | 0 | 0 | 0 | 0 | 0 | 0 | 0 | 0 | 0 | 0 | 0 | 0 | 0 | 0 | 0 | 0 | 0 | 0 | 0 | 0 | 0 | 0 | 0 | 0 | 0 | 0 | 0 | 0 | 0 | 0 | 0 | 0 | 0 | 0 | 0 | 0 | 0 | 0 | 0 | 0 | 0 | 0 | 0 | 0 | 0 | 0 | 0 | 0 | 0 | 0 | 0 | 0 | 0 | 0 | 0 | 0 | 0 | 0 | 0 | 0 | 0 | 0 | 0 | 0 | 0 | 0 | 0 | 0 | 0 | 0 | 0 | 0 | 0 | 0 | 0 | 0 | 0 | 0 | 0 | 0 | 0 | 0 | 0 | 0 | 0 | 0 | 0 | 0 | 0 | 0 | 0 | 0 | 0 | 0 | 0 | 0 | 0
PSS | HARLECH T1 | 0 | 0 | 0 | 0 | 0 | 0 | 0 | 0 | 0 | 0 | 0 | 0 | 0 | 0 | 0 | 0 | 0 | 0 | 0 | 0 | 0 | 0 | 0 | 0 | 0 | 0 | 0 | 0 | 0 | 0 | 0 | 0 | 0 | 0 | 0 | 0 | 0 | 0 | 0 | 0 | 0 | 0 | 0 | 0 | 0 | 0 | 0 | 0 | 0 | 0 | 0 | 0 | 0 | 0 | 0 | 0 | 0 | 0 | 0 | 0 | 0 | 0 | 0 | 0 | 0 | 0 | 0 | 0 | 0 | 0 | 0 | 0 | 0 | 0 | 0 | 0 | 0 | 0 | 0 | 0 | 0 | 0 | 0 | 0 | 0 | 0 | 0 | 0 | 0 | 0 | 0 | 0 | 0 | 0 | 0 | 0 | 0 | 0 | 0 | 0 | 0 | 0 | 0 | 0 | 0 | 0 | 0 | 0 | 0 | 0 | 0 | 0 | 0 | 0 | 0 | 0 | 0 | 0 | 0 | 0 | 0 | 0 | 0 | 0 | 0 | 0 | 0 | 0 | 0 | 0 | 0 | 0 | 0 | 0 | 0 | 0 | 0 | 0 | 0 | 0 | 0 | 0 | 0 | 0 | 0 | 0 | 0 | 0 | 0 | 0
PSS | HARRINGTON ST T1 / PARADISE ST T1 | 0 | 0 | 0 | 0 | 0 | 0 | 0 | 0 | 0 | 0 | 0 | 0 | 0 | 0 | 0 | 0 | 0 | 0 | 0 | 0 | 0 | 0 | 0 | 0 | 0 | 0 | 0 | 0 | 0 | 0 | 0 | 0 | 0 | 0 | 0 | 0 | 0 | 0 | 0 | 0 | 0 | 0 | 0 | 0 | 0 | 0 | 0 | 0 | 0 | 0 | 0 | 0 | 0 | 0 | 0 | 0 | 0 | 0 | 0 | 0 | 0 | 0 | 0 | 0 | 0 | 0 | 0 | 0 | 0 | 0 | 0 | 0 | 0 | 0 | 0 | 0 | 0 | 0 | 0 | 0 | 0 | 0 | 0 | 0 | 0 | 0 | 0 | 0 | 0 | 0 | 0 | 0 | 0 | 0 | 0 | 0 | 0 | 0 | 0 | 0 | 0 | 0 | 0 | 0 | 0 | 0 | 0 | 0 | 0 | 0 | 0 | 0 | 0 | 0 | 0 | 0 | 0 | 0 | 0 | 0 | 0 | 0 | 0 | 0 | 0 | 0 | 0 | 0 | 0 | 0 | 0 | 0 | 0 | 0 | 0 | 0 | 0 | 0 | 0 | 0 | 0 | 0 | 0 | 0 | 0 | 0 | 0 | 0 | 0 | 0
PSS | HARRINGTON ST T2 / HIGHFIELD ST T1 | 0 | 0 | 0 | 0 | 0 | 0 | 0 | 0 | 0 | 0 | 0 | 0 | 0 | 0 | 0 | 0 | 0 | 0 | 0 | 0 | 0 | 0 | 0 | 0 | 0 | 0 | 0 | 0 | 0 | 0 | 0 | 0 | 0 | 0 | 0 | 0 | 0 | 0 | 0 | 0 | 0 | 0 | 0 | 0 | 0 | 0 | 0 | 0 | 0 | 0 | 0 | 0 | 0 | 0 | 0 | 0 | 0 | 0 | 0 | 0 | 0 | 0 | 0 | 0 | 0 | 0 | 0 | 0 | 0 | 0 | 0 | 0 | 0 | 0 | 0 | 0 | 0 | 0 | 0 | 0 | 0 | 0 | 0 | 0 | 0 | 0 | 0 | 0 | 0 | 0 | 0 | 0 | 0 | 0 | 0 | 0 | 0 | 0 | 0 | 0 | 0 | 0 | 0 | 0 | 0 | 0 | 0 | 0 | 0 | 0 | 0 | 0 | 0 | 0 | 0 | 0 | 0 | 0 | 0 | 0 | 0 | 0 | 0 | 0 | 0 | 0 | 0 | 0 | 0 | 0 | 0 | 0 | 0 | 0 | 0 | 0 | 0 | 0 | 0 | 0 | 0 | 0 | 0 | 0 | 0 | 0 | 0 | 0 | 0 | 0
PSS | HARRINGTON ST T3 / LIME ST T1 | 0 | 0 | 0 | 0 | 0 | 0 | 0 | 0 | 0 | 0 | 0 | 0 | 0 | 0 | 0 | 0 | 0 | 0 | 0 | 0 | 0 | 0 | 0 | 0 | 0 | 0 | 0 | 0 | 0 | 0 | 0 | 0 | 0 | 0 | 0 | 0 | 0 | 0 | 0 | 0 | 0 | 0 | 0 | 0 | 0 | 0 | 0 | 0 | 0 | 0 | 0 | 0 | 0 | 0 | 0 | 0 | 0 | 0 | 0 | 0 | 0 | 0 | 0 | 0 | 0 | 0 | 0 | 0 | 0 | 0 | 0 | 0 | 0 | 0 | 0 | 0 | 0 | 0 | 0 | 0 | 0 | 0 | 0 | 0 | 0 | 0 | 0 | 0 | 0 | 0 | 0 | 0 | 0 | 0 | 0 | 0 | 0 | 0 | 0 | 0 | 0 | 0 | 0 | 0 | 0 | 0 | 0 | 0 | 0 | 0 | 0 | 0 | 0 | 0 | 0 | 0 | 0 | 0 | 0 | 0 | 0 | 0 | 0 | 0 | 0 | 0 | 0 | 0 | 0 | 0 | 0 | 0 | 0 | 0 | 0 | 0 | 0 | 0 | 0 | 0 | 0 | 0 | 0 | 0 | 0 | 0 | 0 | 0 | 0 | 0
PSS | HARTFORD T1 | 0 | 0 | 0 | 0 | 0 | 0 | 0 | 0 | 0 | 0 | 0 | 0 | 0 | 0 | 0 | 0 | 0 | 0 | 0 | 0 | 0 | 0 | 0 | 0 | 0 | 0 | 0 | 0 | 0 | 0 | 0 | 0 | 0 | 0 | 0 | 0 | 0 | 0 | 0 | 0 | 0 | 0 | 0 | 0 | 0 | 0 | 0 | 0 | 0 | 0 | 0 | 0 | 0 | 0 | 0 | 0 | 0 | 0 | 0 | 0 | 0 | 0 | 0 | 0 | 0 | 0 | 0 | 0 | 0 | 0 | 0 | 0 | 0 | 0 | 0 | 0 | 0 | 0 | 0 | 0 | 0 | 0 | 0 | 0 | 0 | 0 | 0 | 0 | 0 | 0 | 0 | 0 | 0 | 0 | 0 | 0 | 0 | 0 | 0 | 0 | 0 | 0 | 0 | 0 | 0 | 0 | 0 | 0 | 0 | 0 | 0 | 0 | 0 | 0 | 0 | 0 | 0 | 0 | 0 | 0 | 0 | 0 | 0 | 0 | 0 | 0 | 0 | 0 | 0 | 0 | 0 | 0 | 0 | 0 | 0 | 0 | 0 | 0 | 0 | 0 | 0 | 0 | 0 | 0 | 0 | 0 | 0 | 0 | 0 | 0
PSS | HASKAYNE T1 | 0 | 0 | 0 | 0 | 0 | 0 | 0 | 0 | 0 | 0 | 0 | 0 | 0 | 0 | 0 | 0 | 0 | 0 | 0 | 0 | 0 | 0 | 0 | 0 | 0 | 0 | 0 | 0 | 0 | 0 | 0 | 0 | 0 | 0 | 0 | 0 | 0 | 0 | 0 | 0 | 0 | 0 | 0 | 0 | 0 | 0 | 0 | 0 | 0 | 0 | 0 | 0 | 0 | 0 | 0 | 0 | 0 | 0 | 0 | 0 | 0 | 0 | 0 | 0 | 0 | 0 | 0 | 0 | 0 | 0 | 0 | 0 | 0 | 0 | 0 | 0 | 0 | 0 | 0 | 0 | 0 | 0 | 0 | 0 | 0 | 0 | 0 | 0 | 0 | 0 | 0 | 0 | 0 | 0 | 0 | 0 | 0 | 0 | 0 | 0 | 0 | 0 | 0 | 0 | 0 | 0 | 0 | 0 | 0 | 0 | 0 | 0 | 0 | 0 | 0 | 0 | 0 | 0 | 0 | 0 | 0 | 0 | 0 | 0 | 0 | 0 | 0 | 0 | 0 | 0 | 0 | 0 | 0 | 0 | 0 | 0 | 0 | 0 | 0 | 0 | 0 | 0 | 0 | 0 | 0 | 0 | 0 | 0 | 0 | 0
PSS | HATHERTON T1 | 0 | 0 | 0 | 0 | 0 | 0 | 0 | 0 | 0 | 0 | 0 | 0 | 0 | 0 | 0 | 0 | 0 | 0 | 0 | 0 | 0 | 0 | 0 | 0 | 0 | 0 | 0 | 0 | 0 | 0 | 0 | 0 | 0 | 0 | 0 | 0 | 0 | 0 | 0 | 0 | 0 | 0 | 0 | 0 | 0 | 0 | 0 | 0 | 0 | 0 | 0 | 0 | 0 | 0 | 0 | 0 | 0 | 0 | 0 | 0 | 0 | 0 | 0 | 0 | 0 | 0 | 0 | 0 | 0 | 0 | 0 | 0 | 0 | 0 | 0 | 0 | 0 | 0 | 0 | 0 | 0 | 0 | 0 | 0 | 0 | 0 | 0 | 0 | 0 | 0 | 0 | 0 | 0 | 0 | 0 | 0 | 0 | 0 | 0 | 0 | 0 | 0 | 0 | 0 | 0 | 0 | 0 | 0 | 0 | 0 | 0 | 0 | 0 | 0 | 0 | 0 | 0 | 0 | 0 | 0 | 0 | 0 | 0 | 0 | 0 | 0 | 0 | 0 | 0 | 0 | 0 | 0 | 0 | 0 | 0 | 0 | 0 | 0 | 0 | 0 | 0 | 0 | 0 | 0 | 0 | 0 | 0 | 0 | 0 | 0
PSS | HERONS WAY T1 / LACHE T1 / MBNA T1 / SMFS KINGSMEADOW T1 | 0 | 0 | 0 | 0 | 0 | 0 | 0 | 0 | 0 | 0 | 0 | 0 | 0 | 0 | 0 | 0 | 0 | 0 | 0 | 0 | 0 | 0 | 0 | 0 | 0 | 0 | 0 | 0 | 0 | 0 | 0 | 0 | 0 | 0 | 0 | 0 | 0 | 0 | 0 | 0 | 0 | 0 | 0 | 0 | 0 | 0 | 0 | 0 | 0 | 0 | 0 | 0 | 0 | 0 | 0 | 0 | 0 | 0 | 0 | 0 | 0 | 0 | 0 | 0 | 0 | 0 | 0 | 0 | 0 | 0 | 0 | 0 | 0 | 0 | 0 | 0 | 0 | 0 | 0 | 0 | 0 | 0 | 0 | 0 | 0 | 0 | 0 | 0 | 0 | 0 | 0 | 0 | 0 | 0 | 0 | 0 | 0 | 0 | 0 | 0 | 0 | 0 | 0 | 0 | 0 | 0 | 0 | 0 | 0 | 0 | 0 | 0 | 0 | 0 | 0 | 0 | 0 | 0 | 0 | 0 | 0 | 0 | 0 | 0 | 0 | 0 | 0 | 0 | 0 | 0 | 0 | 0 | 0 | 0 | 0 | 0 | 0 | 0 | 0 | 0 | 0 | 0 | 0 | 0 | 0 | 0 | 0 | 0 | 0 | 0
PSS | HOLMES CHAPEL T1 | 0 | 0 | 0 | 0 | 0 | 0 | 0 | 0 | 0 | 0 | 0 | 0 | 0 | 0 | 0 | 0 | 0 | 0 | 0 | 0 | 0 | 0 | 0 | 0 | 0 | 0 | 0 | 0 | 0 | 0 | 0 | 0 | 0 | 0 | 0 | 0 | 0 | 0 | 0 | 0 | 0 | 0 | 0 | 0 | 0 | 0 | 0 | 0 | 0 | 0 | 0 | 0 | 0 | 0 | 0 | 0 | 0 | 0 | 0 | 0 | 0 | 0 | 0 | 0 | 0 | 0 | 0 | 0 | 0 | 0 | 0 | 0 | 0 | 0 | 0 | 0 | 0 | 0 | 0 | 0 | 0 | 0 | 0 | 0 | 0 | 0 | 0 | 0 | 0 | 0 | 0 | 0 | 0 | 0 | 0 | 0 | 0 | 0 | 0 | 0 | 0 | 0 | 0 | 0 | 0 | 0 | 0 | 0 | 0 | 0 | 0 | 0 | 0 | 0 | 0 | 0 | 0 | 0 | 0 | 0 | 0 | 0 | 0 | 0 | 0 | 0 | 0 | 0 | 0 | 0 | 0 | 0 | 0 | 0 | 0 | 0 | 0 | 0 | 0 | 0 | 0 | 0 | 0 | 0 | 0 | 0 | 0 | 0 | 0 | 0
PSS | HOLT LA (WARRINGTON RD) T1 / PRESCOT GRID T1 / RAINHILL LOCAL T1 / WHISTON HOSP T1 | 0 | 0 | 0 | 0 | 0 | 0 | 0 | 0 | 0 | 0 | 0 | 0 | 0 | 0 | 0 | 0 | 0 | 0 | 0 | 0 | 0 | 0 | 0 | 0 | 0 | 0 | 0 | 0 | 0 | 0 | 0 | 0 | 0 | 0 | 0 | 0 | 0 | 0 | 0 | 0 | 0 | 0 | 0 | 0 | 0 | 0 | 0 | 0 | 0 | 0 | 0 | 0 | 0 | 0 | 0 | 0 | 0 | 0 | 0 | 0 | 0 | 0 | 0 | 0 | 0 | 0 | 0 | 0 | 0 | 0 | 0 | 0 | 0 | 0 | 0 | 0 | 0 | 0 | 0 | 0 | 0 | 0 | 0 | 0 | 0 | 0 | 0 | 0 | 0 | 0 | 0 | 0 | 0 | 0 | 0 | 0 | 0 | 0 | 0 | 0 | 0 | 0 | 0 | 0 | 0 | 0 | 0 | 0 | 0 | 0 | 0 | 0 | 0 | 0 | 0 | 0 | 0 | 0 | 0 | 0 | 0 | 0 | 0 | 0 | 0 | 0 | 0 | 0 | 0 | 0 | 0 | 0 | 0 | 0 | 0 | 0 | 0 | 0 | 0 | 0 | 0 | 0 | 0 | 0 | 0 | 0 | 0 | 0 | 0 | 0
PSS | HOLWAY RD T1 | 0 | 0 | 0 | 0 | 0 | 0 | 0 | 0 | 0 | 0 | 0 | 0 | 0 | 0 | 0 | 0 | 0 | 0 | 0 | 0 | 0 | 0 | 0 | 0 | 0 | 0 | 0 | 0 | 0 | 0 | 0 | 0 | 0 | 0 | 0 | 0 | 0 | 0 | 0 | 0 | 0 | 0 | 0 | 0 | 0 | 0 | 0 | 0 | 0 | 0 | 0 | 0 | 0 | 0 | 0 | 0 | 0 | 0 | 0 | 0 | 0 | 0 | 0 | 0 | 0 | 0 | 0 | 0 | 0 | 0 | 0 | 0 | 0 | 0 | 0 | 0 | 0 | 0 | 0 | 0 | 0 | 0 | 0 | 0 | 0 | 0 | 0 | 0 | 0 | 0 | 0 | 0 | 0 | 0 | 0 | 0 | 0 | 0 | 0 | 0 | 0 | 0 | 0 | 0 | 0 | 0 | 0 | 0 | 0 | 0 | 0 | 0 | 0 | 0 | 0 | 0 | 0 | 0 | 0 | 0 | 0 | 0 | 0 | 0 | 0 | 0 | 0 | 0 | 0 | 0 | 0 | 0 | 0 | 0 | 0 | 0 | 0 | 0 | 0 | 0 | 0 | 0 | 0 | 0 | 0 | 0 | 0 | 0 | 0 | 0
PSS | HOLYHEAD T1 | 0 | 0 | 0 | 0 | 0 | 0 | 0 | 0 | 0 | 0 | 0 | 0 | 0 | 0 | 0 | 0 | 0 | 0 | 0 | 0 | 0 | 0 | 0 | 0 | 0 | 0 | 0 | 0 | 0 | 0 | 0 | 0 | 0 | 0 | 0 | 0 | 0 | 0 | 0 | 0 | 0 | 0 | 0 | 0 | 0 | 0 | 0 | 0 | 0 | 0 | 0 | 0 | 0 | 0 | 0 | 0 | 0 | 0 | 0 | 0 | 0 | 0 | 0 | 0 | 0 | 0 | 0 | 0 | 0 | 0 | 0 | 0 | 0 | 0 | 0 | 0 | 0 | 0 | 0 | 0 | 0 | 0 | 0 | 0 | 0 | 0 | 0 | 0 | 0 | 0 | 0 | 0 | 0 | 0 | 0 | 0 | 0 | 0 | 0 | 0 | 0 | 0 | 0 | 0 | 0 | 0 | 0 | 0 | 0 | 0 | 0 | 0 | 0 | 0 | 0 | 0 | 0 | 0 | 0 | 0 | 0 | 0 | 0 | 0 | 0 | 0 | 0 | 0 | 0 | 0 | 0 | 0 | 0 | 0 | 0 | 0 | 0 | 0 | 0 | 0 | 0 | 0 | 0 | 0 | 0 | 0 | 0 | 0 | 0 | 0
PSS | HOLYWELL T1 | 0 | 0 | 0 | 0 | 0 | 0 | 0 | 0 | 0 | 0 | 0 | 0 | 0 | 0 | 0 | 0 | 0 | 0 | 0 | 0 | 0 | 0 | 0 | 0 | 0 | 0 | 0 | 0 | 0 | 0 | 0 | 0 | 0 | 0 | 0 | 0 | 0 | 0 | 0 | 0 | 0 | 0 | 0 | 0 | 0 | 0 | 0 | 0 | 0 | 0 | 0 | 0 | 0 | 0 | 0 | 0 | 0 | 0 | 0 | 0 | 0 | 0 | 0 | 0 | 0 | 0 | 0 | 0 | 0 | 0 | 0 | 0 | 0 | 0 | 0 | 0 | 0 | 0 | 0 | 0 | 0 | 0 | 0 | 0 | 0 | 0 | 0 | 0 | 0 | 0 | 0 | 0 | 0 | 0 | 0 | 0 | 0 | 0 | 0 | 0 | 0 | 0 | 0 | 0 | 0 | 0 | 0 | 0 | 0 | 0 | 0 | 0 | 0 | 0 | 0 | 0 | 0 | 0 | 0 | 0 | 0 | 0 | 0 | 0 | 0 | 0 | 0 | 0 | 0 | 0 | 0 | 0 | 0 | 0 | 0 | 0 | 0 | 0 | 0 | 0 | 0 | 0 | 0 | 0 | 0 | 0 | 0 | 0 | 0 | 0
PSS | HOOTON MAIN T1 | 0 | 0 | 0 | 0 | 0 | 0 | 0 | 0 | 0 | 0 | 0 | 0 | 0 | 0 | 0 | 0 | 0 | 0 | 0 | 0 | 0 | 0 | 0 | 0 | 0 | 0 | 0 | 0 | 0 | 0 | 0 | 0 | 0 | 0 | 0 | 0 | 0 | 0 | 0 | 0 | 0 | 0 | 0 | 0 | 0 | 0 | 0 | 0 | 0 | 0 | 0 | 0 | 0 | 0 | 0 | 0 | 0 | 0 | 0 | 0 | 0 | 0 | 0 | 0 | 0 | 0 | 0 | 0 | 0 | 0 | 0 | 0 | 0 | 0 | 0 | 0 | 0 | 0 | 0 | 0 | 0 | 0 | 0 | 0 | 0 | 0 | 0 | 0 | 0 | 0 | 0 | 0 | 0 | 0 | 0 | 0 | 0 | 0 | 0 | 0 | 0 | 0 | 0 | 0 | 0 | 0 | 0 | 0 | 0 | 0 | 0 | 0 | 0 | 0 | 0 | 0 | 0 | 0 | 0 | 0 | 0 | 0 | 0 | 0 | 0 | 0 | 0 | 0 | 0 | 0 | 0 | 0 | 0 | 0 | 0 | 0 | 0 | 0 | 0 | 0 | 0 | 0 | 0 | 0 | 0 | 0 | 0 | 0 | 0 | 0
PSS | HUNTS CROSS T1 / KENTON RD T1 / WOODEND AVE T1 / WOOLTON T1 | 0 | 0 | 0 | 0 | 0 | 0 | 0 | 0 | 0 | 0 | 0 | 0 | 0 | 0 | 0 | 0 | 0 | 0 | 0 | 0 | 0 | 0 | 0 | 0 | 0 | 0 | 0 | 0 | 0 | 0 | 0 | 0 | 0 | 0 | 0 | 0 | 0 | 0 | 0 | 0 | 0 | 0 | 0 | 0 | 0 | 0 | 0 | 0 | 0 | 0 | 0 | 0 | 0 | 0 | 0 | 0 | 0 | 0 | 0 | 0 | 0 | 0 | 0 | 0 | 0 | 0 | 0 | 0 | 0 | 0 | 0 | 0 | 0 | 0 | 0 | 0 | 0 | 0 | 0 | 0 | 0 | 0 | 0 | 0 | 0 | 0 | 0 | 0 | 0 | 0 | 0 | 0 | 0 | 0 | 0 | 0 | 0 | 0 | 0 | 0 | 0 | 0 | 0 | 0 | 0 | 0 | 0 | 0 | 0 | 0 | 0 | 0 | 0 | 0 | 0 | 0 | 0 | 0 | 0 | 0 | 0 | 0 | 0 | 0 | 0 | 0 | 0 | 0 | 0 | 0 | 0 | 0 | 0 | 0 | 0 | 0 | 0 | 0 | 0 | 0 | 0 | 0 | 0 | 0 | 0 | 0 | 0 | 0 | 0 | 0
PSS | HUYTON HEY RD T1 / WILSON RD T1 | 0 | 0 | 0 | 0 | 0 | 0 | 0 | 0 | 0 | 0 | 0 | 0 | 0 | 0 | 0 | 0 | 0 | 0 | 0 | 0 | 0 | 0 | 0 | 0 | 0 | 0 | 0 | 0 | 0 | 0 | 0 | 0 | 0 | 0 | 0 | 0 | 0 | 0 | 0 | 0 | 0 | 0 | 0 | 0 | 0 | 0 | 0 | 0 | 0 | 0 | 0 | 0 | 0 | 0 | 0 | 0 | 0 | 0 | 0 | 0 | 0 | 0 | 0 | 0 | 0 | 0 | 0 | 0 | 0 | 0 | 0 | 0 | 0 | 0 | 0 | 0 | 0 | 0 | 0 | 0 | 0 | 0 | 0 | 0 | 0 | 0 | 0 | 0 | 0 | 0 | 0 | 0 | 0 | 0 | 0 | 0 | 0 | 0 | 0 | 0 | 0 | 0 | 0 | 0 | 0 | 0 | 0 | 0 | 0 | 0 | 0 | 0 | 0 | 0 | 0 | 0 | 0 | 0 | 0 | 0 | 0 | 0 | 0 | 0 | 0 | 0 | 0 | 0 | 0 | 0 | 0 | 0 | 0 | 0 | 0 | 0 | 0 | 0 | 0 | 0 | 0 | 0 | 0 | 0 | 0 | 0 | 0 | 0 | 0 | 0
PSS | IFTON T1 / IFTON T2 | 0 | 0 | 0 | 0 | 0 | 0 | 0 | 0 | 0 | 0 | 0 | 0 | 0 | 0 | 0 | 0 | 0 | 0 | 0 | 0 | 0 | 0 | 0 | 0 | 0 | 0 | 0 | 0 | 0 | 0 | 0 | 0 | 0 | 0 | 0 | 0 | 0 | 0 | 0 | 0 | 0 | 0 | 0 | 0 | 0 | 0 | 0 | 0 | 0 | 0 | 0 | 0 | 0 | 0 | 0 | 0 | 0 | 0 | 0 | 0 | 0 | 0 | 0 | 0 | 0 | 0 | 0 | 0 | 0 | 0 | 0 | 0 | 0 | 0 | 0 | 0 | 0 | 0 | 0 | 0 | 0 | 0 | 0 | 0 | 0 | 0 | 0 | 0 | 0 | 0 | 0 | 0 | 0 | 0 | 0 | 0 | 0 | 0 | 0 | 0 | 0 | 0 | 0 | 0 | 0 | 0 | 0 | 0 | 0 | 0 | 0 | 0 | 0 | 0 | 0 | 0 | 0 | 0 | 0 | 0 | 0 | 0 | 0 | 0 | 0 | 0 | 0 | 0 | 0 | 0 | 0 | 0 | 0 | 0 | 0 | 0 | 0 | 0 | 0 | 0 | 0 | 0 | 0 | 0 | 0 | 0 | 0 | 0 | 0 | 0
PSS | ILFORDS T1 / KNUTSFORD T1 / MOBBERLEY T1 / RADBROKE HALL T1 | 0 | 0 | 0 | 0 | 0 | 0 | 0 | 0 | 0 | 0 | 0 | 0 | 0 | 0 | 0 | 0 | 0 | 0 | 0 | 0 | 0 | 0 | 0 | 0 | 0 | 0 | 0 | 0 | 0 | 0 | 0 | 0 | 0 | 0 | 0 | 0 | 0 | 0 | 0 | 0 | 0 | 0 | 0 | 0 | 0 | 0 | 0 | 0 | 0 | 0 | 0 | 0 | 0 | 0 | 0 | 0 | 0 | 0 | 0 | 0 | 0 | 0 | 0 | 0 | 0 | 0 | 0 | 0 | 0 | 0 | 0 | 0 | 0 | 0 | 0 | 0 | 0 | 0 | 0 | 0 | 0 | 0 | 0 | 0 | 0 | 0 | 0 | 0 | 0 | 0 | 0 | 0 | 0 | 0 | 0 | 0 | 0 | 0 | 0 | 0 | 0 | 0 | 0 | 0 | 0 | 0 | 0 | 0 | 0 | 0 | 0 | 0 | 0 | 0 | 0 | 0 | 0 | 0 | 0 | 0 | 0 | 0 | 0 | 0 | 0 | 0 | 0 | 0 | 0 | 0 | 0 | 0 | 0 | 0 | 0 | 0 | 0 | 0 | 0 | 0 | 0 | 0 | 0 | 0 | 0 | 0 | 0 | 0 | 0 | 0
PSS | IVY ST (SOUTHPORT) T1 / KENSINGTON ROAD / MARKET ST T1 / SOUTHPORT T1 | 0 | 0 | 0 | 0 | 0 | 0 | 0 | 0 | 0 | 0 | 0 | 0 | 0 | 0 | 0 | 0 | 0 | 0 | 0 | 0 | 0 | 0 | 0 | 0 | 0 | 0 | 0 | 0 | 0 | 0 | 0 | 0 | 0 | 0 | 0 | 0 | 0 | 0 | 0 | 0 | 0 | 0 | 0 | 0 | 0 | 0 | 0 | 0 | 0 | 0 | 0 | 0 | 0 | 0 | 0 | 0 | 0 | 0 | 0 | 0 | 0 | 0 | 0 | 0 | 0 | 0 | 0 | 0 | 0 | 0 | 0 | 0 | 0 | 0 | 0 | 0 | 0 | 0 | 0 | 0 | 0 | 0 | 0 | 0 | 0 | 0 | 0 | 0 | 0 | 0 | 0 | 0 | 0 | 0 | 0 | 0 | 0 | 0 | 0 | 0 | 0 | 0 | 0 | 0 | 0 | 0 | 0 | 0 | 0 | 0 | 0 | 0 | 0 | 0 | 0 | 0 | 0 | 0 | 0 | 0 | 0 | 0 | 0 | 0 | 0 | 0 | 0 | 0 | 0 | 0 | 0 | 0 | 0 | 0 | 0 | 0 | 0 | 0 | 0 | 0 | 0 | 0 | 0 | 0 | 0 | 0 | 0 | 0 | 0 | 0
PSS | IVY ST T1 / LLYSFAEN RD T1 / OLD MILL T1 | 0.1 | 0.1 | 0.1 | 0.1 | 0.1 | 0.1 | 0.1 | 0.1 | 0.1 | 0.1 | 0.1 | 0.1 | 0.1 | 0.1 | 0.1 | 0.1 | 0.1 | 0.1 | 0.1 | 0.1 | 0.1 | 0.1 | 0.1 | 0.1 | 0.1 | 0.1 | 0.1 | 0.1 | 0.1 | 0.1 | 0.1 | 0.1 | 0.1 | 0.1 | 0.1 | 0.1 | 0.1 | 0.1 | 0.1 | 0.1 | 0.1 | 0.1 | 0.1 | 0.1 | 0.1 | 0.1 | 0.1 | 0.1 | 0.1 | 0.1 | 0.1 | 0.1 | 0.1 | 0.1 | 0.1 | 0.1 | 0.1 | 0.1 | 0.1 | 0.1 | 0.1 | 0.1 | 0.1 | 0.1 | 0.1 | 0.1 | 0.1 | 0.1 | 0.1 | 0.1 | 0.1 | 0.1 | 0.1 | 0.1 | 0.1 | 0.1 | 0.1 | 0.1 | 0.1 | 0.1 | 0.1 | 0.1 | 0.1 | 0.1 | 0.1 | 0.1 | 0.1 | 0.1 | 0.1 | 0.1 | 0.1 | 0.1 | 0.1 | 0.1 | 0.1 | 0.1 | 0.1 | 0.1 | 0.1 | 0.1 | 0.1 | 0.1 | 0.1 | 0.1 | 0.1 | 0.1 | 0.1 | 0.1 | 0.1 | 0.1 | 0.1 | 0.1 | 0.1 | 0.1 | 0.1 | 0.1 | 0.1 | 0.1 | 0.1 | 0.1 | 0.1 | 0.1 | 0.1 | 0.1 | 0.1 | 0.1 | 0.1 | 0.1 | 0.1 | 0.1 | 0.1 | 0.1 | 0.1 | 0.1 | 0.1 | 0.1 | 0.1 | 0.1 | 0.1 | 0.1 | 0.1 | 0.1 | 0.1 | 0.1 | 0.1 | 0.1 | 0.1 | 0.1 | 0.1 | 0.1
PSS | JOHNSTOWN T1 | 0 | 0 | 0 | 0 | 0 | 0 | 0 | 0 | 0 | 0 | 0 | 0 | 0 | 0 | 0 | 0 | 0 | 0 | 0 | 0 | 0 | 0 | 0 | 0 | 0 | 0 | 0 | 0 | 0 | 0 | 0 | 0 | 0 | 0 | 0 | 0 | 0 | 0 | 0 | 0 | 0 | 0 | 0 | 0 | 0 | 0 | 0 | 0 | 0 | 0 | 0 | 0 | 0 | 0 | 0 | 0 | 0 | 0 | 0 | 0 | 0 | 0 | 0 | 0 | 0 | 0 | 0 | 0 | 0 | 0 | 0 | 0 | 0 | 0 | 0 | 0 | 0 | 0 | 0 | 0 | 0 | 0 | 0 | 0 | 0 | 0 | 0 | 0 | 0 | 0 | 0 | 0 | 0 | 0 | 0 | 0 | 0 | 0 | 0 | 0 | 0 | 0 | 0 | 0 | 0 | 0 | 0 | 0 | 0 | 0 | 0 | 0 | 0 | 0 | 0 | 0 | 0 | 0 | 0 | 0 | 0 | 0 | 0 | 0 | 0 | 0 | 0 | 0 | 0 | 0 | 0 | 0 | 0 | 0 | 0 | 0 | 0 | 0 | 0 | 0 | 0 | 0 | 0 | 0 | 0 | 0 | 0 | 0 | 0 | 0
PSS | KELCO T1 / NEWS INTERNATIONAL T1 / NEWS INTERNATIONAL T2 / PALCO T1 / SOUTHDENE T1 | 0.5 | 0.5 | 0.5 | 0.5 | 0.5 | 0.5 | 0.5 | 0.5 | 0.5 | 0.5 | 0.5 | 0.5 | 0.5 | 0.5 | 0.5 | 0.5 | 0.5 | 0.5 | 0.5 | 0.5 | 0.5 | 0.5 | 0.6 | 0.6 | 0.6 | 0.6 | 0.6 | 0.6 | 0.6 | 0.6 | 0.5 | 0.5 | 0.5 | 0.5 | 0.5 | 0.5 | 0.5 | 0.5 | 0.5 | 0.5 | 0.5 | 0.5 | 0.5 | 0.5 | 0.5 | 0.5 | 0.5 | 0.5 | 0.5 | 0.5 | 0.5 | 0.5 | 0.5 | 0.5 | 0.5 | 0.5 | 0.5 | 0.5 | 0.3 | 0.3 | 0.5 | 0.5 | 0.5 | 0.5 | 0.5 | 0.5 | 0.5 | 0.5 | 0.5 | 0.5 | 0.5 | 0.5 | 0.5 | 0.5 | 0.5 | 0.5 | 0.5 | 0.5 | 0.5 | 0.5 | 0.5 | 0.5 | 0.5 | 0.5 | 0.5 | 0.5 | 0.5 | 0.5 | 0.5 | 0.5 | 0.5 | 0.5 | 0.5 | 0.5 | 0.5 | 0.5 | 0.5 | 0.5 | 0.5 | 0.5 | 0.5 | 0.5 | 0.5 | 0.5 | 0.5 | 0.5 | 0.5 | 0.5 | 0.5 | 0.5 | 0.5 | 0.5 | 0.5 | 0.5 | 0.5 | 0.5 | 0.5 | 0.5 | 0.5 | 0.5 | 0.5 | 0.5 | 0.5 | 0.5 | 0.5 | 0.5 | 0.5 | 0.5 | 0.5 | 0.5 | 0.5 | 0.5 | 0.5 | 0.5 | 0.5 | 0.5 | 0.5 | 0.5 | 0.5 | 0.5 | 0.5 | 0.5 | 0.5 | 0.5 | 0.5 | 0.5 | 0.5 | 0.5 | 0.5 | 0.5
PSS | KINGSLAND 33 T1 / SAFEWAY T1 / WOOLSTON T1 / WOOLSTON T2 | 0 | 0 | 0 | 0 | 0 | 0 | 0 | 0 | 0 | 0 | 0 | 0 | 0 | 0 | 0 | 0 | 0 | 0 | 0 | 0 | 0 | 0 | 0 | 0 | 0 | 0 | 0 | 0 | 0 | 0 | 0 | 0 | 0 | 0 | 0 | 0 | 0 | 0 | 0 | 0 | 0 | 0 | 0 | 0 | 0 | 0 | 0 | 0 | 0 | 0 | 0 | 0 | 0 | 0 | 0 | 0 | 0 | 0 | 0 | 0 | 0 | 0 | 0 | 0 | 0 | 0 | 0 | 0 | 0 | 0 | 0 | 0 | 0 | 0 | 0 | 0 | 0 | 0 | 0 | 0 | 0 | 0 | 0 | 0 | 0 | 0 | 0 | 0 | 0 | 0 | 0 | 0 | 0 | 0 | 0 | 0 | 0 | 0 | 0 | 0 | 0 | 0 | 0 | 0 | 0 | 0 | 0 | 0 | 0 | 0 | 0 | 0 | 0 | 0 | 0 | 0 | 0 | 0 | 0 | 0 | 0 | 0 | 0 | 0 | 0 | 0 | 0 | 0 | 0 | 0 | 0 | 0 | 0 | 0 | 0 | 0 | 0 | 0 | 0 | 0 | 0 | 0 | 0 | 0 | 0 | 0 | 0 | 0 | 0 | 0
PSS | KINNERTON T1 | 0 | 0 | 0 | 0 | 0 | 0 | 0 | 0 | 0 | 0 | 0 | 0 | 0 | 0 | 0 | 0 | 0 | 0 | 0 | 0 | 0 | 0 | 0 | 0 | 0 | 0 | 0 | 0 | 0 | 0 | 0 | 0 | 0 | 0 | 0 | 0 | 0 | 0 | 0 | 0 | 0 | 0 | 0 | 0 | 0 | 0 | 0 | 0 | 0 | 0 | 0 | 0 | 0 | 0 | 0 | 0 | 0 | 0 | 0 | 0 | 0 | 0 | 0 | 0 | 0 | 0 | 0 | 0 | 0 | 0 | 0 | 0 | 0 | 0 | 0 | 0 | 0 | 0 | 0 | 0 | 0 | 0 | 0 | 0 | 0 | 0 | 0 | 0 | 0 | 0 | 0 | 0 | 0 | 0 | 0 | 0 | 0 | 0 | 0 | 0 | 0 | 0 | 0 | 0 | 0 | 0 | 0 | 0 | 0 | 0 | 0 | 0 | 0 | 0 | 0 | 0 | 0 | 0 | 0 | 0 | 0 | 0 | 0 | 0 | 0 | 0 | 0 | 0 | 0 | 0 | 0 | 0 | 0 | 0 | 0 | 0 | 0 | 0 | 0 | 0 | 0 | 0 | 0 | 0 | 0 | 0 | 0 | 0 | 0 | 0
PSS | KIRKBY CENTRAL T1 / NORTHWOOD T1 / TOWER HILL (BANK LA) T1 / WESTVALE T1 | 0.5 | 0.5 | 0.5 | 0.5 | 0.5 | 0.5 | 0.5 | 0.5 | 0.5 | 0.5 | 0.5 | 0.5 | 0.5 | 0.5 | 0.5 | 0.5 | 0.5 | 0.5 | 0.5 | 0.5 | 0.5 | 0.5 | 0.6 | 0.6 | 0.6 | 0.6 | 0.6 | 0.6 | 0.6 | 0.6 | 0.5 | 0.5 | 0.5 | 0.5 | 0.5 | 0.5 | 0.5 | 0.5 | 0.5 | 0.5 | 0.5 | 0.5 | 0.5 | 0.5 | 0.5 | 0.5 | 0.5 | 0.5 | 0.5 | 0.5 | 0.5 | 0.5 | 0.5 | 0.5 | 0.5 | 0.5 | 0.5 | 0.5 | 0.3 | 0.3 | 0.5 | 0.5 | 0.5 | 0.5 | 0.5 | 0.5 | 0.5 | 0.5 | 0.5 | 0.5 | 0.5 | 0.5 | 0.5 | 0.5 | 0.5 | 0.5 | 0.5 | 0.5 | 0.5 | 0.5 | 0.5 | 0.5 | 0.5 | 0.5 | 0.5 | 0.5 | 0.5 | 0.5 | 0.5 | 0.5 | 0.5 | 0.5 | 0.5 | 0.5 | 0.5 | 0.5 | 0.5 | 0.5 | 0.5 | 0.5 | 0.5 | 0.5 | 0.5 | 0.5 | 0.5 | 0.5 | 0.5 | 0.5 | 0.5 | 0.5 | 0.5 | 0.5 | 0.5 | 0.5 | 0.5 | 0.5 | 0.5 | 0.5 | 0.5 | 0.5 | 0.5 | 0.5 | 0.5 | 0.5 | 0.5 | 0.5 | 0.5 | 0.5 | 0.5 | 0.5 | 0.5 | 0.5 | 0.5 | 0.5 | 0.5 | 0.5 | 0.5 | 0.5 | 0.5 | 0.5 | 0.5 | 0.5 | 0.5 | 0.5 | 0.5 | 0.5 | 0.5 | 0.5 | 0.5 | 0.5
PSS | KNOWSLEY T1 / MARLED HEY T1 | 0 | 0 | 0 | 0 | 0 | 0 | 0 | 0 | 0 | 0 | 0 | 0 | 0 | 0 | 0 | 0 | 0 | 0 | 0 | 0 | 0 | 0 | 0 | 0 | 0 | 0 | 0 | 0 | 0 | 0 | 0 | 0 | 0 | 0 | 0 | 0 | 0 | 0 | 0 | 0 | 0 | 0 | 0 | 0 | 0 | 0 | 0 | 0 | 0 | 0 | 0 | 0 | 0 | 0 | 0 | 0 | 0 | 0 | 0 | 0 | 0 | 0 | 0 | 0 | 0 | 0 | 0 | 0 | 0 | 0 | 0 | 0 | 0 | 0 | 0 | 0 | 0 | 0 | 0 | 0 | 0 | 0 | 0 | 0 | 0 | 0 | 0 | 0 | 0 | 0 | 0 | 0 | 0 | 0 | 0 | 0 | 0 | 0 | 0 | 0 | 0 | 0 | 0 | 0 | 0 | 0 | 0 | 0 | 0 | 0 | 0 | 0 | 0 | 0 | 0 | 0 | 0 | 0 | 0 | 0 | 0 | 0 | 0 | 0 | 0 | 0 | 0 | 0 | 0 | 0 | 0 | 0 | 0 | 0 | 0 | 0 | 0 | 0 | 0 | 0 | 0 | 0 | 0 | 0 | 0 | 0 | 0 | 0 | 0 | 0
PSS | LCWW HUNTINGTON T1 / LCWW HUNTINGTON T2 | 0 | 0 | 0 | 0 | 0 | 0 | 0 | 0 | 0 | 0 | 0 | 0 | 0 | 0 | 0 | 0 | 0 | 0 | 0 | 0 | 0 | 0 | 0 | 0 | 0 | 0 | 0 | 0 | 0 | 0 | 0 | 0 | 0 | 0 | 0 | 0 | 0 | 0 | 0 | 0 | 0 | 0 | 0 | 0 | 0 | 0 | 0 | 0 | 0 | 0 | 0 | 0 | 0 | 0 | 0 | 0 | 0 | 0 | 0 | 0 | 0 | 0 | 0 | 0 | 0 | 0 | 0 | 0 | 0 | 0 | 0 | 0 | 0 | 0 | 0 | 0 | 0 | 0 | 0 | 0 | 0 | 0 | 0 | 0 | 0 | 0 | 0 | 0 | 0 | 0 | 0 | 0 | 0 | 0 | 0 | 0 | 0 | 0 | 0 | 0 | 0 | 0 | 0 | 0 | 0 | 0 | 0 | 0 | 0 | 0 | 0 | 0 | 0 | 0 | 0 | 0 | 0 | 0 | 0 | 0 | 0 | 0 | 0 | 0 | 0 | 0 | 0 | 0 | 0 | 0 | 0 | 0 | 0 | 0 | 0 | 0 | 0 | 0 | 0 | 0 | 0 | 0 | 0 | 0 | 0 | 0 | 0 | 0 | 0 | 0
PSS | LEGACY LOCAL T1 | 0 | 0 | 0 | 0 | 0 | 0 | 0 | 0 | 0 | 0 | 0 | 0 | 0 | 0 | 0 | 0 | 0 | 0 | 0 | 0 | 0 | 0 | 0 | 0 | 0 | 0 | 0 | 0 | 0 | 0 | 0 | 0 | 0 | 0 | 0 | 0 | 0 | 0 | 0 | 0 | 0 | 0 | 0 | 0 | 0 | 0 | 0 | 0 | 0 | 0 | 0 | 0 | 0 | 0 | 0 | 0 | 0 | 0 | 0 | 0 | 0 | 0 | 0 | 0 | 0 | 0 | 0 | 0 | 0 | 0 | 0 | 0 | 0 | 0 | 0 | 0 | 0 | 0 | 0 | 0 | 0 | 0 | 0 | 0 | 0 | 0 | 0 | 0 | 0 | 0 | 0 | 0 | 0 | 0 | 0 | 0 | 0 | 0 | 0 | 0 | 0 | 0 | 0 | 0 | 0 | 0 | 0 | 0 | 0 | 0 | 0 | 0 | 0 | 0 | 0 | 0 | 0 | 0 | 0 | 0 | 0 | 0 | 0 | 0 | 0 | 0 | 0 | 0 | 0 | 0 | 0 | 0 | 0 | 0 | 0 | 0 | 0 | 0 | 0 | 0 | 0 | 0 | 0 | 0 | 0 | 0 | 0 | 0 | 0 | 0
PSS | LEIGHTON HOSPITAL T1 | 0 | 0 | 0 | 0 | 0 | 0 | 0 | 0 | 0 | 0 | 0 | 0 | 0 | 0 | 0 | 0 | 0 | 0 | 0 | 0 | 0 | 0 | 0 | 0 | 0 | 0 | 0 | 0 | 0 | 0 | 0 | 0 | 0 | 0 | 0 | 0 | 0 | 0 | 0 | 0 | 0 | 0 | 0 | 0 | 0 | 0 | 0 | 0 | 0 | 0 | 0 | 0 | 0 | 0 | 0 | 0 | 0 | 0 | 0 | 0 | 0 | 0 | 0 | 0 | 0 | 0 | 0 | 0 | 0 | 0 | 0 | 0 | 0 | 0 | 0 | 0 | 0 | 0 | 0 | 0 | 0 | 0 | 0 | 0 | 0 | 0 | 0 | 0 | 0 | 0 | 0 | 0 | 0 | 0 | 0 | 0 | 0 | 0 | 0 | 0 | 0 | 0 | 0 | 0 | 0 | 0 | 0 | 0 | 0 | 0 | 0 | 0 | 0 | 0 | 0 | 0 | 0 | 0 | 0 | 0 | 0 | 0 | 0 | 0 | 0 | 0 | 0 | 0 | 0 | 0 | 0 | 0 | 0 | 0 | 0 | 0 | 0 | 0 | 0 | 0 | 0 | 0 | 0 | 0 | 0 | 0 | 0 | 0 | 0 | 0
PSS | LIVERPOOL RD 33 T1 | 0 | 0 | 0 | 0 | 0 | 0 | 0 | 0 | 0 | 0 | 0 | 0 | 0 | 0 | 0 | 0 | 0 | 0 | 0 | 0 | 0 | 0 | 0 | 0 | 0 | 0 | 0 | 0 | 0 | 0 | 0 | 0 | 0 | 0 | 0 | 0 | 0 | 0 | 0 | 0 | 0 | 0 | 0 | 0 | 0 | 0 | 0 | 0 | 0 | 0 | 0 | 0 | 0 | 0 | 0 | 0 | 0 | 0 | 0 | 0 | 0 | 0 | 0 | 0 | 0 | 0 | 0 | 0 | 0 | 0 | 0 | 0 | 0 | 0 | 0 | 0 | 0 | 0 | 0 | 0 | 0 | 0 | 0 | 0 | 0 | 0 | 0 | 0 | 0 | 0 | 0 | 0 | 0 | 0 | 0 | 0 | 0 | 0 | 0 | 0 | 0 | 0 | 0 | 0 | 0 | 0 | 0 | 0 | 0 | 0 | 0 | 0 | 0 | 0 | 0 | 0 | 0 | 0 | 0 | 0 | 0 | 0 | 0 | 0 | 0 | 0 | 0 | 0 | 0 | 0 | 0 | 0 | 0 | 0 | 0 | 0 | 0 | 0 | 0 | 0 | 0 | 0 | 0 | 0 | 0 | 0 | 0 | 0 | 0 | 0
PSS | LLAINGOCH T1 | 0.1 | 0.1 | 0.1 | 0.1 | 0.1 | 0.1 | 0.1 | 0.1 | 0.1 | 0.1 | 0.1 | 0.1 | 0.1 | 0.1 | 0.1 | 0.1 | 0.1 | 0.1 | 0.1 | 0.1 | 0.1 | 0.1 | 0.1 | 0.1 | 0.1 | 0.1 | 0.1 | 0.1 | 0.1 | 0.1 | 0.1 | 0.1 | 0.1 | 0.1 | 0.1 | 0.1 | 0.1 | 0.1 | 0.1 | 0.1 | 0.1 | 0.1 | 0.1 | 0.1 | 0.1 | 0.1 | 0.1 | 0.1 | 0.1 | 0.1 | 0.1 | 0.1 | 0.1 | 0.1 | 0.1 | 0.1 | 0.1 | 0.1 | 0 | 0 | 0.1 | 0.1 | 0.1 | 0.1 | 0.1 | 0.1 | 0.1 | 0.1 | 0.1 | 0.1 | 0.1 | 0.1 | 0.1 | 0.1 | 0.1 | 0.1 | 0.1 | 0.1 | 0.1 | 0.1 | 0.1 | 0.1 | 0.1 | 0.1 | 0.1 | 0.1 | 0.1 | 0.1 | 0.1 | 0.1 | 0.1 | 0.1 | 0.1 | 0.1 | 0.1 | 0.1 | 0.1 | 0.1 | 0.1 | 0.1 | 0.1 | 0.1 | 0.1 | 0.1 | 0.1 | 0.1 | 0.1 | 0.1 | 0.1 | 0.1 | 0.1 | 0.1 | 0.1 | 0.1 | 0.1 | 0.1 | 0.1 | 0.1 | 0.1 | 0.1 | 0.1 | 0.1 | 0.1 | 0.1 | 0.1 | 0.1 | 0.1 | 0.1 | 0.1 | 0.1 | 0.1 | 0.1 | 0.1 | 0.1 | 0.1 | 0.1 | 0.1 | 0.1 | 0.1 | 0.1 | 0.1 | 0.1 | 0.1 | 0.1 | 0.1 | 0.1 | 0.1 | 0.1 | 0.1 | 0.1
PSS | LLANARMON T1 | 0 | 0 | 0 | 0 | 0 | 0 | 0 | 0 | 0 | 0 | 0 | 0 | 0 | 0 | 0 | 0 | 0 | 0 | 0 | 0 | 0 | 0 | 0 | 0 | 0 | 0 | 0 | 0 | 0 | 0 | 0 | 0 | 0 | 0 | 0 | 0 | 0 | 0 | 0 | 0 | 0 | 0 | 0 | 0 | 0 | 0 | 0 | 0 | 0 | 0 | 0 | 0 | 0 | 0 | 0 | 0 | 0 | 0 | 0 | 0 | 0 | 0 | 0 | 0 | 0 | 0 | 0 | 0 | 0 | 0 | 0 | 0 | 0 | 0 | 0 | 0 | 0 | 0 | 0 | 0 | 0 | 0 | 0 | 0 | 0 | 0 | 0 | 0 | 0 | 0 | 0 | 0 | 0 | 0 | 0 | 0 | 0 | 0 | 0 | 0 | 0 | 0 | 0 | 0 | 0 | 0 | 0 | 0 | 0 | 0 | 0 | 0 | 0 | 0 | 0 | 0 | 0 | 0 | 0 | 0 | 0 | 0 | 0 | 0 | 0 | 0 | 0 | 0 | 0 | 0 | 0 | 0 | 0 | 0 | 0 | 0 | 0 | 0 | 0 | 0 | 0 | 0 | 0 | 0 | 0 | 0 | 0 | 0 | 0 | 0
PSS | LLANBEDROG T1 | 0 | 0 | 0 | 0 | 0 | 0 | 0 | 0 | 0 | 0 | 0 | 0 | 0 | 0 | 0 | 0 | 0 | 0 | 0 | 0 | 0 | 0 | 0 | 0 | 0 | 0 | 0 | 0 | 0 | 0 | 0 | 0 | 0 | 0 | 0 | 0 | 0 | 0 | 0 | 0 | 0 | 0 | 0 | 0 | 0 | 0 | 0 | 0 | 0 | 0 | 0 | 0 | 0 | 0 | 0 | 0 | 0 | 0 | 0 | 0 | 0 | 0 | 0 | 0 | 0 | 0 | 0 | 0 | 0 | 0 | 0 | 0 | 0 | 0 | 0 | 0 | 0 | 0 | 0 | 0 | 0 | 0 | 0 | 0 | 0 | 0 | 0 | 0 | 0 | 0 | 0 | 0 | 0 | 0 | 0 | 0 | 0 | 0 | 0 | 0 | 0 | 0 | 0 | 0 | 0 | 0 | 0 | 0 | 0 | 0 | 0 | 0 | 0 | 0 | 0 | 0 | 0 | 0 | 0 | 0 | 0 | 0 | 0 | 0 | 0 | 0 | 0 | 0 | 0 | 0 | 0 | 0 | 0 | 0 | 0 | 0 | 0 | 0 | 0 | 0 | 0 | 0 | 0 | 0 | 0 | 0 | 0 | 0 | 0 | 0
PSS | LLANBERIS T1 | 0 | 0 | 0 | 0 | 0 | 0 | 0 | 0 | 0 | 0 | 0 | 0 | 0 | 0 | 0 | 0 | 0 | 0 | 0 | 0 | 0 | 0 | 0 | 0 | 0 | 0 | 0 | 0 | 0 | 0 | 0 | 0 | 0 | 0 | 0 | 0 | 0 | 0 | 0 | 0 | 0 | 0 | 0 | 0 | 0 | 0 | 0 | 0 | 0 | 0 | 0 | 0 | 0 | 0 | 0 | 0 | 0 | 0 | 0 | 0 | 0 | 0 | 0 | 0 | 0 | 0 | 0 | 0 | 0 | 0 | 0 | 0 | 0 | 0 | 0 | 0 | 0 | 0 | 0 | 0 | 0 | 0 | 0 | 0 | 0 | 0 | 0 | 0 | 0 | 0 | 0 | 0 | 0 | 0 | 0 | 0 | 0 | 0 | 0 | 0 | 0 | 0 | 0 | 0 | 0 | 0 | 0 | 0 | 0 | 0 | 0 | 0 | 0 | 0 | 0 | 0 | 0 | 0 | 0 | 0 | 0 | 0 | 0 | 0 | 0 | 0 | 0 | 0 | 0 | 0 | 0 | 0 | 0 | 0 | 0 | 0 | 0 | 0 | 0 | 0 | 0 | 0 | 0 | 0 | 0 | 0 | 0 | 0 | 0 | 0
PSS | LLANDDEUSANT T1 | 0.6 | 0.6 | 0.6 | 0.6 | 0.6 | 0.6 | 0.6 | 0.6 | 0.6 | 0.6 | 0.6 | 0.6 | 0.6 | 0.6 | 0.6 | 0.6 | 0.6 | 0.6 | 0.6 | 0.6 | 0.6 | 0.7 | 0.7 | 0.7 | 0.7 | 0.7 | 0.7 | 0.7 | 0.7 | 0.7 | 0.6 | 0.6 | 0.6 | 0.8 | 0.9 | 1.2 | 1.4 | 1.9 | 2.3 | 2.7 | 3.1 | 3.4 | 3.8 | 4.1 | 4.5 | 5 | 5.4 | 5.8 | 6.3 | 6.6 | 7 | 7.3 | 7.6 | 7.9 | 8.2 | 8.3 | 8.3 | 8.3 | 8.9 | 8.9 | 0.6 | 0.6 | 0.6 | 0.6 | 0.6 | 0.6 | 0.6 | 0.9 | 1.1 | 1.4 | 1.8 | 2.1 | 2.5 | 2.8 | 3.2 | 3.5 | 3.9 | 4.2 | 4.6 | 4.9 | 5.3 | 5.6 | 5.9 | 6.2 | 6.6 | 6.9 | 7.2 | 7.6 | 8 | 8.4 | 0.6 | 0.6 | 0.6 | 0.6 | 0.6 | 0.6 | 0.7 | 1.2 | 1.4 | 1.7 | 2.1 | 2.5 | 2.7 | 3 | 3.3 | 3.6 | 3.9 | 4.2 | 4.5 | 4.8 | 5.2 | 5.4 | 5.7 | 5.9 | 6.2 | 6.3 | 6.3 | 6.3 | 6.4 | 6.4 | 0.6 | 0.6 | 0.6 | 0.7 | 0.7 | 0.9 | 1 | 1.4 | 1.8 | 2.2 | 2.6 | 3 | 3.4 | 3.8 | 4.2 | 4.6 | 5 | 5.4 | 5.9 | 6.2 | 6.6 | 6.9 | 7.3 | 7.6 | 7.9 | 8.1 | 8.3 | 8.5 | 8.6 | 8.6
PSS | LLANDDU QUARRY T1 | 0 | 0 | 0 | 0 | 0 | 0 | 0 | 0 | 0 | 0 | 0 | 0 | 0 | 0 | 0 | 0 | 0 | 0 | 0 | 0 | 0 | 0 | 0 | 0 | 0 | 0 | 0 | 0 | 0 | 0 | 0 | 0 | 0 | 0 | 0 | 0 | 0 | 0 | 0 | 0 | 0 | 0 | 0 | 0 | 0 | 0 | 0 | 0 | 0 | 0 | 0 | 0 | 0 | 0 | 0 | 0 | 0 | 0 | 0 | 0 | 0 | 0 | 0 | 0 | 0 | 0 | 0 | 0 | 0 | 0 | 0 | 0 | 0 | 0 | 0 | 0 | 0 | 0 | 0 | 0 | 0 | 0 | 0 | 0 | 0 | 0 | 0 | 0 | 0 | 0 | 0 | 0 | 0 | 0 | 0 | 0 | 0 | 0 | 0 | 0 | 0 | 0 | 0 | 0 | 0 | 0 | 0 | 0 | 0 | 0 | 0 | 0 | 0 | 0 | 0 | 0 | 0 | 0 | 0 | 0 | 0 | 0 | 0 | 0 | 0 | 0 | 0 | 0 | 0 | 0 | 0 | 0 | 0 | 0 | 0 | 0 | 0 | 0 | 0 | 0 | 0 | 0 | 0 | 0 | 0 | 0 | 0 | 0 | 0 | 0
PSS | LLANDEGFAN T1 | 0 | 0 | 0 | 0 | 0 | 0 | 0 | 0 | 0 | 0 | 0 | 0 | 0 | 0 | 0 | 0 | 0 | 0 | 0 | 0 | 0 | 0 | 0 | 0 | 0 | 0 | 0 | 0 | 0 | 0 | 0 | 0 | 0 | 0 | 0 | 0 | 0 | 0 | 0 | 0 | 0 | 0 | 0 | 0 | 0 | 0 | 0 | 0 | 0 | 0 | 0 | 0 | 0 | 0 | 0 | 0 | 0 | 0 | 0 | 0 | 0 | 0 | 0 | 0 | 0 | 0 | 0 | 0 | 0 | 0 | 0 | 0 | 0 | 0 | 0 | 0 | 0 | 0 | 0 | 0 | 0 | 0 | 0 | 0 | 0 | 0 | 0 | 0 | 0 | 0 | 0 | 0 | 0 | 0 | 0 | 0 | 0 | 0 | 0 | 0 | 0 | 0 | 0 | 0 | 0 | 0 | 0 | 0 | 0 | 0 | 0 | 0 | 0 | 0 | 0 | 0 | 0 | 0 | 0 | 0 | 0 | 0 | 0 | 0 | 0 | 0 | 0 | 0 | 0 | 0 | 0 | 0 | 0 | 0 | 0 | 0 | 0 | 0 | 0 | 0 | 0 | 0 | 0 | 0 | 0 | 0 | 0 | 0 | 0 | 0
PSS | LLANDRINIO T1 | 0 | 0 | 0 | 0 | 0 | 0 | 0 | 0 | 0 | 0 | 0 | 0 | 0 | 0 | 0 | 0 | 0 | 0 | 0 | 0 | 0 | 0 | 0 | 0 | 0 | 0 | 0 | 0 | 0 | 0 | 0 | 0 | 0 | 0 | 0 | 0 | 0 | 0 | 0 | 0 | 0 | 0 | 0 | 0 | 0 | 0 | 0 | 0 | 0 | 0 | 0 | 0 | 0 | 0 | 0 | 0 | 0 | 0 | 0 | 0 | 0 | 0 | 0 | 0 | 0 | 0 | 0 | 0 | 0 | 0 | 0 | 0 | 0 | 0 | 0 | 0 | 0 | 0 | 0 | 0 | 0 | 0 | 0 | 0 | 0 | 0 | 0 | 0 | 0 | 0 | 0 | 0 | 0 | 0 | 0 | 0 | 0 | 0 | 0 | 0 | 0 | 0 | 0 | 0 | 0 | 0 | 0 | 0 | 0 | 0 | 0 | 0 | 0 | 0 | 0 | 0 | 0 | 0 | 0 | 0 | 0 | 0 | 0 | 0 | 0 | 0 | 0 | 0 | 0 | 0 | 0 | 0 | 0 | 0 | 0 | 0 | 0 | 0 | 0 | 0 | 0 | 0 | 0 | 0 | 0 | 0 | 0 | 0 | 0 | 0
PSS | LLANDUDNO T1 / LLANDUDNO T2 | 0 | 0 | 0 | 0 | 0 | 0 | 0 | 0 | 0 | 0 | 0 | 0 | 0 | 0 | 0 | 0 | 0 | 0 | 0 | 0 | 0 | 0 | 0 | 0 | 0 | 0 | 0 | 0 | 0 | 0 | 0 | 0 | 0 | 0 | 0 | 0 | 0 | 0 | 0 | 0 | 0 | 0 | 0 | 0 | 0 | 0 | 0 | 0 | 0 | 0 | 0 | 0 | 0 | 0 | 0 | 0 | 0 | 0 | 0 | 0 | 0 | 0 | 0 | 0 | 0 | 0 | 0 | 0 | 0 | 0 | 0 | 0 | 0 | 0 | 0 | 0 | 0 | 0 | 0 | 0 | 0 | 0 | 0 | 0 | 0 | 0 | 0 | 0 | 0 | 0 | 0 | 0 | 0 | 0 | 0 | 0 | 0 | 0 | 0 | 0 | 0 | 0 | 0 | 0 | 0 | 0 | 0 | 0 | 0 | 0 | 0 | 0 | 0 | 0 | 0 | 0 | 0 | 0 | 0 | 0 | 0 | 0 | 0 | 0 | 0 | 0 | 0 | 0 | 0 | 0 | 0 | 0 | 0 | 0 | 0 | 0 | 0 | 0 | 0 | 0 | 0 | 0 | 0 | 0 | 0 | 0 | 0 | 0 | 0 | 0
PSS | LLANDYFRYDOG T1 | 0.3 | 0.3 | 0.3 | 0.3 | 0.3 | 0.3 | 0.3 | 0.6 | 1 | 1.4 | 2 | 2.8 | 3.3 | 3.8 | 4.4 | 4.9 | 5.5 | 6.1 | 6.7 | 7.3 | 7.9 | 8.5 | 9.1 | 9.8 | 10.4 | 11.1 | 11.7 | 12.5 | 13.2 | 13.9 | 0.3 | 0.3 | 0.3 | 0.5 | 0.6 | 0.8 | 1.1 | 1.6 | 2 | 2.4 | 2.8 | 3.1 | 3.5 | 3.8 | 4.2 | 4.7 | 5.1 | 5.6 | 6 | 6.3 | 6.7 | 7 | 7.3 | 7.6 | 7.9 | 8 | 8 | 8 | 8.7 | 8.7 | 0.3 | 0.3 | 0.3 | 0.3 | 0.3 | 0.3 | 0.3 | 0.5 | 0.8 | 1.1 | 1.5 | 1.8 | 2.2 | 2.5 | 2.9 | 3.2 | 3.6 | 3.9 | 4.3 | 4.6 | 5 | 5.3 | 5.6 | 6 | 6.3 | 6.6 | 6.9 | 7.3 | 7.7 | 8.1 | 0.3 | 0.3 | 0.3 | 0.6 | 0.7 | 1 | 1.4 | 1.8 | 2 | 2.3 | 2.7 | 3 | 3.3 | 3.5 | 3.8 | 4.1 | 4.4 | 4.7 | 5 | 5.3 | 5.6 | 5.9 | 6.2 | 6.4 | 6.6 | 6.7 | 6.7 | 6.8 | 6.8 | 6.8 | 0.3 | 0.3 | 0.3 | 0.4 | 0.4 | 0.6 | 0.7 | 1.1 | 1.5 | 1.9 | 2.3 | 2.7 | 3.1 | 3.5 | 3.9 | 4.3 | 4.7 | 5.1 | 5.6 | 5.9 | 6.3 | 6.6 | 7 | 7.3 | 7.6 | 7.9 | 8.1 | 8.2 | 8.3 | 8.4
PSS | LLANDYRNOG T1 | 0 | 0 | 0 | 0 | 0 | 0 | 0 | 0 | 0 | 0 | 0 | 0 | 0 | 0 | 0 | 0 | 0 | 0 | 0 | 0 | 0 | 0 | 0 | 0 | 0 | 0 | 0 | 0 | 0 | 0 | 0 | 0 | 0 | 0 | 0 | 0 | 0 | 0 | 0 | 0 | 0 | 0 | 0 | 0 | 0 | 0 | 0 | 0 | 0 | 0 | 0 | 0 | 0 | 0 | 0 | 0 | 0 | 0 | 0 | 0 | 0 | 0 | 0 | 0 | 0 | 0 | 0 | 0 | 0 | 0 | 0 | 0 | 0 | 0 | 0 | 0 | 0 | 0 | 0 | 0 | 0 | 0 | 0 | 0 | 0 | 0 | 0 | 0 | 0 | 0 | 0 | 0 | 0 | 0 | 0 | 0 | 0 | 0 | 0 | 0 | 0 | 0 | 0 | 0 | 0 | 0 | 0 | 0 | 0 | 0 | 0 | 0 | 0 | 0 | 0 | 0 | 0 | 0 | 0 | 0 | 0 | 0 | 0 | 0 | 0 | 0 | 0 | 0 | 0 | 0 | 0 | 0 | 0 | 0 | 0 | 0 | 0 | 0 | 0 | 0 | 0 | 0 | 0 | 0 | 0 | 0 | 0 | 0 | 0 | 0
PSS | LLANFAELOG T1 | 0 | 0 | 0 | 0 | 0 | 0 | 0 | 0 | 0 | 0 | 0 | 0 | 0 | 0 | 0 | 0 | 0 | 0 | 0 | 0 | 0 | 0 | 0 | 0 | 0 | 0 | 0 | 0 | 0 | 0 | 0 | 0 | 0 | 0 | 0 | 0 | 0 | 0 | 0 | 0 | 0 | 0 | 0 | 0 | 0 | 0 | 0 | 0 | 0 | 0 | 0 | 0 | 0 | 0 | 0 | 0 | 0 | 0 | 0 | 0 | 0 | 0 | 0 | 0 | 0 | 0 | 0 | 0 | 0 | 0 | 0 | 0 | 0 | 0 | 0 | 0 | 0 | 0 | 0 | 0 | 0 | 0 | 0 | 0 | 0 | 0 | 0 | 0 | 0 | 0 | 0 | 0 | 0 | 0 | 0 | 0 | 0 | 0 | 0 | 0 | 0 | 0 | 0 | 0 | 0 | 0 | 0 | 0 | 0 | 0 | 0 | 0 | 0 | 0 | 0 | 0 | 0 | 0 | 0 | 0 | 0 | 0 | 0 | 0 | 0 | 0 | 0 | 0 | 0 | 0 | 0 | 0 | 0 | 0 | 0 | 0 | 0 | 0 | 0 | 0 | 0 | 0 | 0 | 0 | 0 | 0 | 0 | 0 | 0 | 0
PSS | LLANFAIR CAEREINION T1 | 0.5 | 0.5 | 0.5 | 0.5 | 0.5 | 0.5 | 0.5 | 0.5 | 0.5 | 0.5 | 0.5 | 0.5 | 0.5 | 0.5 | 0.5 | 0.5 | 0.5 | 0.5 | 0.5 | 0.5 | 0.5 | 0.5 | 0.5 | 0.5 | 0.5 | 0.5 | 0.5 | 0.5 | 0.5 | 0.5 | 0.5 | 0.5 | 0.5 | 0.5 | 0.5 | 0.5 | 0.5 | 0.5 | 0.5 | 0.5 | 0.5 | 0.5 | 0.5 | 0.5 | 0.5 | 0.5 | 0.5 | 0.5 | 0.5 | 0.5 | 0.5 | 0.5 | 0.5 | 0.5 | 0.5 | 0.5 | 0.5 | 0.5 | 0.3 | 0.3 | 0.5 | 0.5 | 0.5 | 0.5 | 0.5 | 0.5 | 0.5 | 0.5 | 0.5 | 0.5 | 0.5 | 0.5 | 0.5 | 0.5 | 0.5 | 0.5 | 0.5 | 0.5 | 0.5 | 0.5 | 0.5 | 0.5 | 0.5 | 0.5 | 0.5 | 0.5 | 0.5 | 0.5 | 0.5 | 0.5 | 0.5 | 0.5 | 0.5 | 0.5 | 0.5 | 0.5 | 0.5 | 0.5 | 0.5 | 0.5 | 0.5 | 0.5 | 0.5 | 0.5 | 0.5 | 0.5 | 0.5 | 0.5 | 0.5 | 0.5 | 0.5 | 0.5 | 0.5 | 0.5 | 0.5 | 0.5 | 0.5 | 0.5 | 0.5 | 0.5 | 0.5 | 0.5 | 0.5 | 0.5 | 0.5 | 0.5 | 0.5 | 0.5 | 0.5 | 0.5 | 0.5 | 0.5 | 0.5 | 0.5 | 0.5 | 0.5 | 0.5 | 0.5 | 0.5 | 0.5 | 0.5 | 0.5 | 0.5 | 0.5 | 0.5 | 0.5 | 0.5 | 0.5 | 0.5 | 0.5
PSS | LLANFAIR PG T1 | 0 | 0 | 0 | 0 | 0 | 0 | 0 | 0 | 0 | 0 | 0 | 0 | 0 | 0 | 0 | 0 | 0 | 0 | 0 | 0 | 0 | 0 | 0 | 0 | 0 | 0 | 0 | 0 | 0 | 0 | 0 | 0 | 0 | 0 | 0 | 0 | 0 | 0 | 0 | 0 | 0 | 0 | 0 | 0 | 0 | 0 | 0 | 0 | 0 | 0 | 0 | 0 | 0 | 0 | 0 | 0 | 0 | 0 | 0 | 0 | 0 | 0 | 0 | 0 | 0 | 0 | 0 | 0 | 0 | 0 | 0 | 0 | 0 | 0 | 0 | 0 | 0 | 0 | 0 | 0 | 0 | 0 | 0 | 0 | 0 | 0 | 0 | 0 | 0 | 0 | 0 | 0 | 0 | 0 | 0 | 0 | 0 | 0 | 0 | 0 | 0 | 0 | 0 | 0 | 0 | 0 | 0 | 0 | 0 | 0 | 0 | 0 | 0 | 0 | 0 | 0 | 0 | 0 | 0 | 0 | 0 | 0 | 0 | 0 | 0 | 0 | 0 | 0 | 0 | 0 | 0 | 0 | 0 | 0 | 0 | 0 | 0 | 0 | 0 | 0 | 0 | 0 | 0 | 0 | 0 | 0 | 0 | 0 | 0 | 0
PSS | LLANFAIRFECHAN T1 | 0 | 0 | 0 | 0 | 0 | 0 | 0 | 0 | 0 | 0 | 0 | 0 | 0 | 0 | 0 | 0 | 0 | 0 | 0 | 0 | 0 | 0 | 0 | 0 | 0 | 0 | 0 | 0 | 0 | 0 | 0 | 0 | 0 | 0 | 0 | 0 | 0 | 0 | 0 | 0 | 0 | 0 | 0 | 0 | 0 | 0 | 0 | 0 | 0 | 0 | 0 | 0 | 0 | 0 | 0 | 0 | 0 | 0 | 0 | 0 | 0 | 0 | 0 | 0 | 0 | 0 | 0 | 0 | 0 | 0 | 0 | 0 | 0 | 0 | 0 | 0 | 0 | 0 | 0 | 0 | 0 | 0 | 0 | 0 | 0 | 0 | 0 | 0 | 0 | 0 | 0 | 0 | 0 | 0 | 0 | 0 | 0 | 0 | 0 | 0 | 0 | 0 | 0 | 0 | 0 | 0 | 0 | 0 | 0 | 0 | 0 | 0 | 0 | 0 | 0 | 0 | 0 | 0 | 0 | 0 | 0 | 0 | 0 | 0 | 0 | 0 | 0 | 0 | 0 | 0 | 0 | 0 | 0 | 0 | 0 | 0 | 0 | 0 | 0 | 0 | 0 | 0 | 0 | 0 | 0 | 0 | 0 | 0 | 0 | 0
PSS | LLANFROTHEN T1 | 0.5 | 0.5 | 0.5 | 0.5 | 0.5 | 0.5 | 0.5 | 0.5 | 0.5 | 0.5 | 0.5 | 0.5 | 0.5 | 0.5 | 0.5 | 0.5 | 0.5 | 0.5 | 0.5 | 0.5 | 0.6 | 0.6 | 0.6 | 0.6 | 0.6 | 0.6 | 0.6 | 0.6 | 0.6 | 0.6 | 0.5 | 0.5 | 0.5 | 0.5 | 0.5 | 0.5 | 0.5 | 0.5 | 0.5 | 0.5 | 0.5 | 0.5 | 0.5 | 0.5 | 0.5 | 0.5 | 0.5 | 0.5 | 0.5 | 0.5 | 0.5 | 0.5 | 0.5 | 0.5 | 0.5 | 0.5 | 0.5 | 0.5 | 0.3 | 0.3 | 0.5 | 0.5 | 0.5 | 0.5 | 0.5 | 0.5 | 0.5 | 0.5 | 0.5 | 0.5 | 0.5 | 0.5 | 0.5 | 0.5 | 0.5 | 0.5 | 0.5 | 0.5 | 0.5 | 0.5 | 0.5 | 0.5 | 0.5 | 0.5 | 0.5 | 0.5 | 0.5 | 0.5 | 0.5 | 0.5 | 0.5 | 0.5 | 0.5 | 0.5 | 0.5 | 0.5 | 0.5 | 0.5 | 0.5 | 0.5 | 0.5 | 0.5 | 0.5 | 0.5 | 0.5 | 0.5 | 0.5 | 0.5 | 0.5 | 0.5 | 0.5 | 0.5 | 0.5 | 0.5 | 0.5 | 0.5 | 0.5 | 0.5 | 0.5 | 0.5 | 0.5 | 0.5 | 0.5 | 0.5 | 0.5 | 0.5 | 0.5 | 0.5 | 0.5 | 0.5 | 0.5 | 0.5 | 0.5 | 0.5 | 0.5 | 0.5 | 0.5 | 0.5 | 0.5 | 0.5 | 0.5 | 0.5 | 0.5 | 0.5 | 0.5 | 0.5 | 0.5 | 0.5 | 0.5 | 0.5
PSS | LLANFWROG T1 / RUTHIN T1 | 1.3 | 1.3 | 1.3 | 1.3 | 1.3 | 1.3 | 1.3 | 1.3 | 1.3 | 1.3 | 1.3 | 1.3 | 1.4 | 1.4 | 1.4 | 1.4 | 1.4 | 1.4 | 1.4 | 1.4 | 1.5 | 1.5 | 1.5 | 1.5 | 1.5 | 1.5 | 1.5 | 1.6 | 1.6 | 1.6 | 1.3 | 1.3 | 1.3 | 1.3 | 1.3 | 1.3 | 1.3 | 1.3 | 1.3 | 1.3 | 1.3 | 1.3 | 1.3 | 1.3 | 1.3 | 1.3 | 1.3 | 1.3 | 1.3 | 1.3 | 1.3 | 1.3 | 1.3 | 1.3 | 1.3 | 1.3 | 1.3 | 1.3 | 0.9 | 0.9 | 1.3 | 1.3 | 1.3 | 1.3 | 1.3 | 1.3 | 1.3 | 1.3 | 1.3 | 1.3 | 1.3 | 1.3 | 1.3 | 1.3 | 1.3 | 1.3 | 1.3 | 1.3 | 1.3 | 1.3 | 1.3 | 1.3 | 1.3 | 1.3 | 1.3 | 1.3 | 1.3 | 1.3 | 1.3 | 1.3 | 1.3 | 1.3 | 1.3 | 1.3 | 1.3 | 1.3 | 1.3 | 1.3 | 1.3 | 1.3 | 1.3 | 1.3 | 1.3 | 1.3 | 1.3 | 1.3 | 1.3 | 1.3 | 1.3 | 1.3 | 1.3 | 1.3 | 1.3 | 1.3 | 1.3 | 1.3 | 1.3 | 1.3 | 1.3 | 1.3 | 1.3 | 1.3 | 1.3 | 1.3 | 1.3 | 1.3 | 1.3 | 1.3 | 1.3 | 1.3 | 1.3 | 1.3 | 1.3 | 1.3 | 1.3 | 1.3 | 1.3 | 1.3 | 1.3 | 1.3 | 1.3 | 1.3 | 1.3 | 1.3 | 1.3 | 1.3 | 1.3 | 1.3 | 1.3 | 1.3
PSS | LLANFYLLIN T1 / LLANFYLLIN T2 | 0.1 | 0.1 | 0.1 | 0.1 | 0.1 | 0.1 | 0.1 | 0.1 | 0.1 | 0.1 | 0.1 | 0.1 | 0.1 | 0.1 | 0.1 | 0.1 | 0.1 | 0.1 | 0.1 | 0.1 | 0.1 | 0.1 | 0.1 | 0.1 | 0.1 | 0.1 | 0.1 | 0.1 | 0.1 | 0.1 | 0.1 | 0.1 | 0.1 | 0.1 | 0.1 | 0.1 | 0.1 | 0.1 | 0.1 | 0.1 | 0.1 | 0.1 | 0.1 | 0.1 | 0.1 | 0.1 | 0.1 | 0.1 | 0.1 | 0.1 | 0.1 | 0.1 | 0.1 | 0.1 | 0.1 | 0.1 | 0.1 | 0.1 | 0.1 | 0.1 | 0.1 | 0.1 | 0.1 | 0.1 | 0.1 | 0.1 | 0.1 | 0.1 | 0.1 | 0.1 | 0.1 | 0.1 | 0.1 | 0.1 | 0.1 | 0.1 | 0.1 | 0.1 | 0.1 | 0.1 | 0.1 | 0.1 | 0.1 | 0.1 | 0.1 | 0.1 | 0.1 | 0.1 | 0.1 | 0.1 | 0.1 | 0.1 | 0.1 | 0.1 | 0.1 | 0.1 | 0.1 | 0.1 | 0.1 | 0.1 | 0.1 | 0.1 | 0.1 | 0.1 | 0.1 | 0.1 | 0.1 | 0.1 | 0.1 | 0.1 | 0.1 | 0.1 | 0.1 | 0.1 | 0.1 | 0.1 | 0.1 | 0.1 | 0.1 | 0.1 | 0.1 | 0.1 | 0.1 | 0.1 | 0.1 | 0.1 | 0.1 | 0.1 | 0.1 | 0.1 | 0.1 | 0.1 | 0.1 | 0.1 | 0.1 | 0.1 | 0.1 | 0.1 | 0.1 | 0.1 | 0.1 | 0.1 | 0.1 | 0.1 | 0.1 | 0.1 | 0.1 | 0.1 | 0.1 | 0.1
PSS | LLANGAFFO T1 | 0 | 0 | 0 | 0 | 0 | 0 | 0 | 0 | 0 | 0 | 0 | 0 | 0 | 0 | 0 | 0 | 0 | 0 | 0 | 0 | 0 | 0 | 0 | 0 | 0 | 0 | 0 | 0 | 0 | 0 | 0 | 0 | 0 | 0 | 0 | 0 | 0 | 0 | 0 | 0 | 0 | 0 | 0 | 0 | 0 | 0 | 0 | 0 | 0 | 0 | 0 | 0 | 0 | 0 | 0 | 0 | 0 | 0 | 0 | 0 | 0 | 0 | 0 | 0 | 0 | 0 | 0 | 0 | 0 | 0 | 0 | 0 | 0 | 0 | 0 | 0 | 0 | 0 | 0 | 0 | 0 | 0 | 0 | 0 | 0 | 0 | 0 | 0 | 0 | 0 | 0 | 0 | 0 | 0 | 0 | 0 | 0 | 0 | 0 | 0 | 0 | 0 | 0 | 0 | 0 | 0 | 0 | 0 | 0 | 0 | 0 | 0 | 0 | 0 | 0 | 0 | 0 | 0 | 0 | 0 | 0 | 0 | 0 | 0 | 0 | 0 | 0 | 0 | 0 | 0 | 0 | 0 | 0 | 0 | 0 | 0 | 0 | 0 | 0 | 0 | 0 | 0 | 0 | 0 | 0 | 0 | 0 | 0 | 0 | 0
PSS | LLANGEFNI IND EST T1 / LLANGEFNI IND EST T2 | 0 | 0 | 0 | 0 | 0 | 0 | 0 | 0 | 0 | 0 | 0 | 0 | 0 | 0 | 0 | 0 | 0 | 0 | 0 | 0 | 0 | 0 | 0 | 0 | 0 | 0 | 0 | 0 | 0 | 0 | 0 | 0 | 0 | 0 | 0 | 0 | 0 | 0 | 0 | 0 | 0 | 0 | 0 | 0 | 0 | 0 | 0 | 0 | 0 | 0 | 0 | 0 | 0 | 0 | 0 | 0 | 0 | 0 | 0 | 0 | 0 | 0 | 0 | 0 | 0 | 0 | 0 | 0 | 0 | 0 | 0 | 0 | 0 | 0 | 0 | 0 | 0 | 0 | 0 | 0 | 0 | 0 | 0 | 0 | 0 | 0 | 0 | 0 | 0 | 0 | 0 | 0 | 0 | 0 | 0 | 0 | 0 | 0 | 0 | 0 | 0 | 0 | 0 | 0 | 0 | 0 | 0 | 0 | 0 | 0 | 0 | 0 | 0 | 0 | 0 | 0 | 0 | 0 | 0 | 0 | 0 | 0 | 0 | 0 | 0 | 0 | 0 | 0 | 0 | 0 | 0 | 0 | 0 | 0 | 0 | 0 | 0 | 0 | 0 | 0 | 0 | 0 | 0 | 0 | 0 | 0 | 0 | 0 | 0 | 0
PSS | LLANGEFNI T1 | 0.1 | 0.1 | 0.1 | 0.1 | 0.1 | 0.1 | 0.1 | 0.1 | 0.1 | 0.1 | 0.1 | 0.1 | 0.1 | 0.1 | 0.1 | 0.1 | 0.1 | 0.1 | 0.1 | 0.1 | 0.1 | 0.1 | 0.1 | 0.1 | 0.1 | 0.1 | 0.1 | 0.1 | 0.1 | 0.1 | 0.1 | 0.1 | 0.1 | 0.1 | 0.1 | 0.1 | 0.1 | 0.1 | 0.1 | 0.1 | 0.1 | 0.1 | 0.1 | 0.1 | 0.1 | 0.1 | 0.1 | 0.1 | 0.1 | 0.1 | 0.1 | 0.1 | 0.1 | 0.1 | 0.1 | 0.1 | 0.1 | 0.1 | 0.1 | 0.1 | 0.1 | 0.1 | 0.1 | 0.1 | 0.1 | 0.1 | 0.1 | 0.1 | 0.1 | 0.1 | 0.1 | 0.1 | 0.1 | 0.1 | 0.1 | 0.1 | 0.1 | 0.1 | 0.1 | 0.1 | 0.1 | 0.1 | 0.1 | 0.1 | 0.1 | 0.1 | 0.1 | 0.1 | 0.1 | 0.1 | 0.1 | 0.1 | 0.1 | 0.1 | 0.1 | 0.1 | 0.1 | 0.1 | 0.1 | 0.1 | 0.1 | 0.1 | 0.1 | 0.1 | 0.1 | 0.1 | 0.1 | 0.1 | 0.1 | 0.1 | 0.1 | 0.1 | 0.1 | 0.1 | 0.1 | 0.1 | 0.1 | 0.1 | 0.1 | 0.1 | 0.1 | 0.1 | 0.1 | 0.1 | 0.1 | 0.1 | 0.1 | 0.1 | 0.1 | 0.1 | 0.1 | 0.1 | 0.1 | 0.1 | 0.1 | 0.1 | 0.1 | 0.1 | 0.1 | 0.1 | 0.1 | 0.1 | 0.1 | 0.1 | 0.1 | 0.1 | 0.1 | 0.1 | 0.1 | 0.1
PSS | LLANGOLLEN T1 | 0 | 0 | 0 | 0 | 0 | 0 | 0 | 0 | 0 | 0 | 0 | 0 | 0 | 0 | 0 | 0 | 0 | 0 | 0 | 0 | 0 | 0 | 0 | 0 | 0 | 0 | 0 | 0 | 0 | 0 | 0 | 0 | 0 | 0 | 0 | 0 | 0 | 0 | 0 | 0 | 0 | 0 | 0 | 0 | 0 | 0 | 0 | 0 | 0 | 0 | 0 | 0 | 0 | 0 | 0 | 0 | 0 | 0 | 0 | 0 | 0 | 0 | 0 | 0 | 0 | 0 | 0 | 0 | 0 | 0 | 0 | 0 | 0 | 0 | 0 | 0 | 0 | 0 | 0 | 0 | 0 | 0 | 0 | 0 | 0 | 0 | 0 | 0 | 0 | 0 | 0 | 0 | 0 | 0 | 0 | 0 | 0 | 0 | 0 | 0 | 0 | 0 | 0 | 0 | 0 | 0 | 0 | 0 | 0 | 0 | 0 | 0 | 0 | 0 | 0 | 0 | 0 | 0 | 0 | 0 | 0 | 0 | 0 | 0 | 0 | 0 | 0 | 0 | 0 | 0 | 0 | 0 | 0 | 0 | 0 | 0 | 0 | 0 | 0 | 0 | 0 | 0 | 0 | 0 | 0 | 0 | 0 | 0 | 0 | 0
PSS | LLANIDLOES T1 / LLANIDLOES T2 | 0.6 | 0.6 | 0.6 | 0.6 | 0.6 | 0.6 | 0.6 | 0.6 | 0.6 | 0.6 | 0.6 | 0.6 | 0.6 | 0.6 | 0.6 | 0.6 | 0.6 | 0.6 | 0.6 | 0.6 | 0.6 | 0.6 | 0.6 | 0.6 | 0.7 | 0.7 | 0.7 | 0.7 | 0.7 | 0.7 | 0.6 | 0.6 | 0.6 | 0.6 | 0.6 | 0.6 | 0.6 | 0.6 | 0.6 | 0.6 | 0.6 | 0.6 | 0.6 | 0.6 | 0.6 | 0.6 | 0.6 | 0.6 | 0.6 | 0.6 | 0.6 | 0.6 | 0.6 | 0.6 | 0.6 | 0.6 | 0.6 | 0.6 | 0.4 | 0.4 | 0.6 | 0.6 | 0.6 | 0.6 | 0.6 | 0.6 | 0.6 | 0.6 | 0.6 | 0.6 | 0.6 | 0.6 | 0.6 | 0.6 | 0.6 | 0.6 | 0.6 | 0.6 | 0.6 | 0.6 | 0.6 | 0.6 | 0.6 | 0.6 | 0.6 | 0.6 | 0.6 | 0.6 | 0.6 | 0.6 | 0.6 | 0.6 | 0.6 | 0.6 | 0.6 | 0.6 | 0.6 | 0.6 | 0.6 | 0.6 | 0.6 | 0.6 | 0.6 | 0.6 | 0.6 | 0.6 | 0.6 | 0.6 | 0.6 | 0.6 | 0.6 | 0.6 | 0.6 | 0.6 | 0.6 | 0.6 | 0.6 | 0.6 | 0.6 | 0.6 | 0.6 | 0.6 | 0.6 | 0.6 | 0.6 | 0.6 | 0.6 | 0.6 | 0.6 | 0.6 | 0.6 | 0.6 | 0.6 | 0.6 | 0.6 | 0.6 | 0.6 | 0.6 | 0.6 | 0.6 | 0.6 | 0.6 | 0.6 | 0.6 | 0.6 | 0.6 | 0.6 | 0.6 | 0.6 | 0.6
PSS | LLANILAR T1 | 2.4 | 2.4 | 2.4 | 2.4 | 2.4 | 2.4 | 2.4 | 2.4 | 2.4 | 2.4 | 2.4 | 2.4 | 2.4 | 2.4 | 2.5 | 2.5 | 2.5 | 2.5 | 2.6 | 2.6 | 2.6 | 2.6 | 2.6 | 2.7 | 2.7 | 2.7 | 2.7 | 2.8 | 2.8 | 2.8 | 2.4 | 2.4 | 2.4 | 2.4 | 2.4 | 2.4 | 2.4 | 2.4 | 2.4 | 2.4 | 2.4 | 2.4 | 2.4 | 2.4 | 2.4 | 2.4 | 2.4 | 2.4 | 2.8 | 2.8 | 2.8 | 2.8 | 2.8 | 2.8 | 2.8 | 2.8 | 3 | 3.1 | 3.7 | 3.5 | 2.4 | 2.4 | 2.4 | 2.4 | 2.4 | 2.4 | 2.4 | 2.4 | 2.4 | 2.4 | 2.4 | 2.4 | 2.4 | 2.4 | 2.4 | 2.4 | 2.4 | 2.4 | 2.4 | 2.4 | 2.4 | 2.4 | 2.4 | 2.4 | 2.4 | 2.4 | 2.4 | 2.4 | 2.4 | 2.4 | 2.4 | 2.4 | 2.4 | 2.4 | 2.4 | 2.4 | 2.4 | 2.4 | 2.4 | 2.4 | 2.4 | 2.4 | 2.4 | 2.4 | 2.4 | 2.4 | 2.4 | 2.4 | 2.4 | 2.4 | 2.5 | 2.8 | 3.1 | 3.4 | 3.6 | 3.8 | 3.9 | 4 | 4.1 | 4.1 | 2.4 | 2.4 | 2.4 | 2.4 | 2.4 | 2.4 | 2.4 | 2.4 | 2.4 | 2.4 | 2.4 | 2.4 | 2.4 | 2.4 | 2.4 | 2.4 | 2.4 | 2.4 | 2.4 | 2.4 | 2.4 | 2.4 | 2.4 | 2.4 | 2.4 | 2.4 | 2.4 | 2.4 | 2.4 | 2.4
PSS | LLANRWST T1 | 0 | 0 | 0 | 0 | 0 | 0 | 0 | 0 | 0 | 0 | 0 | 0 | 0 | 0 | 0 | 0 | 0 | 0 | 0 | 0 | 0 | 0 | 0 | 0 | 0 | 0 | 0 | 0 | 0 | 0 | 0 | 0 | 0 | 0 | 0 | 0 | 0 | 0 | 0 | 0 | 0 | 0 | 0 | 0 | 0 | 0 | 0 | 0 | 0 | 0 | 0 | 0 | 0 | 0 | 0 | 0 | 0 | 0 | 0 | 0 | 0 | 0 | 0 | 0 | 0 | 0 | 0 | 0 | 0 | 0 | 0 | 0 | 0 | 0 | 0 | 0 | 0 | 0 | 0 | 0 | 0 | 0 | 0 | 0 | 0 | 0 | 0 | 0 | 0 | 0 | 0 | 0 | 0 | 0 | 0 | 0 | 0 | 0 | 0 | 0 | 0 | 0 | 0 | 0 | 0 | 0 | 0 | 0 | 0 | 0 | 0 | 0 | 0 | 0 | 0 | 0 | 0 | 0 | 0 | 0 | 0 | 0 | 0 | 0 | 0 | 0 | 0 | 0 | 0 | 0 | 0 | 0 | 0 | 0 | 0 | 0 | 0 | 0 | 0 | 0 | 0 | 0 | 0 | 0 | 0 | 0 | 0 | 0 | 0 | 0
PSS | LLANSANNAN T1 | 0.3 | 0.3 | 0.3 | 0.3 | 0.3 | 0.3 | 0.3 | 0.3 | 0.3 | 0.3 | 0.3 | 0.3 | 0.3 | 0.3 | 0.3 | 0.3 | 0.4 | 0.4 | 0.4 | 0.4 | 0.4 | 0.4 | 0.4 | 0.4 | 0.4 | 0.4 | 0.4 | 0.4 | 0.4 | 0.4 | 0.3 | 0.3 | 0.3 | 0.3 | 0.3 | 0.3 | 0.3 | 0.3 | 0.7 | 1.1 | 1.5 | 1.9 | 2.3 | 2.7 | 3.1 | 3.5 | 3.9 | 4.4 | 4.8 | 5.2 | 5.5 | 5.9 | 6.2 | 6.5 | 6.8 | 7 | 7 | 7 | 7.7 | 7.8 | 0.3 | 0.3 | 0.3 | 0.3 | 0.3 | 0.3 | 0.3 | 0.3 | 0.3 | 0.3 | 0.3 | 0.3 | 0.3 | 0.3 | 0.3 | 0.3 | 0.3 | 0.3 | 0.3 | 0.3 | 0.3 | 0.3 | 0.3 | 0.3 | 0.3 | 0.3 | 0.3 | 0.3 | 0.3 | 0.3 | 0.3 | 0.3 | 0.3 | 0.3 | 0.3 | 0.3 | 0.3 | 0.5 | 0.8 | 1.1 | 1.5 | 1.8 | 2.1 | 2.4 | 2.7 | 3 | 3.3 | 3.6 | 4 | 4.3 | 4.6 | 4.9 | 5.2 | 5.4 | 5.6 | 5.8 | 5.8 | 5.9 | 5.9 | 5.9 | 0.3 | 0.3 | 0.3 | 0.3 | 0.3 | 0.3 | 0.3 | 0.3 | 0.4 | 0.6 | 0.8 | 1 | 1.1 | 1.3 | 1.5 | 1.7 | 2 | 2.2 | 2.4 | 2.6 | 2.7 | 2.9 | 3 | 3.2 | 3.3 | 3.4 | 3.4 | 3.6 | 3.8 | 3.9
PSS | LLANSILIN T1 | 0.1 | 0.1 | 0.1 | 0.1 | 0.1 | 0.1 | 0.1 | 0.1 | 0.1 | 0.1 | 0.1 | 0.1 | 0.1 | 0.1 | 0.1 | 0.1 | 0.1 | 0.1 | 0.1 | 0.1 | 0.1 | 0.1 | 0.1 | 0.1 | 0.1 | 0.1 | 0.1 | 0.1 | 0.1 | 0.1 | 0.1 | 0.1 | 0.1 | 0.1 | 0.1 | 0.1 | 0.1 | 0.1 | 0.1 | 0.1 | 0.1 | 0.1 | 0.1 | 0.1 | 0.1 | 0.1 | 0.1 | 0.1 | 0.1 | 0.1 | 0.1 | 0.1 | 0.1 | 0.1 | 0.1 | 0.1 | 0.1 | 0.1 | 0.1 | 0.1 | 0.1 | 0.1 | 0.1 | 0.1 | 0.1 | 0.1 | 0.1 | 0.1 | 0.1 | 0.1 | 0.1 | 0.1 | 0.1 | 0.1 | 0.1 | 0.1 | 0.1 | 0.1 | 0.1 | 0.1 | 0.1 | 0.1 | 0.1 | 0.1 | 0.1 | 0.1 | 0.1 | 0.1 | 0.1 | 0.1 | 0.1 | 0.1 | 0.1 | 0.1 | 0.1 | 0.1 | 0.1 | 0.1 | 0.1 | 0.1 | 0.1 | 0.1 | 0.1 | 0.1 | 0.1 | 0.1 | 0.1 | 0.1 | 0.1 | 0.1 | 0.1 | 0.1 | 0.1 | 0.1 | 0.1 | 0.1 | 0.1 | 0.1 | 0.1 | 0.1 | 0.1 | 0.1 | 0.1 | 0.1 | 0.1 | 0.1 | 0.1 | 0.1 | 0.1 | 0.1 | 0.1 | 0.1 | 0.1 | 0.1 | 0.1 | 0.1 | 0.1 | 0.1 | 0.1 | 0.1 | 0.1 | 0.1 | 0.1 | 0.1 | 0.1 | 0.1 | 0.1 | 0.1 | 0.1 | 0.1
PSS | LLYNCLYS T1 | 0.1 | 0.1 | 0.1 | 0.1 | 0.1 | 0.1 | 0.1 | 0.1 | 0.1 | 0.1 | 0.1 | 0.1 | 0.1 | 0.1 | 0.1 | 0.1 | 0.1 | 0.1 | 0.1 | 0.1 | 0.1 | 0.1 | 0.1 | 0.1 | 0.1 | 0.1 | 0.1 | 0.1 | 0.1 | 0.1 | 0.1 | 0.1 | 0.1 | 0.1 | 0.1 | 0.1 | 0.1 | 0.1 | 0.1 | 0.1 | 0.1 | 0.1 | 0.1 | 0.1 | 0.1 | 0.1 | 0.1 | 0.1 | 0.1 | 0.1 | 0.1 | 0.1 | 0.1 | 0.1 | 0.1 | 0.1 | 0.1 | 0.1 | 0.1 | 0.1 | 0.1 | 0.1 | 0.1 | 0.1 | 0.1 | 0.1 | 0.1 | 0.1 | 0.1 | 0.1 | 0.1 | 0.1 | 0.1 | 0.1 | 0.1 | 0.1 | 0.1 | 0.1 | 0.1 | 0.1 | 0.1 | 0.1 | 0.1 | 0.1 | 0.1 | 0.1 | 0.1 | 0.1 | 0.1 | 0.1 | 0.1 | 0.1 | 0.1 | 0.1 | 0.1 | 0.1 | 0.1 | 0.1 | 0.1 | 0.1 | 0.1 | 0.1 | 0.1 | 0.1 | 0.1 | 0.1 | 0.1 | 0.1 | 0.1 | 0.1 | 0.1 | 0.1 | 0.1 | 0.1 | 0.1 | 0.1 | 0.1 | 0.1 | 0.1 | 0.1 | 0.1 | 0.1 | 0.1 | 0.1 | 0.1 | 0.1 | 0.1 | 0.1 | 0.1 | 0.1 | 0.1 | 0.1 | 0.1 | 0.1 | 0.1 | 0.1 | 0.1 | 0.1 | 0.1 | 0.1 | 0.1 | 0.1 | 0.1 | 0.1 | 0.1 | 0.1 | 0.1 | 0.1 | 0.1 | 0.1
PSS | LORD ST T1 / MARSHSIDE T1 / MULLARDS BALMORAL DV T1 / SOUTHPORT T2 | 0 | 0 | 0 | 0 | 0 | 0 | 0 | 0 | 0 | 0 | 0 | 0 | 0 | 0 | 0 | 0 | 0 | 0 | 0 | 0 | 0 | 0 | 0 | 0 | 0 | 0 | 0 | 0 | 0 | 0 | 0 | 0 | 0 | 0 | 0 | 0 | 0 | 0 | 0 | 0 | 0 | 0 | 0 | 0 | 0 | 0 | 0 | 0 | 0 | 0 | 0 | 0 | 0 | 0 | 0 | 0 | 0 | 0 | 0 | 0 | 0 | 0 | 0 | 0 | 0 | 0 | 0 | 0 | 0 | 0 | 0 | 0 | 0 | 0 | 0 | 0 | 0 | 0 | 0 | 0 | 0 | 0 | 0 | 0 | 0 | 0 | 0 | 0 | 0 | 0 | 0 | 0 | 0 | 0 | 0 | 0 | 0 | 0 | 0 | 0 | 0 | 0 | 0 | 0 | 0 | 0 | 0 | 0 | 0 | 0 | 0 | 0 | 0 | 0 | 0 | 0 | 0 | 0 | 0 | 0 | 0 | 0 | 0 | 0 | 0 | 0 | 0 | 0 | 0 | 0 | 0 | 0 | 0 | 0 | 0 | 0 | 0 | 0 | 0 | 0 | 0 | 0 | 0 | 0 | 0 | 0 | 0 | 0 | 0 | 0
PSS | LOSTOCK T1 | 0 | 0 | 0 | 0 | 0 | 0 | 0 | 0 | 0 | 0 | 0 | 0 | 0 | 0 | 0 | 0 | 0 | 0 | 0 | 0 | 0 | 0 | 0 | 0 | 0 | 0 | 0 | 0 | 0 | 0 | 0 | 0 | 0 | 0 | 0 | 0 | 0 | 0 | 0 | 0 | 0 | 0 | 0 | 0 | 0 | 0 | 0 | 0 | 0 | 0 | 0 | 0 | 0 | 0 | 0 | 0 | 0 | 0 | 0 | 0 | 0 | 0 | 0 | 0 | 0 | 0 | 0 | 0 | 0 | 0 | 0 | 0 | 0 | 0 | 0 | 0 | 0 | 0 | 0 | 0 | 0 | 0 | 0 | 0 | 0 | 0 | 0 | 0 | 0 | 0 | 0 | 0 | 0 | 0 | 0 | 0 | 0 | 0 | 0 | 0 | 0 | 0 | 0 | 0 | 0 | 0 | 0 | 0 | 0 | 0 | 0 | 0 | 0 | 0 | 0 | 0 | 0 | 0 | 0 | 0 | 0 | 0 | 0 | 0 | 0 | 0 | 0 | 0 | 0 | 0 | 0 | 0 | 0 | 0 | 0 | 0 | 0 | 0 | 0 | 0 | 0 | 0 | 0 | 0 | 0 | 0 | 0 | 0 | 0 | 0
PSS | LOSTOCK TRIANGLE T1 | 0 | 0 | 0 | 0 | 0 | 0 | 0 | 0 | 0 | 0 | 0 | 0 | 0 | 0 | 0 | 0 | 0 | 0 | 0 | 0 | 0 | 0 | 0 | 0 | 0 | 0 | 0 | 0 | 0 | 0 | 0 | 0 | 0 | 0 | 0 | 0 | 0 | 0 | 0 | 0 | 0 | 0 | 0 | 0 | 0 | 0 | 0 | 0 | 0 | 0 | 0 | 0 | 0 | 0 | 0 | 0 | 0 | 0 | 0 | 0 | 0 | 0 | 0 | 0 | 0 | 0 | 0 | 0 | 0 | 0 | 0 | 0 | 0 | 0 | 0 | 0 | 0 | 0 | 0 | 0 | 0 | 0 | 0 | 0 | 0 | 0 | 0 | 0 | 0 | 0 | 0 | 0 | 0 | 0 | 0 | 0 | 0 | 0 | 0 | 0 | 0 | 0 | 0 | 0 | 0 | 0 | 0 | 0 | 0 | 0 | 0 | 0 | 0 | 0 | 0 | 0 | 0 | 0 | 0 | 0 | 0 | 0 | 0 | 0 | 0 | 0 | 0 | 0 | 0 | 0 | 0 | 0 | 0 | 0 | 0 | 0 | 0 | 0 | 0 | 0 | 0 | 0 | 0 | 0 | 0 | 0 | 0 | 0 | 0 | 0
PSS | LOWER BEBINGTON T1 / NEW FERRY T1 / SPITAL T1 / UNILEVER RESEARCH T1 | 0 | 0 | 0 | 0 | 0 | 0 | 0 | 0 | 0 | 0 | 0 | 0 | 0 | 0 | 0 | 0 | 0 | 0 | 0 | 0 | 0 | 0 | 0 | 0 | 0 | 0 | 0 | 0 | 0 | 0 | 0 | 0 | 0 | 0 | 0 | 0 | 0 | 0 | 0 | 0 | 0 | 0 | 0 | 0 | 0 | 0 | 0 | 0 | 0 | 0 | 0 | 0 | 0 | 0 | 0 | 0 | 0 | 0 | 0 | 0 | 0 | 0 | 0 | 0 | 0 | 0 | 0 | 0 | 0 | 0 | 0 | 0 | 0 | 0 | 0 | 0 | 0 | 0 | 0 | 0 | 0 | 0 | 0 | 0 | 0 | 0 | 0 | 0 | 0 | 0 | 0 | 0 | 0 | 0 | 0 | 0 | 0 | 0 | 0 | 0 | 0 | 0 | 0 | 0 | 0 | 0 | 0 | 0 | 0 | 0 | 0 | 0 | 0 | 0 | 0 | 0 | 0 | 0 | 0 | 0 | 0 | 0 | 0 | 0 | 0 | 0 | 0 | 0 | 0 | 0 | 0 | 0 | 0 | 0 | 0 | 0 | 0 | 0 | 0 | 0 | 0 | 0 | 0 | 0 | 0 | 0 | 0 | 0 | 0 | 0
PSS | LUGSDALE T1 / PILK SULLIVAN T1 / PILK SULLIVAN T2 / USAC T1 | 0 | 0 | 0 | 0 | 0 | 0 | 0 | 0 | 0 | 0 | 0 | 0 | 0 | 0 | 0 | 0 | 0 | 0 | 0 | 0 | 0 | 0 | 0 | 0 | 0 | 0 | 0 | 0 | 0 | 0 | 0 | 0 | 0 | 0 | 0 | 0 | 0 | 0 | 0 | 0 | 0 | 0 | 0 | 0 | 0 | 0 | 0 | 0 | 0 | 0 | 0 | 0 | 0 | 0 | 0 | 0 | 0 | 0 | 0 | 0 | 0 | 0 | 0 | 0 | 0 | 0 | 0 | 0 | 0 | 0 | 0 | 0 | 0 | 0 | 0 | 0 | 0 | 0 | 0 | 0 | 0 | 0 | 0 | 0 | 0 | 0 | 0 | 0 | 0 | 0 | 0 | 0 | 0 | 0 | 0 | 0 | 0 | 0 | 0 | 0 | 0 | 0 | 0 | 0 | 0 | 0 | 0 | 0 | 0 | 0 | 0 | 0 | 0 | 0 | 0 | 0 | 0 | 0 | 0 | 0 | 0 | 0 | 0 | 0 | 0 | 0 | 0 | 0 | 0 | 0 | 0 | 0 | 0 | 0 | 0 | 0 | 0 | 0 | 0 | 0 | 0 | 0 | 0 | 0 | 0 | 0 | 0 | 0 | 0 | 0
PSS | LYMM T1 / WHITELEGGS LA T1 | 0 | 0 | 0 | 0 | 0 | 0 | 0 | 0 | 0 | 0 | 0 | 0 | 0 | 0 | 0 | 0 | 0 | 0 | 0 | 0 | 0 | 0 | 0 | 0 | 0 | 0 | 0 | 0 | 0 | 0 | 0 | 0 | 0 | 0 | 0 | 0 | 0 | 0 | 0 | 0 | 0 | 0 | 0 | 0 | 0 | 0 | 0 | 0 | 0 | 0 | 0 | 0 | 0 | 0 | 0 | 0 | 0 | 0 | 0 | 0 | 0 | 0 | 0 | 0 | 0 | 0 | 0 | 0 | 0 | 0 | 0 | 0 | 0 | 0 | 0 | 0 | 0 | 0 | 0 | 0 | 0 | 0 | 0 | 0 | 0 | 0 | 0 | 0 | 0 | 0 | 0 | 0 | 0 | 0 | 0 | 0 | 0 | 0 | 0 | 0 | 0 | 0 | 0 | 0 | 0 | 0 | 0 | 0 | 0 | 0 | 0 | 0 | 0 | 0 | 0 | 0 | 0 | 0 | 0 | 0 | 0 | 0 | 0 | 0 | 0 | 0 | 0 | 0 | 0 | 0 | 0 | 0 | 0 | 0 | 0 | 0 | 0 | 0 | 0 | 0 | 0 | 0 | 0 | 0 | 0 | 0 | 0 | 0 | 0 | 0
PSS | MACHYNLLETH T1 | 0.1 | 0.1 | 0.1 | 0.1 | 0.1 | 0.1 | 0.1 | 0.1 | 0.1 | 0.1 | 0.1 | 0.1 | 0.1 | 0.1 | 0.1 | 0.1 | 0.1 | 0.1 | 0.1 | 0.1 | 0.1 | 0.1 | 0.1 | 0.1 | 0.1 | 0.1 | 0.1 | 0.1 | 0.1 | 0.1 | 0.1 | 0.1 | 0.1 | 0.1 | 0.1 | 0.1 | 0.1 | 0.1 | 0.1 | 0.1 | 0.1 | 0.1 | 0.1 | 0.1 | 0.1 | 0.1 | 0.1 | 0.1 | 0.1 | 0.1 | 0.1 | 0.1 | 0.1 | 0.1 | 0.1 | 0.1 | 0.1 | 0.1 | 0.1 | 0.1 | 0.1 | 0.1 | 0.1 | 0.1 | 0.1 | 0.1 | 0.1 | 0.1 | 0.1 | 0.1 | 0.1 | 0.1 | 0.1 | 0.1 | 0.1 | 0.1 | 0.1 | 0.1 | 0.1 | 0.1 | 0.1 | 0.1 | 0.1 | 0.1 | 0.1 | 0.1 | 0.1 | 0.1 | 0.1 | 0.1 | 0.1 | 0.1 | 0.1 | 0.1 | 0.1 | 0.1 | 0.1 | 0.1 | 0.1 | 0.1 | 0.1 | 0.1 | 0.1 | 0.1 | 0.1 | 0.1 | 0.1 | 0.1 | 0.1 | 0.1 | 0.1 | 0.1 | 0.1 | 0.1 | 0.1 | 0.1 | 0.1 | 0.1 | 0.1 | 0.1 | 0.1 | 0.1 | 0.1 | 0.1 | 0.1 | 0.1 | 0.1 | 0.1 | 0.1 | 0.1 | 0.1 | 0.1 | 0.1 | 0.1 | 0.1 | 0.1 | 0.1 | 0.1 | 0.1 | 0.1 | 0.1 | 0.1 | 0.1 | 0.1 | 0.1 | 0.1 | 0.1 | 0.1 | 0.1 | 0.1
PSS | MAELOR CREAMERY T1 | 0 | 0 | 0 | 0 | 0 | 0 | 0 | 0 | 0 | 0 | 0 | 0 | 0 | 0 | 0 | 0 | 0 | 0 | 0 | 0 | 0 | 0 | 0 | 0 | 0 | 0 | 0 | 0 | 0 | 0 | 0 | 0 | 0 | 0 | 0 | 0 | 0 | 0 | 0 | 0 | 0 | 0 | 0 | 0 | 0 | 0 | 0 | 0 | 0 | 0 | 0 | 0 | 0 | 0 | 0 | 0 | 0 | 0 | 0 | 0 | 0 | 0 | 0 | 0 | 0 | 0 | 0 | 0 | 0 | 0 | 0 | 0 | 0 | 0 | 0 | 0 | 0 | 0 | 0 | 0 | 0 | 0 | 0 | 0 | 0 | 0 | 0 | 0 | 0 | 0 | 0 | 0 | 0 | 0 | 0 | 0 | 0 | 0 | 0 | 0 | 0 | 0 | 0 | 0 | 0 | 0 | 0 | 0 | 0 | 0 | 0 | 0 | 0 | 0 | 0 | 0 | 0 | 0 | 0 | 0 | 0 | 0 | 0 | 0 | 0 | 0 | 0 | 0 | 0 | 0 | 0 | 0 | 0 | 0 | 0 | 0 | 0 | 0 | 0 | 0 | 0 | 0 | 0 | 0 | 0 | 0 | 0 | 0 | 0 | 0
PSS | MAENTWROG T1 | 0 | 0 | 0 | 0 | 0 | 0 | 0 | 0 | 0 | 0 | 0 | 0 | 0 | 0 | 0 | 0 | 0 | 0 | 0 | 0 | 0 | 0 | 0 | 0 | 0 | 0 | 0 | 0 | 0 | 0 | 0 | 0 | 0 | 0 | 0 | 0 | 0 | 0 | 0 | 0 | 0 | 0 | 0 | 0 | 0 | 0 | 0 | 0 | 0 | 0 | 0 | 0 | 0 | 0 | 0 | 0 | 0 | 0 | 0 | 0 | 0 | 0 | 0 | 0 | 0 | 0 | 0 | 0 | 0 | 0 | 0 | 0 | 0 | 0 | 0 | 0 | 0 | 0 | 0 | 0 | 0 | 0 | 0 | 0 | 0 | 0 | 0 | 0 | 0 | 0 | 0 | 0 | 0 | 0 | 0 | 0 | 0 | 0 | 0 | 0 | 0 | 0 | 0 | 0 | 0 | 0 | 0 | 0 | 0 | 0 | 0 | 0 | 0 | 0 | 0 | 0 | 0 | 0 | 0 | 0 | 0 | 0 | 0 | 0 | 0 | 0 | 0 | 0 | 0 | 0 | 0 | 0 | 0 | 0 | 0 | 0 | 0 | 0 | 0 | 0 | 0 | 0 | 0 | 0 | 0 | 0 | 0 | 0 | 0 | 0
PSS | MAES-Y-CLAWDD T1 | 0 | 0 | 0 | 0 | 0 | 0 | 0 | 0 | 0 | 0 | 0 | 0 | 0 | 0 | 0 | 0 | 0 | 0 | 0 | 0 | 0 | 0 | 0 | 0 | 0 | 0 | 0 | 0 | 0 | 0 | 0 | 0 | 0 | 0 | 0 | 0 | 0 | 0 | 0 | 0 | 0 | 0 | 0 | 0 | 0 | 0 | 0 | 0 | 0 | 0 | 0 | 0 | 0 | 0 | 0 | 0 | 0 | 0 | 0 | 0 | 0 | 0 | 0 | 0 | 0 | 0 | 0 | 0 | 0 | 0 | 0 | 0 | 0 | 0 | 0 | 0 | 0 | 0 | 0 | 0 | 0 | 0 | 0 | 0 | 0 | 0 | 0 | 0 | 0 | 0 | 0 | 0 | 0 | 0 | 0 | 0 | 0 | 0 | 0 | 0 | 0 | 0 | 0 | 0 | 0 | 0 | 0 | 0 | 0 | 0 | 0 | 0 | 0 | 0 | 0 | 0 | 0 | 0 | 0 | 0 | 0 | 0 | 0 | 0 | 0 | 0 | 0 | 0 | 0 | 0 | 0 | 0 | 0 | 0 | 0 | 0 | 0 | 0 | 0 | 0 | 0 | 0 | 0 | 0 | 0 | 0 | 0 | 0 | 0 | 0
PSS | MANOD T1 | 0.8 | 0.8 | 0.8 | 0.8 | 0.8 | 0.8 | 0.8 | 0.8 | 0.8 | 0.8 | 0.8 | 0.8 | 0.8 | 0.8 | 0.8 | 0.8 | 0.8 | 0.8 | 0.8 | 0.9 | 0.9 | 0.9 | 0.9 | 0.9 | 0.9 | 0.9 | 0.9 | 0.9 | 0.9 | 0.9 | 0.8 | 0.8 | 0.8 | 0.8 | 0.8 | 0.8 | 0.8 | 0.8 | 0.8 | 0.8 | 0.8 | 0.8 | 0.8 | 0.8 | 0.8 | 0.8 | 0.8 | 0.8 | 0.8 | 0.8 | 0.8 | 0.8 | 0.8 | 0.8 | 0.8 | 0.8 | 0.8 | 0.8 | 0.5 | 0.5 | 0.8 | 0.8 | 0.8 | 0.8 | 0.8 | 0.8 | 0.8 | 0.8 | 0.8 | 0.8 | 0.8 | 0.8 | 0.8 | 0.8 | 0.8 | 0.8 | 0.8 | 0.8 | 0.8 | 0.8 | 0.8 | 0.8 | 0.8 | 0.8 | 0.8 | 0.8 | 0.8 | 0.8 | 0.8 | 0.8 | 0.8 | 0.8 | 0.8 | 0.8 | 0.8 | 0.8 | 0.8 | 0.8 | 0.8 | 0.8 | 0.8 | 0.8 | 0.8 | 0.8 | 0.8 | 0.8 | 0.8 | 0.8 | 0.8 | 0.8 | 0.8 | 0.8 | 0.8 | 0.8 | 0.8 | 0.8 | 0.8 | 0.8 | 0.8 | 0.8 | 0.8 | 0.8 | 0.8 | 0.8 | 0.8 | 0.8 | 0.8 | 0.8 | 0.8 | 0.8 | 0.8 | 0.8 | 0.8 | 0.8 | 0.8 | 0.8 | 0.8 | 0.8 | 0.8 | 0.8 | 0.8 | 0.8 | 0.8 | 0.8 | 0.8 | 0.8 | 0.8 | 0.8 | 0.8 | 0.8
PSS | MANOR PK T1 / NORTON CHAINS T1 | 0 | 0 | 0 | 0 | 0 | 0 | 0 | 0 | 0 | 0 | 0 | 0 | 0 | 0 | 0 | 0 | 0 | 0 | 0 | 0 | 0 | 0 | 0 | 0 | 0 | 0 | 0 | 0 | 0 | 0 | 0 | 0 | 0 | 0 | 0 | 0 | 0 | 0 | 0 | 0 | 0 | 0 | 0 | 0 | 0 | 0 | 0 | 0 | 0 | 0 | 0 | 0 | 0 | 0 | 0 | 0 | 0 | 0 | 0 | 0 | 0 | 0 | 0 | 0 | 0 | 0 | 0 | 0 | 0 | 0 | 0 | 0 | 0 | 0 | 0 | 0 | 0 | 0 | 0 | 0 | 0 | 0 | 0 | 0 | 0 | 0 | 0 | 0 | 0 | 0 | 0 | 0 | 0 | 0 | 0 | 0 | 0 | 0 | 0 | 0 | 0 | 0 | 0 | 0 | 0 | 0 | 0 | 0 | 0 | 0 | 0 | 0 | 0 | 0 | 0 | 0 | 0 | 0 | 0 | 0 | 0 | 0 | 0 | 0 | 0 | 0 | 0 | 0 | 0 | 0 | 0 | 0 | 0 | 0 | 0 | 0 | 0 | 0 | 0 | 0 | 0 | 0 | 0 | 0 | 0 | 0 | 0 | 0 | 0 | 0
PSS | MERE T1 | 0 | 0 | 0 | 0 | 0 | 0 | 0 | 0 | 0 | 0 | 0 | 0 | 0 | 0 | 0 | 0 | 0 | 0 | 0 | 0 | 0 | 0 | 0 | 0 | 0 | 0 | 0 | 0 | 0 | 0 | 0 | 0 | 0 | 0 | 0 | 0 | 0 | 0 | 0 | 0 | 0 | 0 | 0 | 0 | 0 | 0 | 0 | 0 | 0 | 0 | 0 | 0 | 0 | 0 | 0 | 0 | 0 | 0 | 0 | 0 | 0 | 0 | 0 | 0 | 0 | 0 | 0 | 0 | 0 | 0 | 0 | 0 | 0 | 0 | 0 | 0 | 0 | 0 | 0 | 0 | 0 | 0 | 0 | 0 | 0 | 0 | 0 | 0 | 0 | 0 | 0 | 0 | 0 | 0 | 0 | 0 | 0 | 0 | 0 | 0 | 0 | 0 | 0 | 0 | 0 | 0 | 0 | 0 | 0 | 0 | 0 | 0 | 0 | 0 | 0 | 0 | 0 | 0 | 0 | 0 | 0 | 0 | 0 | 0 | 0 | 0 | 0 | 0 | 0 | 0 | 0 | 0 | 0 | 0 | 0 | 0 | 0 | 0 | 0 | 0 | 0 | 0 | 0 | 0 | 0 | 0 | 0 | 0 | 0 | 0
PSS | MIDDLEWICH T1 | 0 | 0 | 0 | 0 | 0 | 0 | 0 | 0 | 0 | 0 | 0 | 0 | 0 | 0 | 0 | 0 | 0 | 0 | 0 | 0 | 0 | 0 | 0 | 0 | 0 | 0 | 0 | 0 | 0 | 0 | 0 | 0 | 0 | 0 | 0 | 0 | 0 | 0 | 0 | 0 | 0 | 0 | 0 | 0 | 0 | 0 | 0 | 0 | 0 | 0 | 0 | 0 | 0 | 0 | 0 | 0 | 0 | 0 | 0 | 0 | 0 | 0 | 0 | 0 | 0 | 0 | 0 | 0 | 0 | 0 | 0 | 0 | 0 | 0 | 0 | 0 | 0 | 0 | 0 | 0 | 0 | 0 | 0 | 0 | 0 | 0 | 0 | 0 | 0 | 0 | 0 | 0 | 0 | 0 | 0 | 0 | 0 | 0 | 0 | 0 | 0 | 0 | 0 | 0 | 0 | 0 | 0 | 0 | 0 | 0 | 0 | 0 | 0 | 0 | 0 | 0 | 0 | 0 | 0 | 0 | 0 | 0 | 0 | 0 | 0 | 0 | 0 | 0 | 0 | 0 | 0 | 0 | 0 | 0 | 0 | 0 | 0 | 0 | 0 | 0 | 0 | 0 | 0 | 0 | 0 | 0 | 0 | 0 | 0 | 0
PSS | MIDPOINT POCHIN WAY T1 | 0 | 0 | 0 | 0 | 0 | 0 | 0 | 0 | 0 | 0 | 0 | 0 | 0 | 0 | 0 | 0 | 0 | 0 | 0 | 0 | 0 | 0 | 0 | 0 | 0 | 0 | 0 | 0 | 0 | 0 | 0 | 0 | 0 | 0 | 0 | 0 | 0 | 0 | 0 | 0 | 0 | 0 | 0 | 0 | 0 | 0 | 0 | 0 | 0 | 0 | 0 | 0 | 0 | 0 | 0 | 0 | 0 | 0 | 0 | 0 | 0 | 0 | 0 | 0 | 0 | 0 | 0 | 0 | 0 | 0 | 0 | 0 | 0 | 0 | 0 | 0 | 0 | 0 | 0 | 0 | 0 | 0 | 0 | 0 | 0 | 0 | 0 | 0 | 0 | 0 | 0 | 0 | 0 | 0 | 0 | 0 | 0 | 0 | 0 | 0 | 0 | 0 | 0 | 0 | 0 | 0 | 0 | 0 | 0 | 0 | 0 | 0 | 0 | 0 | 0 | 0 | 0 | 0 | 0 | 0 | 0 | 0 | 0 | 0 | 0 | 0 | 0 | 0 | 0 | 0 | 0 | 0 | 0 | 0 | 0 | 0 | 0 | 0 | 0 | 0 | 0 | 0 | 0 | 0 | 0 | 0 | 0 | 0 | 0 | 0
PSS | MILFORD T1 | 0 | 0 | 0 | 0 | 0 | 0 | 0 | 0 | 0 | 0 | 0 | 0 | 0 | 0 | 0 | 0 | 0 | 0 | 0 | 0 | 0 | 0 | 0 | 0 | 0 | 0 | 0 | 0 | 0 | 0 | 0 | 0 | 0 | 0 | 0 | 0 | 0 | 0 | 0 | 0 | 0 | 0 | 0 | 0 | 0 | 0 | 0 | 0 | 0 | 0 | 0 | 0 | 0 | 0 | 0 | 0 | 0 | 0 | 0 | 0 | 0 | 0 | 0 | 0 | 0 | 0 | 0 | 0 | 0 | 0 | 0 | 0 | 0 | 0 | 0 | 0 | 0 | 0 | 0 | 0 | 0 | 0 | 0 | 0 | 0 | 0 | 0 | 0 | 0 | 0 | 0 | 0 | 0 | 0 | 0 | 0 | 0 | 0 | 0 | 0 | 0 | 0 | 0 | 0 | 0 | 0 | 0 | 0 | 0 | 0 | 0 | 0 | 0 | 0 | 0 | 0 | 0 | 0 | 0 | 0 | 0 | 0 | 0 | 0 | 0 | 0 | 0 | 0 | 0 | 0 | 0 | 0 | 0 | 0 | 0 | 0 | 0 | 0 | 0 | 0 | 0 | 0 | 0 | 0 | 0 | 0 | 0 | 0 | 0 | 0
PSS | MINFFORDD T1 / PARC BRYN CEGIN T1 / PARC BRYN CEGIN T2 | 0 | 0 | 0 | 0 | 0 | 0 | 0 | 0 | 0 | 0 | 0 | 0 | 0 | 0 | 0 | 0 | 0 | 0 | 0 | 0 | 0 | 0 | 0 | 0 | 0 | 0 | 0 | 0 | 0 | 0 | 0 | 0 | 0 | 0 | 0 | 0 | 0 | 0 | 0 | 0 | 0 | 0 | 0 | 0 | 0 | 0 | 0 | 0 | 0 | 0 | 0 | 0 | 0 | 0 | 0 | 0 | 0 | 0 | 0 | 0 | 0 | 0 | 0 | 0 | 0 | 0 | 0 | 0 | 0 | 0 | 0 | 0 | 0 | 0 | 0 | 0 | 0 | 0 | 0 | 0 | 0 | 0 | 0 | 0 | 0 | 0 | 0 | 0 | 0 | 0 | 0 | 0 | 0 | 0 | 0 | 0 | 0 | 0 | 0 | 0 | 0 | 0 | 0 | 0 | 0 | 0 | 0 | 0 | 0 | 0 | 0 | 0 | 0 | 0 | 0 | 0 | 0 | 0 | 0 | 0 | 0 | 0 | 0 | 0 | 0 | 0 | 0 | 0 | 0 | 0 | 0 | 0 | 0 | 0 | 0 | 0 | 0 | 0 | 0 | 0 | 0 | 0 | 0 | 0 | 0 | 0 | 0 | 0 | 0 | 0
PSS | MOCHDRE T1 | 0.1 | 0.1 | 0.1 | 0.1 | 0.1 | 0.1 | 0.1 | 0.1 | 0.1 | 0.1 | 0.1 | 0.1 | 0.1 | 0.1 | 0.1 | 0.1 | 0.1 | 0.1 | 0.1 | 0.1 | 0.1 | 0.1 | 0.1 | 0.1 | 0.1 | 0.1 | 0.1 | 0.1 | 0.1 | 0.1 | 0.1 | 0.1 | 0.1 | 0.1 | 0.1 | 0.1 | 0.1 | 0.1 | 0.1 | 0.1 | 0.1 | 0.1 | 0.1 | 0.1 | 0.1 | 0.1 | 0.1 | 0.1 | 0.1 | 0.1 | 0.1 | 0.1 | 0.1 | 0.1 | 0.1 | 0.1 | 0.1 | 0.1 | 0.1 | 0.1 | 0.1 | 0.1 | 0.1 | 0.1 | 0.1 | 0.1 | 0.1 | 0.1 | 0.1 | 0.1 | 0.1 | 0.1 | 0.1 | 0.1 | 0.1 | 0.1 | 0.1 | 0.1 | 0.1 | 0.1 | 0.1 | 0.1 | 0.1 | 0.1 | 0.1 | 0.1 | 0.1 | 0.1 | 0.1 | 0.1 | 0.1 | 0.1 | 0.1 | 0.1 | 0.1 | 0.1 | 0.1 | 0.1 | 0.1 | 0.1 | 0.1 | 0.1 | 0.1 | 0.1 | 0.1 | 0.1 | 0.1 | 0.1 | 0.1 | 0.1 | 0.1 | 0.1 | 0.1 | 0.1 | 0.1 | 0.1 | 0.1 | 0.1 | 0.1 | 0.1 | 0.1 | 0.1 | 0.1 | 0.1 | 0.1 | 0.1 | 0.1 | 0.1 | 0.1 | 0.1 | 0.1 | 0.1 | 0.1 | 0.1 | 0.1 | 0.1 | 0.1 | 0.1 | 0.1 | 0.1 | 0.1 | 0.1 | 0.1 | 0.1 | 0.1 | 0.1 | 0.1 | 0.1 | 0.1 | 0.1
PSS | MONA T1 | 0 | 0 | 0 | 0 | 0 | 0 | 0 | 0 | 0 | 0 | 0 | 0 | 0 | 0 | 0 | 0 | 0 | 0 | 0 | 0 | 0 | 0 | 0 | 0 | 0 | 0 | 0 | 0 | 0 | 0 | 0 | 0 | 0 | 0 | 0 | 0 | 0 | 0 | 0 | 0 | 0 | 0 | 0 | 0 | 0 | 0 | 0 | 0 | 0 | 0 | 0 | 0 | 0 | 0 | 0 | 0 | 0 | 0 | 0 | 0 | 0 | 0 | 0 | 0 | 0 | 0 | 0 | 0 | 0 | 0 | 0 | 0 | 0 | 0 | 0 | 0 | 0 | 0 | 0 | 0 | 0 | 0 | 0 | 0 | 0 | 0 | 0 | 0 | 0 | 0 | 0 | 0 | 0 | 0 | 0 | 0 | 0 | 0 | 0 | 0 | 0 | 0 | 0 | 0 | 0 | 0 | 0 | 0 | 0 | 0 | 0 | 0 | 0 | 0 | 0 | 0 | 0 | 0 | 0 | 0 | 0 | 0 | 0 | 0 | 0 | 0 | 0 | 0 | 0 | 0 | 0 | 0 | 0 | 0 | 0 | 0 | 0 | 0 | 0 | 0 | 0 | 0 | 0 | 0 | 0 | 0 | 0 | 0 | 0 | 0
PSS | MONSANTO T1 | 0 | 0 | 0 | 0 | 0 | 0 | 0 | 0 | 0 | 0 | 0 | 0 | 0 | 0 | 0 | 0 | 0 | 0 | 0 | 0 | 0 | 0 | 0 | 0 | 0 | 0 | 0 | 0 | 0 | 0 | 0 | 0 | 0 | 0 | 0 | 0 | 0 | 0 | 0 | 0 | 0 | 0 | 0 | 0 | 0 | 0 | 0 | 0 | 0 | 0 | 0 | 0 | 0 | 0 | 0 | 0 | 0 | 0 | 0 | 0 | 0 | 0 | 0 | 0 | 0 | 0 | 0 | 0 | 0 | 0 | 0 | 0 | 0 | 0 | 0 | 0 | 0 | 0 | 0 | 0 | 0 | 0 | 0 | 0 | 0 | 0 | 0 | 0 | 0 | 0 | 0 | 0 | 0 | 0 | 0 | 0 | 0 | 0 | 0 | 0 | 0 | 0 | 0 | 0 | 0 | 0 | 0 | 0 | 0 | 0 | 0 | 0 | 0 | 0 | 0 | 0 | 0 | 0 | 0 | 0 | 0 | 0 | 0 | 0 | 0 | 0 | 0 | 0 | 0 | 0 | 0 | 0 | 0 | 0 | 0 | 0 | 0 | 0 | 0 | 0 | 0 | 0 | 0 | 0 | 0 | 0 | 0 | 0 | 0 | 0
PSS | MORDA T1 | 0 | 0 | 0 | 0 | 0 | 0 | 0 | 0 | 0 | 0 | 0 | 0 | 0 | 0 | 0 | 0 | 0 | 0 | 0 | 0 | 0 | 0 | 0 | 0 | 0 | 0 | 0 | 0 | 0 | 0 | 0 | 0 | 0 | 0 | 0 | 0 | 0 | 0 | 0 | 0 | 0 | 0 | 0 | 0 | 0 | 0 | 0 | 0 | 0 | 0 | 0 | 0 | 0 | 0 | 0 | 0 | 0 | 0 | 0 | 0 | 0 | 0 | 0 | 0 | 0 | 0 | 0 | 0 | 0 | 0 | 0 | 0 | 0 | 0 | 0 | 0 | 0 | 0 | 0 | 0 | 0 | 0 | 0 | 0 | 0 | 0 | 0 | 0 | 0 | 0 | 0 | 0 | 0 | 0 | 0 | 0 | 0 | 0 | 0 | 0 | 0 | 0 | 0 | 0 | 0 | 0 | 0 | 0 | 0 | 0 | 0 | 0 | 0 | 0 | 0 | 0 | 0 | 0 | 0 | 0 | 0 | 0 | 0 | 0 | 0 | 0 | 0 | 0 | 0 | 0 | 0 | 0 | 0 | 0 | 0 | 0 | 0 | 0 | 0 | 0 | 0 | 0 | 0 | 0 | 0 | 0 | 0 | 0 | 0 | 0
PSS | MORGANITE CERAMICS T1 / PLYMYARD T2 | 0 | 0 | 0 | 0 | 0 | 0 | 0 | 0 | 0 | 0 | 0 | 0 | 0 | 0 | 0 | 0 | 0 | 0 | 0 | 0 | 0 | 0 | 0 | 0 | 0 | 0 | 0 | 0 | 0 | 0 | 0 | 0 | 0 | 0 | 0 | 0 | 0 | 0 | 0 | 0 | 0 | 0 | 0 | 0 | 0 | 0 | 0 | 0 | 0 | 0 | 0 | 0 | 0 | 0 | 0 | 0 | 0 | 0 | 0 | 0 | 0 | 0 | 0 | 0 | 0 | 0 | 0 | 0 | 0 | 0 | 0 | 0 | 0 | 0 | 0 | 0 | 0 | 0 | 0 | 0 | 0 | 0 | 0 | 0 | 0 | 0 | 0 | 0 | 0 | 0 | 0 | 0 | 0 | 0 | 0 | 0 | 0 | 0 | 0 | 0 | 0 | 0 | 0 | 0 | 0 | 0 | 0 | 0 | 0 | 0 | 0 | 0 | 0 | 0 | 0 | 0 | 0 | 0 | 0 | 0 | 0 | 0 | 0 | 0 | 0 | 0 | 0 | 0 | 0 | 0 | 0 | 0 | 0 | 0 | 0 | 0 | 0 | 0 | 0 | 0 | 0 | 0 | 0 | 0 | 0 | 0 | 0 | 0 | 0 | 0
PSS | MORRISONS T1 | 0 | 0 | 0 | 0 | 0 | 0 | 0 | 0 | 0 | 0 | 0 | 0 | 0 | 0 | 0 | 0 | 0 | 0 | 0 | 0 | 0 | 0 | 0 | 0 | 0 | 0 | 0 | 0 | 0 | 0 | 0 | 0 | 0 | 0 | 0 | 0 | 0 | 0 | 0 | 0 | 0 | 0 | 0 | 0 | 0 | 0 | 0 | 0 | 0 | 0 | 0 | 0 | 0 | 0 | 0 | 0 | 0 | 0 | 0 | 0 | 0 | 0 | 0 | 0 | 0 | 0 | 0 | 0 | 0 | 0 | 0 | 0 | 0 | 0 | 0 | 0 | 0 | 0 | 0 | 0 | 0 | 0 | 0 | 0 | 0 | 0 | 0 | 0 | 0 | 0 | 0 | 0 | 0 | 0 | 0 | 0 | 0 | 0 | 0 | 0 | 0 | 0 | 0 | 0 | 0 | 0 | 0 | 0 | 0 | 0 | 0 | 0 | 0 | 0 | 0 | 0 | 0 | 0 | 0 | 0 | 0 | 0 | 0 | 0 | 0 | 0 | 0 | 0 | 0 | 0 | 0 | 0 | 0 | 0 | 0 | 0 | 0 | 0 | 0 | 0 | 0 | 0 | 0 | 0 | 0 | 0 | 0 | 0 | 0 | 0
PSS | NANT-Y-GAMAR T1 | 0 | 0 | 0 | 0 | 0 | 0 | 0 | 0 | 0 | 0 | 0 | 0 | 0 | 0 | 0 | 0 | 0 | 0 | 0 | 0 | 0 | 0 | 0 | 0 | 0 | 0 | 0 | 0 | 0 | 0 | 0 | 0 | 0 | 0 | 0 | 0 | 0 | 0 | 0 | 0 | 0 | 0 | 0 | 0 | 0 | 0 | 0 | 0 | 0 | 0 | 0 | 0 | 0 | 0 | 0 | 0 | 0 | 0 | 0 | 0 | 0 | 0 | 0 | 0 | 0 | 0 | 0 | 0 | 0 | 0 | 0 | 0 | 0 | 0 | 0 | 0 | 0 | 0 | 0 | 0 | 0 | 0 | 0 | 0 | 0 | 0 | 0 | 0 | 0 | 0 | 0 | 0 | 0 | 0 | 0 | 0 | 0 | 0 | 0 | 0 | 0 | 0 | 0 | 0 | 0 | 0 | 0 | 0 | 0 | 0 | 0 | 0 | 0 | 0 | 0 | 0 | 0 | 0 | 0 | 0 | 0 | 0 | 0 | 0 | 0 | 0 | 0 | 0 | 0 | 0 | 0 | 0 | 0 | 0 | 0 | 0 | 0 | 0 | 0 | 0 | 0 | 0 | 0 | 0 | 0 | 0 | 0 | 0 | 0 | 0
PSS | NANTWICH T1 | 0 | 0 | 0 | 0 | 0 | 0 | 0 | 0 | 0 | 0 | 0 | 0 | 0 | 0 | 0 | 0 | 0 | 0 | 0 | 0 | 0 | 0 | 0 | 0 | 0 | 0 | 0 | 0 | 0 | 0 | 0 | 0 | 0 | 0 | 0 | 0 | 0 | 0 | 0 | 0 | 0 | 0 | 0 | 0 | 0 | 0 | 0 | 0 | 0 | 0 | 0 | 0 | 0 | 0 | 0 | 0 | 0 | 0 | 0 | 0 | 0 | 0 | 0 | 0 | 0 | 0 | 0 | 0 | 0 | 0 | 0 | 0 | 0 | 0 | 0 | 0 | 0 | 0 | 0 | 0 | 0 | 0 | 0 | 0 | 0 | 0 | 0 | 0 | 0 | 0 | 0 | 0 | 0 | 0 | 0 | 0 | 0 | 0 | 0 | 0 | 0 | 0 | 0 | 0 | 0 | 0 | 0 | 0 | 0 | 0 | 0 | 0 | 0 | 0 | 0 | 0 | 0 | 0 | 0 | 0 | 0 | 0 | 0 | 0 | 0 | 0 | 0 | 0 | 0 | 0 | 0 | 0 | 0 | 0 | 0 | 0 | 0 | 0 | 0 | 0 | 0 | 0 | 0 | 0 | 0 | 0 | 0 | 0 | 0 | 0
PSS | NEVILL ST T1 / OCEAN PLAZA T1 / YORK RD T1 | 0 | 0 | 0 | 0 | 0 | 0 | 0 | 0 | 0 | 0 | 0 | 0 | 0 | 0 | 0 | 0 | 0 | 0 | 0 | 0 | 0 | 0 | 0 | 0 | 0 | 0 | 0 | 0 | 0 | 0 | 0 | 0 | 0 | 0 | 0 | 0 | 0 | 0 | 0 | 0 | 0 | 0 | 0 | 0 | 0 | 0 | 0 | 0 | 0 | 0 | 0 | 0 | 0 | 0 | 0 | 0 | 0 | 0 | 0 | 0 | 0 | 0 | 0 | 0 | 0 | 0 | 0 | 0 | 0 | 0 | 0 | 0 | 0 | 0 | 0 | 0 | 0 | 0 | 0 | 0 | 0 | 0 | 0 | 0 | 0 | 0 | 0 | 0 | 0 | 0 | 0 | 0 | 0 | 0 | 0 | 0 | 0 | 0 | 0 | 0 | 0 | 0 | 0 | 0 | 0 | 0 | 0 | 0 | 0 | 0 | 0 | 0 | 0 | 0 | 0 | 0 | 0 | 0 | 0 | 0 | 0 | 0 | 0 | 0 | 0 | 0 | 0 | 0 | 0 | 0 | 0 | 0 | 0 | 0 | 0 | 0 | 0 | 0 | 0 | 0 | 0 | 0 | 0 | 0 | 0 | 0 | 0 | 0 | 0 | 0
PSS | NEW BRIGHTON T1 / SEAVIEW RD T2 / WALLASEY T1 / WALLASEY VILLAGE T1 | 0 | 0 | 0 | 0 | 0 | 0 | 0 | 0 | 0 | 0 | 0 | 0 | 0 | 0 | 0 | 0 | 0 | 0 | 0 | 0 | 0 | 0 | 0 | 0 | 0 | 0 | 0 | 0 | 0 | 0 | 0 | 0 | 0 | 0 | 0 | 0 | 0 | 0 | 0 | 0 | 0 | 0 | 0 | 0 | 0 | 0 | 0 | 0 | 0 | 0 | 0 | 0 | 0 | 0 | 0 | 0 | 0 | 0 | 0 | 0 | 0 | 0 | 0 | 0 | 0 | 0 | 0 | 0 | 0 | 0 | 0 | 0 | 0 | 0 | 0 | 0 | 0 | 0 | 0 | 0 | 0 | 0 | 0 | 0 | 0 | 0 | 0 | 0 | 0 | 0 | 0 | 0 | 0 | 0 | 0 | 0 | 0 | 0 | 0 | 0 | 0 | 0 | 0 | 0 | 0 | 0 | 0 | 0 | 0 | 0 | 0 | 0 | 0 | 0 | 0 | 0 | 0 | 0 | 0 | 0 | 0 | 0 | 0 | 0 | 0 | 0 | 0 | 0 | 0 | 0 | 0 | 0 | 0 | 0 | 0 | 0 | 0 | 0 | 0 | 0 | 0 | 0 | 0 | 0 | 0 | 0 | 0 | 0 | 0 | 0
PSS | NEWHALL T1 / NEWHALL T2 | 0 | 0 | 0 | 0 | 0 | 0 | 0 | 0 | 0 | 0 | 0 | 0 | 0 | 0 | 0 | 0 | 0 | 0 | 0 | 0 | 0 | 0 | 0 | 0 | 0 | 0 | 0 | 0 | 0 | 0 | 0 | 0 | 0 | 0 | 0 | 0 | 0 | 0 | 0 | 0 | 0 | 0 | 0 | 0 | 0 | 0 | 0 | 0 | 0 | 0 | 0 | 0 | 0 | 0 | 0 | 0 | 0 | 0 | 0 | 0 | 0 | 0 | 0 | 0 | 0 | 0 | 0 | 0 | 0 | 0 | 0 | 0 | 0 | 0 | 0 | 0 | 0 | 0 | 0 | 0 | 0 | 0 | 0 | 0 | 0 | 0 | 0 | 0 | 0 | 0 | 0 | 0 | 0 | 0 | 0 | 0 | 0 | 0 | 0 | 0 | 0 | 0 | 0 | 0 | 0 | 0 | 0 | 0 | 0 | 0 | 0 | 0 | 0 | 0 | 0 | 0 | 0 | 0 | 0 | 0 | 0 | 0 | 0 | 0 | 0 | 0 | 0 | 0 | 0 | 0 | 0 | 0 | 0 | 0 | 0 | 0 | 0 | 0 | 0 | 0 | 0 | 0 | 0 | 0 | 0 | 0 | 0 | 0 | 0 | 0
PSS | NORTH WALES PAPER T1 / NORTH WALES PAPER T2 / WOODFIELD AVE T1 | 0 | 0 | 0 | 0 | 0 | 0 | 0 | 0 | 0 | 0 | 0 | 0 | 0 | 0 | 0 | 0 | 0 | 0 | 0 | 0 | 0 | 0 | 0 | 0 | 0 | 0 | 0 | 0 | 0 | 0 | 0 | 0 | 0 | 0 | 0 | 0 | 0 | 0 | 0 | 0 | 0 | 0 | 0 | 0 | 0 | 0 | 0 | 0 | 0 | 0 | 0 | 0 | 0 | 0 | 0 | 0 | 0 | 0 | 0 | 0 | 0 | 0 | 0 | 0 | 0 | 0 | 0 | 0 | 0 | 0 | 0 | 0 | 0 | 0 | 0 | 0 | 0 | 0 | 0 | 0 | 0 | 0 | 0 | 0 | 0 | 0 | 0 | 0 | 0 | 0 | 0 | 0 | 0 | 0 | 0 | 0 | 0 | 0 | 0 | 0 | 0 | 0 | 0 | 0 | 0 | 0 | 0 | 0 | 0 | 0 | 0 | 0 | 0 | 0 | 0 | 0 | 0 | 0 | 0 | 0 | 0 | 0 | 0 | 0 | 0 | 0 | 0 | 0 | 0 | 0 | 0 | 0 | 0 | 0 | 0 | 0 | 0 | 0 | 0 | 0 | 0 | 0 | 0 | 0 | 0 | 0 | 0 | 0 | 0 | 0
PSS | NORTH WEST WATER CAMPUS T1 / NORTH WEST WATER CAMPUS T2 / OMEGA T1 / OMEGA T2 / ORION BOULEVARD T1 | 0 | 0 | 0 | 0 | 0 | 0 | 0 | 0 | 0 | 0 | 0 | 0 | 0 | 0 | 0 | 0 | 0 | 0 | 0 | 0 | 0 | 0 | 0 | 0 | 0 | 0 | 0 | 0 | 0 | 0 | 0 | 0 | 0 | 0 | 0 | 0 | 0 | 0 | 0 | 0 | 0 | 0 | 0 | 0 | 0 | 0 | 0 | 0 | 0 | 0 | 0 | 0 | 0 | 0 | 0 | 0 | 0 | 0 | 0 | 0 | 0 | 0 | 0 | 0 | 0 | 0 | 0 | 0 | 0 | 0 | 0 | 0 | 0 | 0 | 0 | 0 | 0 | 0 | 0 | 0 | 0 | 0 | 0 | 0 | 0 | 0 | 0 | 0 | 0 | 0 | 0 | 0 | 0 | 0 | 0 | 0 | 0 | 0 | 0 | 0 | 0 | 0 | 0 | 0 | 0 | 0 | 0 | 0 | 0 | 0 | 0 | 0 | 0 | 0 | 0 | 0 | 0 | 0 | 0 | 0 | 0 | 0 | 0 | 0 | 0 | 0 | 0 | 0 | 0 | 0 | 0 | 0 | 0 | 0 | 0 | 0 | 0 | 0 | 0 | 0 | 0 | 0 | 0 | 0 | 0 | 0 | 0 | 0 | 0 | 0
PSS | NWF T1 | 0 | 0 | 0 | 0 | 0 | 0 | 0 | 0 | 0 | 0 | 0 | 0 | 0 | 0 | 0 | 0 | 0 | 0 | 0 | 0 | 0 | 0 | 0 | 0 | 0 | 0 | 0 | 0 | 0 | 0 | 0 | 0 | 0 | 0 | 0 | 0 | 0 | 0 | 0 | 0 | 0 | 0 | 0 | 0 | 0 | 0 | 0 | 0 | 0 | 0 | 0 | 0 | 0 | 0 | 0 | 0 | 0 | 0 | 0 | 0 | 0 | 0 | 0 | 0 | 0 | 0 | 0 | 0 | 0 | 0 | 0 | 0 | 0 | 0 | 0 | 0 | 0 | 0 | 0 | 0 | 0 | 0 | 0 | 0 | 0 | 0 | 0 | 0 | 0 | 0 | 0 | 0 | 0 | 0 | 0 | 0 | 0 | 0 | 0 | 0 | 0 | 0 | 0 | 0 | 0 | 0 | 0 | 0 | 0 | 0 | 0 | 0 | 0 | 0 | 0 | 0 | 0 | 0 | 0 | 0 | 0 | 0 | 0 | 0 | 0 | 0 | 0 | 0 | 0 | 0 | 0 | 0 | 0 | 0 | 0 | 0 | 0 | 0 | 0 | 0 | 0 | 0 | 0 | 0 | 0 | 0 | 0 | 0 | 0 | 0
PSS | OPTICAL FIBRES T1 / SHOTWICK T1 / WALBRO T1 | 0 | 0 | 0 | 0 | 0 | 0 | 0 | 0 | 0 | 0 | 0 | 0 | 0 | 0 | 0 | 0 | 0 | 0 | 0 | 0 | 0 | 0 | 0 | 0 | 0 | 0 | 0 | 0 | 0 | 0 | 0 | 0 | 0 | 0 | 0 | 0 | 0 | 0 | 0 | 0 | 0 | 0 | 0 | 0 | 0 | 0 | 0 | 0 | 0 | 0 | 0 | 0 | 0 | 0 | 0 | 0 | 0 | 0 | 0 | 0 | 0 | 0 | 0 | 0 | 0 | 0 | 0 | 0 | 0 | 0 | 0 | 0 | 0 | 0 | 0 | 0 | 0 | 0 | 0 | 0 | 0 | 0 | 0 | 0 | 0 | 0 | 0 | 0 | 0 | 0 | 0 | 0 | 0 | 0 | 0 | 0 | 0 | 0 | 0 | 0 | 0 | 0 | 0 | 0 | 0 | 0 | 0 | 0 | 0 | 0 | 0 | 0 | 0 | 0 | 0 | 0 | 0 | 0 | 0 | 0 | 0 | 0 | 0 | 0 | 0 | 0 | 0 | 0 | 0 | 0 | 0 | 0 | 0 | 0 | 0 | 0 | 0 | 0 | 0 | 0 | 0 | 0 | 0 | 0 | 0 | 0 | 0 | 0 | 0 | 0
PSS | ORB CL T1 / STONEBRIDGE LA T1 / STONEBRIDGE LA T2 | 0 | 0 | 0 | 0 | 0 | 0 | 0 | 0 | 0 | 0 | 0 | 0 | 0 | 0 | 0 | 0 | 0 | 0 | 0 | 0 | 0 | 0 | 0 | 0 | 0 | 0 | 0 | 0 | 0 | 0 | 0 | 0 | 0 | 0 | 0 | 0 | 0 | 0 | 0 | 0 | 0 | 0 | 0 | 0 | 0 | 0 | 0 | 0 | 0 | 0 | 0 | 0 | 0 | 0 | 0 | 0 | 0 | 0 | 0 | 0 | 0 | 0 | 0 | 0 | 0 | 0 | 0 | 0 | 0 | 0 | 0 | 0 | 0 | 0 | 0 | 0 | 0 | 0 | 0 | 0 | 0 | 0 | 0 | 0 | 0 | 0 | 0 | 0 | 0 | 0 | 0 | 0 | 0 | 0 | 0 | 0 | 0 | 0 | 0 | 0 | 0 | 0 | 0 | 0 | 0 | 0 | 0 | 0 | 0 | 0 | 0 | 0 | 0 | 0 | 0 | 0 | 0 | 0 | 0 | 0 | 0 | 0 | 0 | 0 | 0 | 0 | 0 | 0 | 0 | 0 | 0 | 0 | 0 | 0 | 0 | 0 | 0 | 0 | 0 | 0 | 0 | 0 | 0 | 0 | 0 | 0 | 0 | 0 | 0 | 0
PSS | ORFORD T1 / PADGATE T1 | 0 | 0 | 0 | 0 | 0 | 0 | 0 | 0 | 0 | 0 | 0 | 0 | 0 | 0 | 0 | 0 | 0 | 0 | 0 | 0 | 0 | 0 | 0 | 0 | 0 | 0 | 0 | 0 | 0 | 0 | 0 | 0 | 0 | 0 | 0 | 0 | 0 | 0 | 0 | 0 | 0 | 0 | 0 | 0 | 0 | 0 | 0 | 0 | 0 | 0 | 0 | 0 | 0 | 0 | 0 | 0 | 0 | 0 | 0 | 0 | 0 | 0 | 0 | 0 | 0 | 0 | 0 | 0 | 0 | 0 | 0 | 0 | 0 | 0 | 0 | 0 | 0 | 0 | 0 | 0 | 0 | 0 | 0 | 0 | 0 | 0 | 0 | 0 | 0 | 0 | 0 | 0 | 0 | 0 | 0 | 0 | 0 | 0 | 0 | 0 | 0 | 0 | 0 | 0 | 0 | 0 | 0 | 0 | 0 | 0 | 0 | 0 | 0 | 0 | 0 | 0 | 0 | 0 | 0 | 0 | 0 | 0 | 0 | 0 | 0 | 0 | 0 | 0 | 0 | 0 | 0 | 0 | 0 | 0 | 0 | 0 | 0 | 0 | 0 | 0 | 0 | 0 | 0 | 0 | 0 | 0 | 0 | 0 | 0 | 0
PSS | OTIS ELEVATOR T1 / ST IVEL FOODS T1 | 0 | 0 | 0 | 0 | 0 | 0 | 0 | 0 | 0 | 0 | 0 | 0 | 0 | 0 | 0 | 0 | 0 | 0 | 0 | 0 | 0 | 0 | 0 | 0 | 0 | 0 | 0 | 0 | 0 | 0 | 0 | 0 | 0 | 0 | 0 | 0 | 0 | 0 | 0 | 0 | 0 | 0 | 0 | 0 | 0 | 0 | 0 | 0 | 0 | 0 | 0 | 0 | 0 | 0 | 0 | 0 | 0 | 0 | 0 | 0 | 0 | 0 | 0 | 0 | 0 | 0 | 0 | 0 | 0 | 0 | 0 | 0 | 0 | 0 | 0 | 0 | 0 | 0 | 0 | 0 | 0 | 0 | 0 | 0 | 0 | 0 | 0 | 0 | 0 | 0 | 0 | 0 | 0 | 0 | 0 | 0 | 0 | 0 | 0 | 0 | 0 | 0 | 0 | 0 | 0 | 0 | 0 | 0 | 0 | 0 | 0 | 0 | 0 | 0 | 0 | 0 | 0 | 0 | 0 | 0 | 0 | 0 | 0 | 0 | 0 | 0 | 0 | 0 | 0 | 0 | 0 | 0 | 0 | 0 | 0 | 0 | 0 | 0 | 0 | 0 | 0 | 0 | 0 | 0 | 0 | 0 | 0 | 0 | 0 | 0
PSS | OVERTON T1 | 0.1 | 0.1 | 0.1 | 0.1 | 0.1 | 0.1 | 0.1 | 0.1 | 0.1 | 0.1 | 0.1 | 0.1 | 0.1 | 0.1 | 0.1 | 0.1 | 0.1 | 0.1 | 0.1 | 0.1 | 0.1 | 0.1 | 0.1 | 0.1 | 0.1 | 0.1 | 0.1 | 0.1 | 0.1 | 0.1 | 0.1 | 0.1 | 0.1 | 0.1 | 0.1 | 0.1 | 0.1 | 0.1 | 0.1 | 0.1 | 0.1 | 0.1 | 0.1 | 0.1 | 0.1 | 0.1 | 0.1 | 0.1 | 0.1 | 0.1 | 0.1 | 0.1 | 0.1 | 0.1 | 0.1 | 0.1 | 0.1 | 0.1 | 0.1 | 0.1 | 0.1 | 0.1 | 0.1 | 0.1 | 0.1 | 0.1 | 0.1 | 0.1 | 0.1 | 0.1 | 0.1 | 0.1 | 0.1 | 0.1 | 0.1 | 0.1 | 0.1 | 0.1 | 0.1 | 0.1 | 0.1 | 0.1 | 0.1 | 0.1 | 0.1 | 0.1 | 0.1 | 0.1 | 0.1 | 0.1 | 0.1 | 0.1 | 0.1 | 0.1 | 0.1 | 0.1 | 0.1 | 0.1 | 0.1 | 0.1 | 0.1 | 0.1 | 0.1 | 0.1 | 0.1 | 0.1 | 0.1 | 0.1 | 0.1 | 0.1 | 0.1 | 0.1 | 0.1 | 0.1 | 0.1 | 0.1 | 0.1 | 0.1 | 0.1 | 0.1 | 0.1 | 0.1 | 0.1 | 0.1 | 0.1 | 0.1 | 0.1 | 0.1 | 0.1 | 0.1 | 0.1 | 0.1 | 0.1 | 0.1 | 0.1 | 0.1 | 0.1 | 0.1 | 0.1 | 0.1 | 0.1 | 0.1 | 0.1 | 0.1 | 0.1 | 0.1 | 0.1 | 0.1 | 0.1 | 0.1
PSS | PANDY T1 / PANDY T2 | 0 | 0 | 0 | 0 | 0 | 0 | 0 | 0 | 0 | 0 | 0 | 0 | 0 | 0 | 0 | 0 | 0 | 0 | 0 | 0 | 0 | 0 | 0 | 0 | 0 | 0 | 0 | 0 | 0 | 0 | 0 | 0 | 0 | 0 | 0 | 0 | 0 | 0 | 0 | 0 | 0 | 0 | 0 | 0 | 0 | 0 | 0 | 0 | 0 | 0 | 0 | 0 | 0 | 0 | 0 | 0 | 0 | 0 | 0 | 0 | 0 | 0 | 0 | 0 | 0 | 0 | 0 | 0 | 0 | 0 | 0 | 0 | 0 | 0 | 0 | 0 | 0 | 0 | 0 | 0 | 0 | 0 | 0 | 0 | 0 | 0 | 0 | 0 | 0 | 0 | 0 | 0 | 0 | 0 | 0 | 0 | 0 | 0 | 0 | 0 | 0 | 0 | 0 | 0 | 0 | 0 | 0 | 0 | 0 | 0 | 0 | 0 | 0 | 0 | 0 | 0 | 0 | 0 | 0 | 0 | 0 | 0 | 0 | 0 | 0 | 0 | 0 | 0 | 0 | 0 | 0 | 0 | 0 | 0 | 0 | 0 | 0 | 0 | 0 | 0 | 0 | 0 | 0 | 0 | 0 | 0 | 0 | 0 | 0 | 0
PSS | PARC CYBI T1 / PARC CYBI T2 | 0 | 0 | 0 | 0 | 0 | 0 | 0 | 0 | 0 | 0 | 0 | 0 | 0 | 0 | 0 | 0 | 0 | 0 | 0 | 0 | 0 | 0 | 0 | 0 | 0 | 0 | 0 | 0 | 0 | 0 | 0 | 0 | 0 | 0 | 0 | 0 | 0 | 0 | 0 | 0 | 0 | 0 | 0 | 0 | 0 | 0 | 0 | 0 | 0 | 0 | 0 | 0 | 0 | 0 | 0 | 0 | 0 | 0 | 0 | 0 | 0 | 0 | 0 | 0 | 0 | 0 | 0 | 0 | 0 | 0 | 0 | 0 | 0 | 0 | 0 | 0 | 0 | 0 | 0 | 0 | 0 | 0 | 0 | 0 | 0 | 0 | 0 | 0 | 0 | 0 | 0 | 0 | 0 | 0 | 0 | 0 | 0 | 0 | 0 | 0 | 0 | 0 | 0 | 0 | 0 | 0 | 0 | 0 | 0 | 0 | 0 | 0 | 0 | 0 | 0 | 0 | 0 | 0 | 0 | 0 | 0 | 0 | 0 | 0 | 0 | 0 | 0 | 0 | 0 | 0 | 0 | 0 | 0 | 0 | 0 | 0 | 0 | 0 | 0 | 0 | 0 | 0 | 0 | 0 | 0 | 0 | 0 | 0 | 0 | 0
PSS | PARC MENAI T1 | 0 | 0 | 0 | 0 | 0 | 0 | 0 | 0 | 0 | 0 | 0 | 0 | 0 | 0 | 0 | 0 | 0 | 0 | 0 | 0 | 0 | 0 | 0 | 0 | 0 | 0 | 0 | 0 | 0 | 0 | 0 | 0 | 0 | 0 | 0 | 0 | 0 | 0 | 0 | 0 | 0 | 0 | 0 | 0 | 0 | 0 | 0 | 0 | 0 | 0 | 0 | 0 | 0 | 0 | 0 | 0 | 0 | 0 | 0 | 0 | 0 | 0 | 0 | 0 | 0 | 0 | 0 | 0 | 0 | 0 | 0 | 0 | 0 | 0 | 0 | 0 | 0 | 0 | 0 | 0 | 0 | 0 | 0 | 0 | 0 | 0 | 0 | 0 | 0 | 0 | 0 | 0 | 0 | 0 | 0 | 0 | 0 | 0 | 0 | 0 | 0 | 0 | 0 | 0 | 0 | 0 | 0 | 0 | 0 | 0 | 0 | 0 | 0 | 0 | 0 | 0 | 0 | 0 | 0 | 0 | 0 | 0 | 0 | 0 | 0 | 0 | 0 | 0 | 0 | 0 | 0 | 0 | 0 | 0 | 0 | 0 | 0 | 0 | 0 | 0 | 0 | 0 | 0 | 0 | 0 | 0 | 0 | 0 | 0 | 0
PSS | PEBLIC MILLS T1 | 0 | 0 | 0 | 0 | 0 | 0 | 0 | 0 | 0 | 0 | 0 | 0 | 0 | 0 | 0 | 0 | 0 | 0 | 0 | 0 | 0 | 0 | 0 | 0 | 0 | 0 | 0 | 0 | 0 | 0 | 0 | 0 | 0 | 0 | 0 | 0 | 0 | 0 | 0 | 0 | 0 | 0 | 0 | 0 | 0 | 0 | 0 | 0 | 0 | 0 | 0 | 0 | 0 | 0 | 0 | 0 | 0 | 0 | 0 | 0 | 0 | 0 | 0 | 0 | 0 | 0 | 0 | 0 | 0 | 0 | 0 | 0 | 0 | 0 | 0 | 0 | 0 | 0 | 0 | 0 | 0 | 0 | 0 | 0 | 0 | 0 | 0 | 0 | 0 | 0 | 0 | 0 | 0 | 0 | 0 | 0 | 0 | 0 | 0 | 0 | 0 | 0 | 0 | 0 | 0 | 0 | 0 | 0 | 0 | 0 | 0 | 0 | 0 | 0 | 0 | 0 | 0 | 0 | 0 | 0 | 0 | 0 | 0 | 0 | 0 | 0 | 0 | 0 | 0 | 0 | 0 | 0 | 0 | 0 | 0 | 0 | 0 | 0 | 0 | 0 | 0 | 0 | 0 | 0 | 0 | 0 | 0 | 0 | 0 | 0
PSS | PEN-Y-GROES T1 | 0.1 | 0.1 | 0.1 | 0.1 | 0.1 | 0.1 | 0.1 | 0.1 | 0.1 | 0.1 | 0.1 | 0.1 | 0.1 | 0.1 | 0.1 | 0.1 | 0.1 | 0.1 | 0.1 | 0.1 | 0.1 | 0.1 | 0.1 | 0.1 | 0.1 | 0.1 | 0.1 | 0.1 | 0.1 | 0.1 | 0.1 | 0.1 | 0.1 | 0.1 | 0.1 | 0.1 | 0.1 | 0.1 | 0.1 | 0.1 | 0.1 | 0.1 | 0.1 | 0.1 | 0.1 | 0.1 | 0.1 | 0.1 | 0.1 | 0.1 | 0.1 | 0.1 | 0.1 | 0.1 | 0.1 | 0.1 | 0.1 | 0.1 | 0.1 | 0.1 | 0.1 | 0.1 | 0.1 | 0.1 | 0.1 | 0.1 | 0.1 | 0.1 | 0.1 | 0.1 | 0.1 | 0.1 | 0.1 | 0.1 | 0.1 | 0.1 | 0.1 | 0.1 | 0.1 | 0.1 | 0.1 | 0.1 | 0.1 | 0.1 | 0.1 | 0.1 | 0.1 | 0.1 | 0.1 | 0.1 | 0.1 | 0.1 | 0.1 | 0.1 | 0.1 | 0.1 | 0.1 | 0.1 | 0.1 | 0.1 | 0.1 | 0.1 | 0.1 | 0.1 | 0.1 | 0.1 | 0.1 | 0.1 | 0.1 | 0.1 | 0.1 | 0.1 | 0.1 | 0.1 | 0.1 | 0.1 | 0.1 | 0.1 | 0.1 | 0.1 | 0.1 | 0.1 | 0.1 | 0.1 | 0.1 | 0.1 | 0.1 | 0.1 | 0.1 | 0.1 | 0.1 | 0.1 | 0.1 | 0.1 | 0.1 | 0.1 | 0.1 | 0.1 | 0.1 | 0.1 | 0.1 | 0.1 | 0.1 | 0.1 | 0.1 | 0.1 | 0.1 | 0.1 | 0.1 | 0.1
PSS | PENMAENMAWR T1 | 0 | 0 | 0 | 0 | 0 | 0 | 0 | 0 | 0 | 0 | 0 | 0 | 0 | 0 | 0 | 0 | 0 | 0 | 0 | 0 | 0 | 0 | 0 | 0 | 0 | 0 | 0 | 0 | 0 | 0 | 0 | 0 | 0 | 0 | 0 | 0 | 0 | 0 | 0 | 0 | 0 | 0 | 0 | 0 | 0 | 0 | 0 | 0 | 0 | 0 | 0 | 0 | 0 | 0 | 0 | 0 | 0 | 0 | 0 | 0 | 0 | 0 | 0 | 0 | 0 | 0 | 0 | 0 | 0 | 0 | 0 | 0 | 0 | 0 | 0 | 0 | 0 | 0 | 0 | 0 | 0 | 0 | 0 | 0 | 0 | 0 | 0 | 0 | 0 | 0 | 0 | 0 | 0 | 0 | 0 | 0 | 0 | 0 | 0 | 0 | 0 | 0 | 0 | 0 | 0 | 0 | 0 | 0 | 0 | 0 | 0 | 0 | 0 | 0 | 0 | 0 | 0 | 0 | 0 | 0 | 0 | 0 | 0 | 0 | 0 | 0 | 0 | 0 | 0 | 0 | 0 | 0 | 0 | 0 | 0 | 0 | 0 | 0 | 0 | 0 | 0 | 0 | 0 | 0 | 0 | 0 | 0 | 0 | 0 | 0
PSS | PENTRAETH T1 | 0.2 | 0.2 | 0.2 | 0.2 | 0.2 | 0.2 | 0.2 | 0.2 | 0.2 | 0.2 | 0.2 | 0.2 | 0.2 | 0.2 | 0.2 | 0.2 | 0.2 | 0.2 | 0.2 | 0.2 | 0.2 | 0.2 | 0.2 | 0.2 | 0.2 | 0.2 | 0.2 | 0.2 | 0.2 | 0.2 | 0.2 | 0.2 | 0.2 | 0.2 | 0.2 | 0.2 | 0.2 | 0.2 | 0.2 | 0.2 | 0.2 | 0.2 | 0.2 | 0.2 | 0.2 | 0.2 | 0.2 | 0.2 | 0.2 | 0.2 | 0.2 | 0.2 | 0.2 | 0.2 | 0.2 | 0.2 | 0.2 | 0.2 | 0.1 | 0.1 | 0.2 | 0.2 | 0.2 | 0.2 | 0.2 | 0.2 | 0.2 | 0.2 | 0.2 | 0.2 | 0.2 | 0.2 | 0.2 | 0.2 | 0.2 | 0.2 | 0.2 | 0.2 | 0.2 | 0.2 | 0.2 | 0.2 | 0.2 | 0.2 | 0.2 | 0.2 | 0.2 | 0.2 | 0.2 | 0.2 | 0.2 | 0.2 | 0.2 | 0.2 | 0.2 | 0.2 | 0.2 | 0.2 | 0.2 | 0.2 | 0.2 | 0.2 | 0.2 | 0.2 | 0.2 | 0.2 | 0.2 | 0.2 | 0.2 | 0.2 | 0.2 | 0.2 | 0.2 | 0.2 | 0.2 | 0.2 | 0.2 | 0.2 | 0.2 | 0.2 | 0.2 | 0.2 | 0.2 | 0.2 | 0.2 | 0.2 | 0.2 | 0.2 | 0.2 | 0.2 | 0.2 | 0.2 | 0.2 | 0.2 | 0.2 | 0.2 | 0.2 | 0.2 | 0.2 | 0.2 | 0.2 | 0.2 | 0.2 | 0.2 | 0.2 | 0.2 | 0.2 | 0.2 | 0.2 | 0.2
PSS | PILKINGTONS HO T1 / SOMERFIELD DISTRIBUTION T1 / RAVENHEAD RETAIL PARK T1 | 0 | 0 | 0 | 0 | 0 | 0 | 0 | 0 | 0 | 0 | 0 | 0 | 0 | 0 | 0 | 0 | 0 | 0 | 0 | 0 | 0 | 0 | 0 | 0 | 0 | 0 | 0 | 0 | 0 | 0 | 0 | 0 | 0 | 0 | 0 | 0 | 0 | 0 | 0 | 0 | 0 | 0 | 0 | 0 | 0 | 0 | 0 | 0 | 0 | 0 | 0 | 0 | 0 | 0 | 0 | 0 | 0 | 0 | 0 | 0 | 0 | 0 | 0 | 0 | 0 | 0 | 0 | 0 | 0 | 0 | 0 | 0 | 0 | 0 | 0 | 0 | 0 | 0 | 0 | 0 | 0 | 0 | 0 | 0 | 0 | 0 | 0 | 0 | 0 | 0 | 0 | 0 | 0 | 0 | 0 | 0 | 0 | 0 | 0 | 0 | 0 | 0 | 0 | 0 | 0 | 0 | 0 | 0 | 0 | 0 | 0 | 0 | 0 | 0 | 0 | 0 | 0 | 0 | 0 | 0 | 0 | 0 | 0 | 0 | 0 | 0 | 0 | 0 | 0 | 0 | 0 | 0 | 0 | 0 | 0 | 0 | 0 | 0 | 0 | 0 | 0 | 0 | 0 | 0 | 0 | 0 | 0 | 0 | 0 | 0
PSS | PILKINGTONS T1 / PILKINGTONS T2 | 0 | 0 | 0 | 0 | 0 | 0 | 0 | 0 | 0 | 0 | 0 | 0 | 0 | 0 | 0 | 0 | 0 | 0 | 0 | 0 | 0 | 0 | 0 | 0 | 0 | 0 | 0 | 0 | 0 | 0 | 0 | 0 | 0 | 0 | 0 | 0 | 0 | 0 | 0 | 0 | 0 | 0 | 0 | 0 | 0 | 0 | 0 | 0 | 0 | 0 | 0 | 0 | 0 | 0 | 0 | 0 | 0 | 0 | 0 | 0 | 0 | 0 | 0 | 0 | 0 | 0 | 0 | 0 | 0 | 0 | 0 | 0 | 0 | 0 | 0 | 0 | 0 | 0 | 0 | 0 | 0 | 0 | 0 | 0 | 0 | 0 | 0 | 0 | 0 | 0 | 0 | 0 | 0 | 0 | 0 | 0 | 0 | 0 | 0 | 0 | 0 | 0 | 0 | 0 | 0 | 0 | 0 | 0 | 0 | 0 | 0 | 0 | 0 | 0 | 0 | 0 | 0 | 0 | 0 | 0 | 0 | 0 | 0 | 0 | 0 | 0 | 0 | 0 | 0 | 0 | 0 | 0 | 0 | 0 | 0 | 0 | 0 | 0 | 0 | 0 | 0 | 0 | 0 | 0 | 0 | 0 | 0 | 0 | 0 | 0
PSS | POINT OF AYR COLLIERY T1 | 0 | 0 | 0 | 0 | 0 | 0 | 0 | 0 | 0 | 0 | 0 | 0 | 0 | 0 | 0 | 0 | 0 | 0 | 0 | 0 | 0 | 0 | 0 | 0 | 0 | 0 | 0 | 0 | 0 | 0 | 0 | 0 | 0 | 0 | 0 | 0 | 0 | 0 | 0 | 0 | 0 | 0 | 0 | 0 | 0 | 0 | 0 | 0 | 0 | 0 | 0 | 0 | 0 | 0 | 0 | 0 | 0 | 0 | 0 | 0 | 0 | 0 | 0 | 0 | 0 | 0 | 0 | 0 | 0 | 0 | 0 | 0 | 0 | 0 | 0 | 0 | 0 | 0 | 0 | 0 | 0 | 0 | 0 | 0 | 0 | 0 | 0 | 0 | 0 | 0 | 0 | 0 | 0 | 0 | 0 | 0 | 0 | 0 | 0 | 0 | 0 | 0 | 0 | 0 | 0 | 0 | 0 | 0 | 0 | 0 | 0 | 0 | 0 | 0 | 0 | 0 | 0 | 0 | 0 | 0 | 0 | 0 | 0 | 0 | 0 | 0 | 0 | 0 | 0 | 0 | 0 | 0 | 0 | 0 | 0 | 0 | 0 | 0 | 0 | 0 | 0 | 0 | 0 | 0 | 0 | 0 | 0 | 0 | 0 | 0
PSS | PORTHMADOG T1 / PORTHMADOG T2 | 0 | 0 | 0 | 0 | 0 | 0 | 0 | 0 | 0 | 0 | 0 | 0 | 0 | 0 | 0 | 0 | 0 | 0 | 0 | 0 | 0 | 0 | 0 | 0 | 0 | 0 | 0 | 0 | 0 | 0 | 0 | 0 | 0 | 0 | 0 | 0 | 0 | 0 | 0 | 0 | 0 | 0 | 0 | 0 | 0 | 0 | 0 | 0 | 0 | 0 | 0 | 0 | 0 | 0 | 0 | 0 | 0 | 0 | 0 | 0 | 0 | 0 | 0 | 0 | 0 | 0 | 0 | 0 | 0 | 0 | 0 | 0 | 0 | 0 | 0 | 0 | 0 | 0 | 0 | 0 | 0 | 0 | 0 | 0 | 0 | 0 | 0 | 0 | 0 | 0 | 0 | 0 | 0 | 0 | 0 | 0 | 0 | 0 | 0 | 0 | 0 | 0 | 0 | 0 | 0 | 0 | 0 | 0 | 0 | 0 | 0 | 0 | 0 | 0 | 0 | 0 | 0 | 0 | 0 | 0 | 0 | 0 | 0 | 0 | 0 | 0 | 0 | 0 | 0 | 0 | 0 | 0 | 0 | 0 | 0 | 0 | 0 | 0 | 0 | 0 | 0 | 0 | 0 | 0 | 0 | 0 | 0 | 0 | 0 | 0
PSS | PREES T1 | 0 | 0 | 0 | 0 | 0 | 0 | 0 | 0 | 0 | 0 | 0 | 0 | 0 | 0 | 0 | 0 | 0 | 0 | 0 | 0 | 0 | 0 | 0 | 0 | 0 | 0 | 0 | 0 | 0 | 0 | 0 | 0 | 0 | 0 | 0 | 0 | 0 | 0 | 0 | 0 | 0 | 0 | 0 | 0 | 0 | 0 | 0 | 0 | 0 | 0 | 0 | 0 | 0 | 0 | 0 | 0 | 0 | 0 | 0 | 0 | 0 | 0 | 0 | 0 | 0 | 0 | 0 | 0 | 0 | 0 | 0 | 0 | 0 | 0 | 0 | 0 | 0 | 0 | 0 | 0 | 0 | 0 | 0 | 0 | 0 | 0 | 0 | 0 | 0 | 0 | 0 | 0 | 0 | 0 | 0 | 0 | 0 | 0 | 0 | 0 | 0 | 0 | 0 | 0 | 0 | 0 | 0 | 0 | 0 | 0 | 0 | 0 | 0 | 0 | 0 | 0 | 0 | 0 | 0 | 0 | 0 | 0 | 0 | 0 | 0 | 0 | 0 | 0 | 0 | 0 | 0 | 0 | 0 | 0 | 0 | 0 | 0 | 0 | 0 | 0 | 0 | 0 | 0 | 0 | 0 | 0 | 0 | 0 | 0 | 0
PSS | PRIMROSE HALL T1 | 0 | 0 | 0 | 0 | 0 | 0 | 0 | 0 | 0 | 0 | 0 | 0 | 0 | 0 | 0 | 0 | 0 | 0 | 0 | 0 | 0 | 0 | 0 | 0 | 0 | 0 | 0 | 0 | 0 | 0 | 0 | 0 | 0 | 0 | 0 | 0 | 0 | 0 | 0 | 0 | 0 | 0 | 0 | 0 | 0 | 0 | 0 | 0 | 0 | 0 | 0 | 0 | 0 | 0 | 0 | 0 | 0 | 0 | 0 | 0 | 0 | 0 | 0 | 0 | 0 | 0 | 0 | 0 | 0 | 0 | 0 | 0 | 0 | 0 | 0 | 0 | 0 | 0 | 0 | 0 | 0 | 0 | 0 | 0 | 0 | 0 | 0 | 0 | 0 | 0 | 0 | 0 | 0 | 0 | 0 | 0 | 0 | 0 | 0 | 0 | 0 | 0 | 0 | 0 | 0 | 0 | 0 | 0 | 0 | 0 | 0 | 0 | 0 | 0 | 0 | 0 | 0 | 0 | 0 | 0 | 0 | 0 | 0 | 0 | 0 | 0 | 0 | 0 | 0 | 0 | 0 | 0 | 0 | 0 | 0 | 0 | 0 | 0 | 0 | 0 | 0 | 0 | 0 | 0 | 0 | 0 | 0 | 0 | 0 | 0
PSS | PWLLHELI T1 | 0 | 0 | 0 | 0 | 0 | 0 | 0 | 0 | 0 | 0 | 0 | 0 | 0 | 0 | 0 | 0 | 0 | 0 | 0 | 0 | 0 | 0 | 0 | 0 | 0 | 0 | 0 | 0 | 0 | 0 | 0 | 0 | 0 | 0 | 0 | 0 | 0 | 0 | 0 | 0 | 0 | 0 | 0 | 0 | 0 | 0 | 0 | 0 | 0 | 0 | 0 | 0 | 0 | 0 | 0 | 0 | 0 | 0 | 0 | 0 | 0 | 0 | 0 | 0 | 0 | 0 | 0 | 0 | 0 | 0 | 0 | 0 | 0 | 0 | 0 | 0 | 0 | 0 | 0 | 0 | 0 | 0 | 0 | 0 | 0 | 0 | 0 | 0 | 0 | 0 | 0 | 0 | 0 | 0 | 0 | 0 | 0 | 0 | 0 | 0 | 0 | 0 | 0 | 0 | 0 | 0 | 0 | 0 | 0 | 0 | 0 | 0 | 0 | 0 | 0 | 0 | 0 | 0 | 0 | 0 | 0 | 0 | 0 | 0 | 0 | 0 | 0 | 0 | 0 | 0 | 0 | 0 | 0 | 0 | 0 | 0 | 0 | 0 | 0 | 0 | 0 | 0 | 0 | 0 | 0 | 0 | 0 | 0 | 0 | 0
PSS | RADWAY GREEN T1 | 0 | 0 | 0 | 0 | 0 | 0 | 0 | 0 | 0 | 0 | 0 | 0 | 0 | 0 | 0 | 0 | 0 | 0 | 0 | 0 | 0 | 0 | 0 | 0 | 0 | 0 | 0 | 0 | 0 | 0 | 0 | 0 | 0 | 0 | 0 | 0 | 0 | 0 | 0 | 0 | 0 | 0 | 0 | 0 | 0 | 0 | 0 | 0 | 0 | 0 | 0 | 0 | 0 | 0 | 0 | 0 | 0 | 0 | 0 | 0 | 0 | 0 | 0 | 0 | 0 | 0 | 0 | 0 | 0 | 0 | 0 | 0 | 0 | 0 | 0 | 0 | 0 | 0 | 0 | 0 | 0 | 0 | 0 | 0 | 0 | 0 | 0 | 0 | 0 | 0 | 0 | 0 | 0 | 0 | 0 | 0 | 0 | 0 | 0 | 0 | 0 | 0 | 0 | 0 | 0 | 0 | 0 | 0 | 0 | 0 | 0 | 0 | 0 | 0 | 0 | 0 | 0 | 0 | 0 | 0 | 0 | 0 | 0 | 0 | 0 | 0 | 0 | 0 | 0 | 0 | 0 | 0 | 0 | 0 | 0 | 0 | 0 | 0 | 0 | 0 | 0 | 0 | 0 | 0 | 0 | 0 | 0 | 0 | 0 | 0
PSS | RAVEN SQUARE T1 | 0 | 0 | 0 | 0 | 0 | 0 | 0 | 0 | 0 | 0 | 0 | 0 | 0 | 0 | 0 | 0 | 0 | 0 | 0 | 0 | 0 | 0 | 0 | 0 | 0 | 0 | 0 | 0 | 0 | 0 | 0 | 0 | 0 | 0 | 0 | 0 | 0 | 0 | 0 | 0 | 0 | 0 | 0 | 0 | 0 | 0 | 0 | 0 | 0 | 0 | 0 | 0 | 0 | 0 | 0 | 0 | 0 | 0 | 0 | 0 | 0 | 0 | 0 | 0 | 0 | 0 | 0 | 0 | 0 | 0 | 0 | 0 | 0 | 0 | 0 | 0 | 0 | 0 | 0 | 0 | 0 | 0 | 0 | 0 | 0 | 0 | 0 | 0 | 0 | 0 | 0 | 0 | 0 | 0 | 0 | 0 | 0 | 0 | 0 | 0 | 0 | 0 | 0 | 0 | 0 | 0 | 0 | 0 | 0 | 0 | 0 | 0 | 0 | 0 | 0 | 0 | 0 | 0 | 0 | 0 | 0 | 0 | 0 | 0 | 0 | 0 | 0 | 0 | 0 | 0 | 0 | 0 | 0 | 0 | 0 | 0 | 0 | 0 | 0 | 0 | 0 | 0 | 0 | 0 | 0 | 0 | 0 | 0 | 0 | 0
PSS | REFORM ST T1 | 0 | 0 | 0 | 0 | 0 | 0 | 0 | 0 | 0 | 0 | 0 | 0 | 0 | 0 | 0 | 0 | 0 | 0 | 0 | 0 | 0 | 0 | 0 | 0 | 0 | 0 | 0 | 0 | 0 | 0 | 0 | 0 | 0 | 0 | 0 | 0 | 0 | 0 | 0 | 0 | 0 | 0 | 0 | 0 | 0 | 0 | 0 | 0 | 0 | 0 | 0 | 0 | 0 | 0 | 0 | 0 | 0 | 0 | 0 | 0 | 0 | 0 | 0 | 0 | 0 | 0 | 0 | 0 | 0 | 0 | 0 | 0 | 0 | 0 | 0 | 0 | 0 | 0 | 0 | 0 | 0 | 0 | 0 | 0 | 0 | 0 | 0 | 0 | 0 | 0 | 0 | 0 | 0 | 0 | 0 | 0 | 0 | 0 | 0 | 0 | 0 | 0 | 0 | 0 | 0 | 0 | 0 | 0 | 0 | 0 | 0 | 0 | 0 | 0 | 0 | 0 | 0 | 0 | 0 | 0 | 0 | 0 | 0 | 0 | 0 | 0 | 0 | 0 | 0 | 0 | 0 | 0 | 0 | 0 | 0 | 0 | 0 | 0 | 0 | 0 | 0 | 0 | 0 | 0 | 0 | 0 | 0 | 0 | 0 | 0
PSS | RHM FOODS LTD T1 | 0 | 0 | 0 | 0 | 0 | 0 | 0 | 0 | 0 | 0 | 0 | 0 | 0 | 0 | 0 | 0 | 0 | 0 | 0 | 0 | 0 | 0 | 0 | 0 | 0 | 0 | 0 | 0 | 0 | 0 | 0 | 0 | 0 | 0 | 0 | 0 | 0 | 0 | 0 | 0 | 0 | 0 | 0 | 0 | 0 | 0 | 0 | 0 | 0 | 0 | 0 | 0 | 0 | 0 | 0 | 0 | 0 | 0 | 0 | 0 | 0 | 0 | 0 | 0 | 0 | 0 | 0 | 0 | 0 | 0 | 0 | 0 | 0 | 0 | 0 | 0 | 0 | 0 | 0 | 0 | 0 | 0 | 0 | 0 | 0 | 0 | 0 | 0 | 0 | 0 | 0 | 0 | 0 | 0 | 0 | 0 | 0 | 0 | 0 | 0 | 0 | 0 | 0 | 0 | 0 | 0 | 0 | 0 | 0 | 0 | 0 | 0 | 0 | 0 | 0 | 0 | 0 | 0 | 0 | 0 | 0 | 0 | 0 | 0 | 0 | 0 | 0 | 0 | 0 | 0 | 0 | 0 | 0 | 0 | 0 | 0 | 0 | 0 | 0 | 0 | 0 | 0 | 0 | 0 | 0 | 0 | 0 | 0 | 0 | 0
PSS | RHOSLAN T1 | 0.3 | 0.3 | 0.3 | 0.3 | 0.3 | 0.3 | 0.3 | 0.3 | 0.3 | 0.3 | 0.3 | 0.3 | 0.3 | 0.3 | 0.3 | 0.3 | 0.3 | 0.3 | 0.3 | 0.3 | 0.3 | 0.3 | 0.3 | 0.3 | 0.3 | 0.3 | 0.3 | 0.3 | 0.3 | 0.3 | 0.3 | 0.3 | 0.3 | 0.3 | 0.3 | 0.3 | 0.3 | 0.3 | 0.3 | 0.3 | 0.3 | 0.3 | 0.3 | 0.3 | 0.3 | 0.3 | 0.3 | 0.3 | 0.3 | 0.3 | 0.3 | 0.3 | 0.3 | 0.3 | 0.3 | 0.3 | 0.3 | 0.3 | 0.2 | 0.2 | 0.3 | 0.3 | 0.3 | 0.3 | 0.3 | 0.3 | 0.3 | 0.3 | 0.3 | 0.3 | 0.3 | 0.3 | 0.3 | 0.3 | 0.3 | 0.3 | 0.3 | 0.3 | 0.3 | 0.3 | 0.3 | 0.3 | 0.3 | 0.3 | 0.3 | 0.3 | 0.3 | 0.3 | 0.3 | 0.3 | 0.3 | 0.3 | 0.3 | 0.3 | 0.3 | 0.3 | 0.3 | 0.3 | 0.3 | 0.3 | 0.3 | 0.3 | 0.3 | 0.3 | 0.3 | 0.3 | 0.3 | 0.3 | 0.3 | 0.3 | 0.3 | 0.3 | 0.3 | 0.3 | 0.3 | 0.3 | 0.3 | 0.3 | 0.3 | 0.3 | 0.3 | 0.3 | 0.3 | 0.3 | 0.3 | 0.3 | 0.3 | 0.3 | 0.3 | 0.3 | 0.3 | 0.3 | 0.3 | 0.3 | 0.3 | 0.3 | 0.3 | 0.3 | 0.3 | 0.3 | 0.3 | 0.3 | 0.3 | 0.3 | 0.3 | 0.3 | 0.3 | 0.3 | 0.3 | 0.3
PSS | RHUDDLAN T1 | 0 | 0 | 0 | 0 | 0 | 0 | 0 | 0 | 0 | 0 | 0 | 0 | 0 | 0 | 0 | 0 | 0 | 0 | 0 | 0 | 0 | 0 | 0 | 0 | 0 | 0 | 0 | 0 | 0 | 0 | 0 | 0 | 0 | 0 | 0 | 0 | 0 | 0 | 0 | 0 | 0 | 0 | 0 | 0 | 0 | 0 | 0 | 0 | 0 | 0 | 0 | 0 | 0 | 0 | 0 | 0 | 0 | 0 | 0 | 0 | 0 | 0 | 0 | 0 | 0 | 0 | 0 | 0 | 0 | 0 | 0 | 0 | 0 | 0 | 0 | 0 | 0 | 0 | 0 | 0 | 0 | 0 | 0 | 0 | 0 | 0 | 0 | 0 | 0 | 0 | 0 | 0 | 0 | 0 | 0 | 0 | 0 | 0 | 0 | 0 | 0 | 0 | 0 | 0 | 0 | 0 | 0 | 0 | 0 | 0 | 0 | 0 | 0 | 0 | 0 | 0 | 0 | 0 | 0 | 0 | 0 | 0 | 0 | 0 | 0 | 0 | 0 | 0 | 0 | 0 | 0 | 0 | 0 | 0 | 0 | 0 | 0 | 0 | 0 | 0 | 0 | 0 | 0 | 0 | 0 | 0 | 0 | 0 | 0 | 0
PSS | RHYD-Y-FOEL T1 | 2.6 | 2.6 | 2.6 | 2.6 | 2.6 | 2.6 | 2.6 | 2.6 | 2.6 | 2.6 | 2.6 | 2.6 | 2.6 | 2.6 | 2.7 | 2.7 | 2.7 | 2.7 | 2.8 | 2.8 | 2.8 | 2.8 | 2.9 | 2.9 | 2.9 | 2.9 | 3 | 3 | 3 | 3.1 | 2.6 | 2.6 | 2.6 | 2.6 | 2.6 | 2.6 | 2.6 | 2.6 | 2.8 | 3.1 | 3.5 | 3.8 | 4.2 | 4.5 | 4.9 | 5.4 | 5.8 | 6.3 | 6.7 | 7 | 7.4 | 7.7 | 8 | 8.3 | 8.5 | 8.7 | 8.7 | 8.7 | 9.3 | 9.2 | 2.6 | 2.6 | 2.6 | 2.6 | 2.6 | 2.6 | 2.6 | 2.6 | 2.6 | 2.6 | 2.6 | 2.6 | 2.6 | 2.6 | 2.6 | 2.6 | 2.6 | 2.6 | 2.6 | 2.6 | 2.6 | 2.6 | 2.6 | 2.6 | 2.6 | 2.6 | 2.6 | 2.6 | 2.6 | 2.6 | 2.6 | 2.6 | 2.6 | 2.6 | 2.6 | 2.6 | 2.6 | 2.6 | 2.8 | 3.1 | 3.4 | 3.7 | 4 | 4.2 | 4.5 | 4.7 | 5 | 5.3 | 5.6 | 5.9 | 6.2 | 6.5 | 6.7 | 7 | 7.2 | 7.3 | 7.3 | 7.3 | 7.3 | 7.3 | 2.6 | 2.6 | 2.6 | 2.6 | 2.6 | 2.6 | 2.6 | 2.6 | 2.6 | 2.7 | 2.8 | 3 | 3.1 | 3.3 | 3.5 | 3.7 | 3.9 | 4.1 | 4.3 | 4.5 | 4.6 | 4.8 | 4.9 | 5 | 5.1 | 5.2 | 5.2 | 5.2 | 5.2 | 5.2
PSS | RHYDLYDAN T2 | 0.5 | 0.5 | 0.5 | 0.5 | 0.5 | 0.5 | 0.5 | 0.5 | 0.5 | 0.5 | 0.5 | 0.5 | 0.5 | 0.5 | 0.5 | 0.5 | 0.5 | 0.6 | 0.6 | 0.6 | 0.6 | 0.6 | 0.6 | 0.6 | 0.6 | 0.6 | 0.6 | 0.6 | 0.6 | 0.6 | 0.5 | 0.5 | 0.5 | 0.5 | 0.5 | 0.5 | 0.5 | 0.5 | 0.5 | 0.5 | 0.5 | 0.5 | 0.5 | 0.5 | 0.5 | 0.5 | 0.5 | 0.5 | 0.5 | 0.5 | 0.5 | 0.5 | 0.5 | 0.5 | 0.5 | 0.5 | 0.5 | 0.5 | 0.4 | 0.3 | 0.5 | 0.5 | 0.5 | 0.5 | 0.5 | 0.5 | 0.5 | 0.5 | 0.5 | 0.5 | 0.5 | 0.5 | 0.5 | 0.5 | 0.5 | 0.5 | 0.5 | 0.5 | 0.5 | 0.5 | 0.5 | 0.5 | 0.5 | 0.5 | 0.5 | 0.5 | 0.5 | 0.5 | 0.5 | 0.5 | 0.5 | 0.5 | 0.5 | 0.5 | 0.5 | 0.5 | 0.5 | 0.5 | 0.5 | 0.5 | 0.5 | 0.5 | 0.5 | 0.5 | 0.5 | 0.5 | 0.5 | 0.5 | 0.5 | 0.5 | 0.5 | 0.5 | 0.5 | 0.5 | 0.5 | 0.5 | 0.5 | 0.5 | 0.5 | 0.5 | 0.5 | 0.5 | 0.5 | 0.5 | 0.5 | 0.5 | 0.5 | 0.5 | 0.5 | 0.5 | 0.5 | 0.5 | 0.5 | 0.5 | 0.5 | 0.5 | 0.5 | 0.5 | 0.5 | 0.5 | 0.5 | 0.5 | 0.5 | 0.5 | 0.5 | 0.5 | 0.5 | 0.5 | 0.5 | 0.5
PSS | RINGWAY T1 | 0 | 0 | 0 | 0 | 0 | 0 | 0 | 0 | 0 | 0 | 0 | 0 | 0 | 0 | 0 | 0 | 0 | 0 | 0 | 0 | 0 | 0 | 0 | 0 | 0 | 0 | 0 | 0 | 0 | 0 | 0 | 0 | 0 | 0 | 0 | 0 | 0 | 0 | 0 | 0 | 0 | 0 | 0 | 0 | 0 | 0 | 0 | 0 | 0 | 0 | 0 | 0 | 0 | 0 | 0 | 0 | 0 | 0 | 0 | 0 | 0 | 0 | 0 | 0 | 0 | 0 | 0 | 0 | 0 | 0 | 0 | 0 | 0 | 0 | 0 | 0 | 0 | 0 | 0 | 0 | 0 | 0 | 0 | 0 | 0 | 0 | 0 | 0 | 0 | 0 | 0 | 0 | 0 | 0 | 0 | 0 | 0 | 0 | 0 | 0 | 0 | 0 | 0 | 0 | 0 | 0 | 0 | 0 | 0 | 0 | 0 | 0 | 0 | 0 | 0 | 0 | 0 | 0 | 0 | 0 | 0 | 0 | 0 | 0 | 0 | 0 | 0 | 0 | 0 | 0 | 0 | 0 | 0 | 0 | 0 | 0 | 0 | 0 | 0 | 0 | 0 | 0 | 0 | 0 | 0 | 0 | 0 | 0 | 0 | 0
PSS | RIVALS T1 | 0 | 0 | 0 | 0 | 0 | 0 | 0 | 0 | 0 | 0 | 0 | 0 | 0 | 0 | 0 | 0 | 0 | 0 | 0 | 0 | 0 | 0 | 0 | 0 | 0 | 0 | 0 | 0 | 0 | 0 | 0 | 0 | 0 | 0 | 0 | 0 | 0 | 0 | 0 | 0 | 0 | 0.4 | 0.7 | 1.1 | 1.5 | 2 | 2.4 | 2.9 | 3.3 | 3.3 | 3.6 | 4 | 4.3 | 4.6 | 5 | 5.2 | 5.3 | 5.3 | 6.1 | 6.2 | 0 | 0 | 0 | 0 | 0 | 0 | 0 | 0 | 0 | 0 | 0 | 0 | 0 | 0 | 0 | 0 | 0 | 0 | 0 | 0 | 0 | 0 | 0 | 0 | 0 | 0 | 0 | 0 | 0 | 0 | 0 | 0 | 0 | 0 | 0 | 0 | 0 | 0 | 0 | 0 | 0 | 0 | 0.2 | 0.5 | 0.9 | 1.2 | 1.5 | 1.9 | 2.3 | 2.6 | 2.9 | 3.2 | 3.5 | 3.8 | 4 | 4.2 | 4.3 | 4.4 | 4.5 | 4.5 | 0 | 0 | 0 | 0 | 0 | 0 | 0 | 0 | 0 | 0 | 0 | 0.1 | 0.2 | 0.4 | 0.6 | 0.8 | 1 | 1.3 | 1.5 | 1.5 | 1.6 | 1.8 | 2 | 2.1 | 2.3 | 2.4 | 2.4 | 2.5 | 2.5 | 2.5
PSS | ROLLS ROYCE T1 / ROLLS ROYCE T2 / ROLLS ROYCE T3 | 0 | 0 | 0 | 0 | 0 | 0 | 0 | 0 | 0 | 0 | 0 | 0 | 0 | 0 | 0 | 0 | 0 | 0 | 0 | 0 | 0 | 0 | 0 | 0 | 0 | 0 | 0 | 0 | 0 | 0 | 0 | 0 | 0 | 0 | 0 | 0 | 0 | 0 | 0 | 0 | 0 | 0 | 0 | 0 | 0 | 0 | 0 | 0 | 0 | 0 | 0 | 0 | 0 | 0 | 0 | 0 | 0 | 0 | 0 | 0 | 0 | 0 | 0 | 0 | 0 | 0 | 0 | 0 | 0 | 0 | 0 | 0 | 0 | 0 | 0 | 0 | 0 | 0 | 0 | 0 | 0 | 0 | 0 | 0 | 0 | 0 | 0 | 0 | 0 | 0 | 0 | 0 | 0 | 0 | 0 | 0 | 0 | 0 | 0 | 0 | 0 | 0 | 0 | 0 | 0 | 0 | 0 | 0 | 0 | 0 | 0 | 0 | 0 | 0 | 0 | 0 | 0 | 0 | 0 | 0 | 0 | 0 | 0 | 0 | 0 | 0 | 0 | 0 | 0 | 0 | 0 | 0 | 0 | 0 | 0 | 0 | 0 | 0 | 0 | 0 | 0 | 0 | 0 | 0 | 0 | 0 | 0 | 0 | 0 | 0
PSS | ROSSETT T1 | 0 | 0 | 0 | 0 | 0 | 0 | 0 | 0 | 0 | 0 | 0 | 0 | 0 | 0 | 0 | 0 | 0 | 0 | 0 | 0 | 0 | 0 | 0 | 0 | 0 | 0 | 0 | 0 | 0 | 0 | 0 | 0 | 0 | 0 | 0 | 0 | 0 | 0 | 0 | 0 | 0 | 0 | 0 | 0 | 0 | 0 | 0 | 0 | 0 | 0 | 0 | 0 | 0 | 0 | 0 | 0 | 0 | 0 | 0 | 0 | 0 | 0 | 0 | 0 | 0 | 0 | 0 | 0 | 0 | 0 | 0 | 0 | 0 | 0 | 0 | 0 | 0 | 0 | 0 | 0 | 0 | 0 | 0 | 0 | 0 | 0 | 0 | 0 | 0 | 0 | 0 | 0 | 0 | 0 | 0 | 0 | 0 | 0 | 0 | 0 | 0 | 0 | 0 | 0 | 0 | 0 | 0 | 0 | 0 | 0 | 0 | 0 | 0 | 0 | 0 | 0 | 0 | 0 | 0 | 0 | 0 | 0 | 0 | 0 | 0 | 0 | 0 | 0 | 0 | 0 | 0 | 0 | 0 | 0 | 0 | 0 | 0 | 0 | 0 | 0 | 0 | 0 | 0 | 0 | 0 | 0 | 0 | 0 | 0 | 0
PSS | ROYAL INSURANCE (NEW QUAY) T1 / ROYAL INSURANCE (NEW QUAY) T2 | 0 | 0 | 0 | 0 | 0 | 0 | 0 | 0 | 0 | 0 | 0 | 0 | 0 | 0 | 0 | 0 | 0 | 0 | 0 | 0 | 0 | 0 | 0 | 0 | 0 | 0 | 0 | 0 | 0 | 0 | 0 | 0 | 0 | 0 | 0 | 0 | 0 | 0 | 0 | 0 | 0 | 0 | 0 | 0 | 0 | 0 | 0 | 0 | 0 | 0 | 0 | 0 | 0 | 0 | 0 | 0 | 0 | 0 | 0 | 0 | 0 | 0 | 0 | 0 | 0 | 0 | 0 | 0 | 0 | 0 | 0 | 0 | 0 | 0 | 0 | 0 | 0 | 0 | 0 | 0 | 0 | 0 | 0 | 0 | 0 | 0 | 0 | 0 | 0 | 0 | 0 | 0 | 0 | 0 | 0 | 0 | 0 | 0 | 0 | 0 | 0 | 0 | 0 | 0 | 0 | 0 | 0 | 0 | 0 | 0 | 0 | 0 | 0 | 0 | 0 | 0 | 0 | 0 | 0 | 0 | 0 | 0 | 0 | 0 | 0 | 0 | 0 | 0 | 0 | 0 | 0 | 0 | 0 | 0 | 0 | 0 | 0 | 0 | 0 | 0 | 0 | 0 | 0 | 0 | 0 | 0 | 0 | 0 | 0 | 0
PSS | RUABON T1 | 0 | 0 | 0 | 0 | 0 | 0 | 0 | 0 | 0 | 0 | 0 | 0 | 0 | 0 | 0 | 0 | 0 | 0 | 0 | 0 | 0 | 0 | 0 | 0 | 0 | 0 | 0 | 0 | 0 | 0 | 0 | 0 | 0 | 0 | 0 | 0 | 0 | 0 | 0 | 0 | 0 | 0 | 0 | 0 | 0 | 0 | 0 | 0 | 0 | 0 | 0 | 0 | 0 | 0 | 0 | 0 | 0 | 0 | 0 | 0 | 0 | 0 | 0 | 0 | 0 | 0 | 0 | 0 | 0 | 0 | 0 | 0 | 0 | 0 | 0 | 0 | 0 | 0 | 0 | 0 | 0 | 0 | 0 | 0 | 0 | 0 | 0 | 0 | 0 | 0 | 0 | 0 | 0 | 0 | 0 | 0 | 0 | 0 | 0 | 0 | 0 | 0 | 0 | 0 | 0 | 0 | 0 | 0 | 0 | 0 | 0 | 0 | 0 | 0 | 0 | 0 | 0 | 0 | 0 | 0 | 0 | 0 | 0 | 0 | 0 | 0 | 0 | 0 | 0 | 0 | 0 | 0 | 0 | 0 | 0 | 0 | 0 | 0 | 0 | 0 | 0 | 0 | 0 | 0 | 0 | 0 | 0 | 0 | 0 | 0
PSS | SALTNEY GRID T1 | 0 | 0 | 0 | 0 | 0 | 0 | 0 | 0 | 0 | 0 | 0 | 0 | 0 | 0 | 0 | 0 | 0 | 0 | 0 | 0 | 0 | 0 | 0 | 0 | 0 | 0 | 0 | 0 | 0 | 0 | 0 | 0 | 0 | 0 | 0 | 0 | 0 | 0 | 0 | 0 | 0 | 0 | 0 | 0 | 0 | 0 | 0 | 0 | 0 | 0 | 0 | 0 | 0 | 0 | 0 | 0 | 0 | 0 | 0 | 0 | 0 | 0 | 0 | 0 | 0 | 0 | 0 | 0 | 0 | 0 | 0 | 0 | 0 | 0 | 0 | 0 | 0 | 0 | 0 | 0 | 0 | 0 | 0 | 0 | 0 | 0 | 0 | 0 | 0 | 0 | 0 | 0 | 0 | 0 | 0 | 0 | 0 | 0 | 0 | 0 | 0 | 0 | 0 | 0 | 0 | 0 | 0 | 0 | 0 | 0 | 0 | 0 | 0 | 0 | 0 | 0 | 0 | 0 | 0 | 0 | 0 | 0 | 0 | 0 | 0 | 0 | 0 | 0 | 0 | 0 | 0 | 0 | 0 | 0 | 0 | 0 | 0 | 0 | 0 | 0 | 0 | 0 | 0 | 0 | 0 | 0 | 0 | 0 | 0 | 0
PSS | SANDBACH T1 | 0 | 0 | 0 | 0 | 0 | 0 | 0 | 0 | 0 | 0 | 0 | 0 | 0 | 0 | 0 | 0 | 0 | 0 | 0 | 0 | 0 | 0 | 0 | 0 | 0 | 0 | 0 | 0 | 0 | 0 | 0 | 0 | 0 | 0 | 0 | 0 | 0 | 0 | 0 | 0 | 0 | 0 | 0 | 0 | 0 | 0 | 0 | 0 | 0 | 0 | 0 | 0 | 0 | 0 | 0 | 0 | 0 | 0 | 0 | 0 | 0 | 0 | 0 | 0 | 0 | 0 | 0 | 0 | 0 | 0 | 0 | 0 | 0 | 0 | 0 | 0 | 0 | 0 | 0 | 0 | 0 | 0 | 0 | 0 | 0 | 0 | 0 | 0 | 0 | 0 | 0 | 0 | 0 | 0 | 0 | 0 | 0 | 0 | 0 | 0 | 0 | 0 | 0 | 0 | 0 | 0 | 0 | 0 | 0 | 0 | 0 | 0 | 0 | 0 | 0 | 0 | 0 | 0 | 0 | 0 | 0 | 0 | 0 | 0 | 0 | 0 | 0 | 0 | 0 | 0 | 0 | 0 | 0 | 0 | 0 | 0 | 0 | 0 | 0 | 0 | 0 | 0 | 0 | 0 | 0 | 0 | 0 | 0 | 0 | 0
PSS | SHAWBURY T1 | 0 | 0 | 0 | 0 | 0 | 0 | 0 | 0 | 0 | 0 | 0 | 0 | 0 | 0 | 0 | 0 | 0 | 0 | 0 | 0 | 0 | 0 | 0 | 0 | 0 | 0 | 0 | 0 | 0 | 0 | 0 | 0 | 0 | 0 | 0 | 0 | 0 | 0 | 0 | 0 | 0 | 0 | 0 | 0 | 0 | 0 | 0 | 0 | 0 | 0 | 0 | 0 | 0 | 0 | 0 | 0 | 0 | 0 | 0 | 0 | 0 | 0 | 0 | 0 | 0 | 0 | 0 | 0 | 0 | 0 | 0 | 0 | 0 | 0 | 0 | 0 | 0 | 0 | 0 | 0 | 0 | 0 | 0 | 0 | 0 | 0 | 0 | 0 | 0 | 0 | 0 | 0 | 0 | 0 | 0 | 0 | 0 | 0 | 0 | 0 | 0 | 0 | 0 | 0 | 0 | 0 | 0 | 0 | 0 | 0 | 0 | 0 | 0 | 0 | 0 | 0 | 0 | 0 | 0 | 0 | 0 | 0 | 0 | 0 | 0 | 0 | 0 | 0 | 0 | 0 | 0 | 0 | 0 | 0 | 0 | 0 | 0 | 0 | 0 | 0 | 0 | 0 | 0 | 0 | 0 | 0 | 0 | 0 | 0 | 0
PSS | SMALLWOOD T1 | 0 | 0 | 0 | 0 | 0 | 0 | 0 | 0 | 0 | 0 | 0 | 0 | 0 | 0 | 0 | 0 | 0 | 0 | 0 | 0 | 0 | 0 | 0 | 0 | 0 | 0 | 0 | 0 | 0 | 0 | 0 | 0 | 0 | 0 | 0 | 0 | 0 | 0 | 0 | 0 | 0 | 0 | 0 | 0 | 0 | 0 | 0 | 0 | 0 | 0 | 0 | 0 | 0 | 0 | 0 | 0 | 0 | 0 | 0 | 0 | 0 | 0 | 0 | 0 | 0 | 0 | 0 | 0 | 0 | 0 | 0 | 0 | 0 | 0 | 0 | 0 | 0 | 0 | 0 | 0 | 0 | 0 | 0 | 0 | 0 | 0 | 0 | 0 | 0 | 0 | 0 | 0 | 0 | 0 | 0 | 0 | 0 | 0 | 0 | 0 | 0 | 0 | 0 | 0 | 0 | 0 | 0 | 0 | 0 | 0 | 0 | 0 | 0 | 0 | 0 | 0 | 0 | 0 | 0 | 0 | 0 | 0 | 0 | 0 | 0 | 0 | 0 | 0 | 0 | 0 | 0 | 0 | 0 | 0 | 0 | 0 | 0 | 0 | 0 | 0 | 0 | 0 | 0 | 0 | 0 | 0 | 0 | 0 | 0 | 0
PSS | SNOWHILL T1 | 0 | 0 | 0 | 0 | 0 | 0 | 0 | 0 | 0 | 0 | 0 | 0 | 0 | 0 | 0 | 0 | 0 | 0 | 0 | 0 | 0 | 0 | 0 | 0 | 0 | 0 | 0 | 0 | 0 | 0 | 0 | 0 | 0 | 0 | 0 | 0 | 0 | 0 | 0 | 0 | 0 | 0 | 0 | 0 | 0 | 0 | 0 | 0 | 0 | 0 | 0 | 0 | 0 | 0 | 0 | 0 | 0 | 0 | 0 | 0 | 0 | 0 | 0 | 0 | 0 | 0 | 0 | 0 | 0 | 0 | 0 | 0 | 0 | 0 | 0 | 0 | 0 | 0 | 0 | 0 | 0 | 0 | 0 | 0 | 0 | 0 | 0 | 0 | 0 | 0 | 0 | 0 | 0 | 0 | 0 | 0 | 0 | 0 | 0 | 0 | 0 | 0 | 0 | 0 | 0 | 0 | 0 | 0 | 0 | 0 | 0 | 0 | 0 | 0 | 0 | 0 | 0 | 0 | 0 | 0 | 0 | 0 | 0 | 0 | 0 | 0 | 0 | 0 | 0 | 0 | 0 | 0 | 0 | 0 | 0 | 0 | 0 | 0 | 0 | 0 | 0 | 0 | 0 | 0 | 0 | 0 | 0 | 0 | 0 | 0
PSS | ST ASAPH BUSINESS PK T1 | 0 | 0 | 0 | 0 | 0 | 0 | 0 | 0 | 0 | 0 | 0 | 0 | 0 | 0 | 0 | 0 | 0 | 0 | 0 | 0 | 0 | 0 | 0 | 0 | 0 | 0 | 0 | 0 | 0 | 0 | 0 | 0 | 0 | 0 | 0 | 0 | 0 | 0 | 0 | 0 | 0 | 0 | 0 | 0 | 0 | 0 | 0 | 0 | 0 | 0 | 0 | 0 | 0 | 0 | 0 | 0 | 0 | 0 | 0 | 0 | 0 | 0 | 0 | 0 | 0 | 0 | 0 | 0 | 0 | 0 | 0 | 0 | 0 | 0 | 0 | 0 | 0 | 0 | 0 | 0 | 0 | 0 | 0 | 0 | 0 | 0 | 0 | 0 | 0 | 0 | 0 | 0 | 0 | 0 | 0 | 0 | 0 | 0 | 0 | 0 | 0 | 0 | 0 | 0 | 0 | 0 | 0 | 0 | 0 | 0 | 0 | 0 | 0 | 0 | 0 | 0 | 0 | 0 | 0 | 0 | 0 | 0 | 0 | 0 | 0 | 0 | 0 | 0 | 0 | 0 | 0 | 0 | 0 | 0 | 0 | 0 | 0 | 0 | 0 | 0 | 0 | 0 | 0 | 0 | 0 | 0 | 0 | 0 | 0 | 0
PSS | ST HELENS RD T1 | 0.5 | 0.5 | 0.5 | 0.5 | 0.5 | 0.5 | 0.5 | 0.5 | 0.5 | 0.5 | 0.5 | 0.5 | 0.5 | 0.5 | 0.5 | 0.5 | 0.5 | 0.5 | 0.5 | 0.5 | 0.5 | 0.5 | 0.5 | 0.5 | 0.5 | 0.5 | 0.5 | 0.6 | 0.6 | 0.6 | 0.5 | 0.5 | 0.5 | 0.5 | 0.5 | 0.5 | 0.5 | 0.5 | 0.5 | 0.5 | 0.5 | 0.5 | 0.5 | 0.5 | 0.5 | 0.5 | 0.5 | 0.5 | 0.5 | 0.5 | 0.5 | 0.5 | 0.5 | 0.5 | 0.5 | 0.5 | 0.5 | 0.5 | 0.3 | 0.3 | 0.5 | 0.5 | 0.5 | 0.5 | 0.5 | 0.5 | 0.5 | 0.5 | 0.5 | 0.5 | 0.5 | 0.5 | 0.5 | 0.5 | 0.5 | 0.5 | 0.5 | 0.5 | 0.5 | 0.5 | 0.5 | 0.5 | 0.5 | 0.5 | 0.5 | 0.5 | 0.5 | 0.5 | 0.5 | 0.5 | 0.5 | 0.5 | 0.5 | 0.5 | 0.5 | 0.5 | 0.5 | 0.5 | 0.5 | 0.5 | 0.5 | 0.5 | 0.5 | 0.5 | 0.5 | 0.5 | 0.5 | 0.5 | 0.5 | 0.5 | 0.5 | 0.5 | 0.5 | 0.5 | 0.5 | 0.5 | 0.5 | 0.5 | 0.5 | 0.5 | 0.5 | 0.5 | 0.5 | 0.5 | 0.5 | 0.5 | 0.5 | 0.5 | 0.5 | 0.5 | 0.5 | 0.5 | 0.5 | 0.5 | 0.5 | 0.5 | 0.5 | 0.5 | 0.5 | 0.5 | 0.5 | 0.5 | 0.5 | 0.5 | 0.5 | 0.5 | 0.5 | 0.5 | 0.5 | 0.5
PSS | STAPELEY T1 | 0 | 0 | 0 | 0 | 0 | 0 | 0 | 0 | 0 | 0 | 0 | 0 | 0 | 0 | 0 | 0 | 0 | 0 | 0 | 0 | 0 | 0 | 0 | 0 | 0 | 0 | 0 | 0 | 0 | 0 | 0 | 0 | 0 | 0 | 0 | 0 | 0 | 0 | 0 | 0 | 0 | 0 | 0 | 0 | 0 | 0 | 0 | 0 | 0 | 0 | 0 | 0 | 0 | 0 | 0 | 0 | 0 | 0 | 0 | 0 | 0 | 0 | 0 | 0 | 0 | 0 | 0 | 0 | 0 | 0 | 0 | 0 | 0 | 0 | 0 | 0 | 0 | 0 | 0 | 0 | 0 | 0 | 0 | 0 | 0 | 0 | 0 | 0 | 0 | 0 | 0 | 0 | 0 | 0 | 0 | 0 | 0 | 0 | 0 | 0 | 0 | 0 | 0 | 0 | 0 | 0 | 0 | 0 | 0 | 0 | 0 | 0 | 0 | 0 | 0 | 0 | 0 | 0 | 0 | 0 | 0 | 0 | 0 | 0 | 0 | 0 | 0 | 0 | 0 | 0 | 0 | 0 | 0 | 0 | 0 | 0 | 0 | 0 | 0 | 0 | 0 | 0 | 0 | 0 | 0 | 0 | 0 | 0 | 0 | 0
PSS | TACO PLASTICS T1 / TACO PLASTICS T2 / UNITED PERIPHERALS T1 | 0 | 0 | 0 | 0 | 0 | 0 | 0 | 0 | 0 | 0 | 0 | 0 | 0 | 0 | 0 | 0 | 0 | 0 | 0 | 0 | 0 | 0 | 0 | 0 | 0 | 0 | 0 | 0 | 0 | 0 | 0 | 0 | 0 | 0 | 0 | 0 | 0 | 0 | 0 | 0 | 0 | 0 | 0 | 0 | 0 | 0 | 0 | 0 | 0 | 0 | 0 | 0 | 0 | 0 | 0 | 0 | 0 | 0 | 0 | 0 | 0 | 0 | 0 | 0 | 0 | 0 | 0 | 0 | 0 | 0 | 0 | 0 | 0 | 0 | 0 | 0 | 0 | 0 | 0 | 0 | 0 | 0 | 0 | 0 | 0 | 0 | 0 | 0 | 0 | 0 | 0 | 0 | 0 | 0 | 0 | 0 | 0 | 0 | 0 | 0 | 0 | 0 | 0 | 0 | 0 | 0 | 0 | 0 | 0 | 0 | 0 | 0 | 0 | 0 | 0 | 0 | 0 | 0 | 0 | 0 | 0 | 0 | 0 | 0 | 0 | 0 | 0 | 0 | 0 | 0 | 0 | 0 | 0 | 0 | 0 | 0 | 0 | 0 | 0 | 0 | 0 | 0 | 0 | 0 | 0 | 0 | 0 | 0 | 0 | 0
PSS | TARPORLEY T1 | 0 | 0 | 0 | 0 | 0 | 0 | 0 | 0 | 0 | 0 | 0 | 0 | 0 | 0 | 0 | 0 | 0 | 0 | 0 | 0 | 0 | 0 | 0 | 0 | 0 | 0 | 0 | 0 | 0 | 0 | 0 | 0 | 0 | 0 | 0 | 0 | 0 | 0 | 0 | 0 | 0 | 0 | 0 | 0 | 0 | 0 | 0 | 0 | 0 | 0 | 0 | 0 | 0 | 0 | 0 | 0 | 0 | 0 | 0 | 0 | 0 | 0 | 0 | 0 | 0 | 0 | 0 | 0 | 0 | 0 | 0 | 0 | 0 | 0 | 0 | 0 | 0 | 0 | 0 | 0 | 0 | 0 | 0 | 0 | 0 | 0 | 0 | 0 | 0 | 0 | 0 | 0 | 0 | 0 | 0 | 0 | 0 | 0 | 0 | 0 | 0 | 0 | 0 | 0 | 0 | 0 | 0 | 0 | 0 | 0 | 0 | 0 | 0 | 0 | 0 | 0 | 0 | 0 | 0 | 0 | 0 | 0 | 0 | 0 | 0 | 0 | 0 | 0 | 0 | 0 | 0 | 0 | 0 | 0 | 0 | 0 | 0 | 0 | 0 | 0 | 0 | 0 | 0 | 0 | 0 | 0 | 0 | 0 | 0 | 0
PSS | TARVIN T1 | 0.1 | 0.1 | 0.1 | 0.1 | 0.1 | 0.1 | 0.1 | 0.1 | 0.1 | 0.1 | 0.1 | 0.1 | 0.1 | 0.1 | 0.1 | 0.1 | 0.1 | 0.1 | 0.1 | 0.1 | 0.1 | 0.1 | 0.1 | 0.1 | 0.1 | 0.1 | 0.1 | 0.1 | 0.1 | 0.1 | 0.1 | 0.1 | 0.1 | 0.1 | 0.1 | 0.1 | 0.1 | 0.1 | 0.1 | 0.1 | 0.1 | 0.1 | 0.1 | 0.1 | 0.1 | 0.1 | 0.1 | 0.1 | 0.1 | 0.1 | 0.1 | 0.1 | 0.1 | 0.1 | 0.1 | 0.1 | 0.1 | 0.1 | 0.1 | 0.1 | 0.1 | 0.1 | 0.1 | 0.1 | 0.1 | 0.1 | 0.1 | 0.1 | 0.1 | 0.1 | 0.1 | 0.1 | 0.1 | 0.1 | 0.1 | 0.1 | 0.1 | 0.1 | 0.1 | 0.1 | 0.1 | 0.1 | 0.1 | 0.1 | 0.1 | 0.1 | 0.1 | 0.1 | 0.1 | 0.1 | 0.1 | 0.1 | 0.1 | 0.1 | 0.1 | 0.1 | 0.1 | 0.1 | 0.1 | 0.1 | 0.1 | 0.1 | 0.1 | 0.1 | 0.1 | 0.1 | 0.1 | 0.1 | 0.1 | 0.1 | 0.1 | 0.1 | 0.1 | 0.1 | 0.1 | 0.1 | 0.1 | 0.1 | 0.1 | 0.1 | 0.1 | 0.1 | 0.1 | 0.1 | 0.1 | 0.1 | 0.1 | 0.1 | 0.1 | 0.1 | 0.1 | 0.1 | 0.1 | 0.1 | 0.1 | 0.1 | 0.1 | 0.1 | 0.1 | 0.1 | 0.1 | 0.1 | 0.1 | 0.1 | 0.1 | 0.1 | 0.1 | 0.1 | 0.1 | 0.1
PSS | TRYWERYN T1 | 0.9 | 0.9 | 0.9 | 0.9 | 0.9 | 0.9 | 0.9 | 0.9 | 0.9 | 0.9 | 0.9 | 0.9 | 0.9 | 0.9 | 0.9 | 0.9 | 0.9 | 0.9 | 0.9 | 0.9 | 0.9 | 0.9 | 1 | 1 | 1 | 1 | 1 | 1 | 1 | 1 | 0.9 | 0.9 | 0.9 | 0.9 | 0.9 | 0.9 | 0.9 | 0.9 | 1.2 | 1.6 | 2 | 2.4 | 2.7 | 3.1 | 3.5 | 3.9 | 4.4 | 4.8 | 5.3 | 5.6 | 6 | 6.3 | 6.6 | 6.9 | 7.2 | 7.4 | 7.4 | 7.4 | 8.1 | 8.1 | 0.9 | 0.9 | 0.9 | 0.9 | 0.9 | 0.9 | 0.9 | 0.9 | 0.9 | 0.9 | 0.9 | 0.9 | 0.9 | 0.9 | 0.9 | 0.9 | 0.9 | 0.9 | 0.9 | 0.9 | 0.9 | 0.9 | 0.9 | 0.9 | 0.9 | 0.9 | 0.9 | 0.9 | 0.9 | 0.9 | 0.9 | 0.9 | 0.9 | 0.9 | 0.9 | 0.9 | 0.9 | 0.9 | 1.2 | 1.5 | 1.9 | 2.3 | 2.6 | 2.8 | 3.1 | 3.4 | 3.7 | 4 | 4.4 | 4.7 | 5 | 5.3 | 5.5 | 5.8 | 6 | 6.1 | 6.1 | 6.2 | 6.2 | 6.2 | 0.9 | 0.9 | 0.9 | 0.9 | 0.9 | 0.9 | 0.9 | 0.9 | 0.9 | 1.1 | 1.3 | 1.4 | 1.6 | 1.8 | 2 | 2.2 | 2.4 | 2.6 | 2.9 | 3 | 3.2 | 3.3 | 3.5 | 3.6 | 3.7 | 3.8 | 3.8 | 3.8 | 3.8 | 3.8
PSS | TWYFORDS T1 | 0 | 0 | 0 | 0 | 0 | 0 | 0 | 0 | 0 | 0 | 0 | 0 | 0 | 0 | 0 | 0 | 0 | 0 | 0 | 0 | 0 | 0 | 0 | 0 | 0 | 0 | 0 | 0 | 0 | 0 | 0 | 0 | 0 | 0 | 0 | 0 | 0 | 0 | 0 | 0 | 0 | 0 | 0 | 0 | 0 | 0 | 0 | 0 | 0 | 0 | 0 | 0 | 0 | 0 | 0 | 0 | 0 | 0 | 0 | 0 | 0 | 0 | 0 | 0 | 0 | 0 | 0 | 0 | 0 | 0 | 0 | 0 | 0 | 0 | 0 | 0 | 0 | 0 | 0 | 0 | 0 | 0 | 0 | 0 | 0 | 0 | 0 | 0 | 0 | 0 | 0 | 0 | 0 | 0 | 0 | 0 | 0 | 0 | 0 | 0 | 0 | 0 | 0 | 0 | 0 | 0 | 0 | 0 | 0 | 0 | 0 | 0 | 0 | 0 | 0 | 0 | 0 | 0 | 0 | 0 | 0 | 0 | 0 | 0 | 0 | 0 | 0 | 0 | 0 | 0 | 0 | 0 | 0 | 0 | 0 | 0 | 0 | 0 | 0 | 0 | 0 | 0 | 0 | 0 | 0 | 0 | 0 | 0 | 0 | 0
PSS | TYWYN T1 | 0 | 0 | 0 | 0 | 0 | 0 | 0 | 0 | 0 | 0 | 0 | 0 | 0 | 0 | 0 | 0 | 0 | 0 | 0 | 0 | 0 | 0 | 0 | 0 | 0 | 0 | 0 | 0 | 0 | 0 | 0 | 0 | 0 | 0 | 0 | 0 | 0 | 0 | 0 | 0 | 0 | 0 | 0 | 0 | 0 | 0 | 0 | 0 | 0 | 0 | 0 | 0 | 0 | 0 | 0 | 0 | 0 | 0 | 0 | 0 | 0 | 0 | 0 | 0 | 0 | 0 | 0 | 0 | 0 | 0 | 0 | 0 | 0 | 0 | 0 | 0 | 0 | 0 | 0 | 0 | 0 | 0 | 0 | 0 | 0 | 0 | 0 | 0 | 0 | 0 | 0 | 0 | 0 | 0 | 0 | 0 | 0 | 0 | 0 | 0 | 0 | 0 | 0 | 0 | 0 | 0 | 0 | 0 | 0 | 0 | 0 | 0 | 0 | 0 | 0 | 0 | 0 | 0 | 0 | 0 | 0 | 0 | 0 | 0 | 0 | 0 | 0 | 0 | 0 | 0 | 0 | 0 | 0 | 0 | 0 | 0 | 0 | 0 | 0 | 0 | 0 | 0 | 0 | 0 | 0 | 0 | 0 | 0 | 0 | 0
PSS | VAUXHALL NORTH RD T1 | 0 | 0 | 0 | 0 | 0 | 0 | 0 | 0 | 0 | 0 | 0 | 0 | 0 | 0 | 0 | 0 | 0 | 0 | 0 | 0 | 0 | 0 | 0 | 0 | 0 | 0 | 0 | 0 | 0 | 0 | 0 | 0 | 0 | 0 | 0 | 0 | 0 | 0 | 0 | 0 | 0 | 0 | 0 | 0 | 0 | 0 | 0 | 0 | 0 | 0 | 0 | 0 | 0 | 0 | 0 | 0 | 0 | 0 | 0 | 0 | 0 | 0 | 0 | 0 | 0 | 0 | 0 | 0 | 0 | 0 | 0 | 0 | 0 | 0 | 0 | 0 | 0 | 0 | 0 | 0 | 0 | 0 | 0 | 0 | 0 | 0 | 0 | 0 | 0 | 0 | 0 | 0 | 0 | 0 | 0 | 0 | 0 | 0 | 0 | 0 | 0 | 0 | 0 | 0 | 0 | 0 | 0 | 0 | 0 | 0 | 0 | 0 | 0 | 0 | 0 | 0 | 0 | 0 | 0 | 0 | 0 | 0 | 0 | 0 | 0 | 0 | 0 | 0 | 0 | 0 | 0 | 0 | 0 | 0 | 0 | 0 | 0 | 0 | 0 | 0 | 0 | 0 | 0 | 0 | 0 | 0 | 0 | 0 | 0 | 0
PSS | WAENFAWR T1 | 0 | 0 | 0 | 0 | 0 | 0 | 0 | 0 | 0 | 0 | 0 | 0 | 0 | 0 | 0 | 0 | 0 | 0 | 0 | 0 | 0 | 0 | 0 | 0 | 0 | 0 | 0 | 0 | 0 | 0 | 0 | 0 | 0 | 0 | 0 | 0 | 0 | 0 | 0 | 0 | 0 | 0 | 0 | 0 | 0 | 0 | 0 | 0 | 0 | 0 | 0 | 0 | 0 | 0 | 0 | 0 | 0 | 0 | 0 | 0 | 0 | 0 | 0 | 0 | 0 | 0 | 0 | 0 | 0 | 0 | 0 | 0 | 0 | 0 | 0 | 0 | 0 | 0 | 0 | 0 | 0 | 0 | 0 | 0 | 0 | 0 | 0 | 0 | 0 | 0 | 0 | 0 | 0 | 0 | 0 | 0 | 0 | 0 | 0 | 0 | 0 | 0 | 0 | 0 | 0 | 0 | 0 | 0 | 0 | 0 | 0 | 0 | 0 | 0 | 0 | 0 | 0 | 0 | 0 | 0 | 0 | 0 | 0 | 0 | 0 | 0 | 0 | 0 | 0 | 0 | 0 | 0 | 0 | 0 | 0 | 0 | 0 | 0 | 0 | 0 | 0 | 0 | 0 | 0 | 0 | 0 | 0 | 0 | 0 | 0
PSS | WELSHPOOL GRID T1 | 0.1 | 0.1 | 0.1 | 0.1 | 0.1 | 0.1 | 0.1 | 0.1 | 0.1 | 0.1 | 0.1 | 0.1 | 0.1 | 0.1 | 0.1 | 0.1 | 0.1 | 0.1 | 0.1 | 0.1 | 0.1 | 0.1 | 0.1 | 0.1 | 0.1 | 0.1 | 0.1 | 0.1 | 0.1 | 0.1 | 0.1 | 0.1 | 0.1 | 0.1 | 0.1 | 0.1 | 0.1 | 0.1 | 0.1 | 0.1 | 0.1 | 0.1 | 0.1 | 0.1 | 0.1 | 0.1 | 0.1 | 0.1 | 0.1 | 0.1 | 0.1 | 0.1 | 0.1 | 0.1 | 0.1 | 0.1 | 0.1 | 0.1 | 0.1 | 0.1 | 0.1 | 0.1 | 0.1 | 0.1 | 0.1 | 0.1 | 0.1 | 0.1 | 0.1 | 0.1 | 0.1 | 0.1 | 0.1 | 0.1 | 0.1 | 0.1 | 0.1 | 0.1 | 0.1 | 0.1 | 0.1 | 0.1 | 0.1 | 0.1 | 0.1 | 0.1 | 0.1 | 0.1 | 0.1 | 0.1 | 0.1 | 0.1 | 0.1 | 0.1 | 0.1 | 0.1 | 0.1 | 0.1 | 0.1 | 0.1 | 0.1 | 0.1 | 0.1 | 0.1 | 0.1 | 0.1 | 0.1 | 0.1 | 0.1 | 0.1 | 0.1 | 0.1 | 0.1 | 0.1 | 0.1 | 0.1 | 0.1 | 0.1 | 0.1 | 0.1 | 0.1 | 0.1 | 0.1 | 0.1 | 0.1 | 0.1 | 0.1 | 0.1 | 0.1 | 0.1 | 0.1 | 0.1 | 0.1 | 0.1 | 0.1 | 0.1 | 0.1 | 0.1 | 0.1 | 0.1 | 0.1 | 0.1 | 0.1 | 0.1 | 0.1 | 0.1 | 0.1 | 0.1 | 0.1 | 0.1
PSS | WEM EAST T1 | 0 | 0 | 0 | 0 | 0 | 0 | 0 | 0 | 0 | 0 | 0 | 0 | 0 | 0 | 0 | 0 | 0 | 0 | 0 | 0 | 0 | 0 | 0 | 0 | 0 | 0 | 0 | 0 | 0 | 0 | 0 | 0 | 0 | 0 | 0 | 0 | 0 | 0 | 0 | 0 | 0 | 0 | 0 | 0 | 0 | 0 | 0 | 0 | 0 | 0 | 0 | 0 | 0 | 0 | 0 | 0 | 0 | 0 | 0 | 0 | 0 | 0 | 0 | 0 | 0 | 0 | 0 | 0 | 0 | 0 | 0 | 0 | 0 | 0 | 0 | 0 | 0 | 0 | 0 | 0 | 0 | 0 | 0 | 0 | 0 | 0 | 0 | 0 | 0 | 0 | 0 | 0 | 0 | 0 | 0 | 0 | 0 | 0 | 0 | 0 | 0 | 0 | 0 | 0 | 0 | 0 | 0 | 0 | 0 | 0 | 0 | 0 | 0 | 0 | 0 | 0 | 0 | 0 | 0 | 0 | 0 | 0 | 0 | 0 | 0 | 0 | 0 | 0 | 0 | 0 | 0 | 0 | 0 | 0 | 0 | 0 | 0 | 0 | 0 | 0 | 0 | 0 | 0 | 0 | 0 | 0 | 0 | 0 | 0 | 0
PSS | WEM T1 | 0.1 | 0.1 | 0.1 | 0.1 | 0.1 | 0.1 | 0.1 | 0.1 | 0.1 | 0.1 | 0.1 | 0.1 | 0.1 | 0.1 | 0.1 | 0.1 | 0.1 | 0.1 | 0.1 | 0.1 | 0.1 | 0.1 | 0.1 | 0.1 | 0.1 | 0.1 | 0.1 | 0.1 | 0.1 | 0.1 | 0.1 | 0.1 | 0.1 | 0.1 | 0.1 | 0.1 | 0.1 | 0.1 | 0.1 | 0.1 | 0.1 | 0.1 | 0.1 | 0.1 | 0.1 | 0.1 | 0.1 | 0.1 | 0.1 | 0.1 | 0.1 | 0.1 | 0.1 | 0.1 | 0.1 | 0.1 | 0.1 | 0.1 | 0.1 | 0.1 | 0.1 | 0.1 | 0.1 | 0.1 | 0.1 | 0.1 | 0.1 | 0.1 | 0.1 | 0.1 | 0.1 | 0.1 | 0.1 | 0.1 | 0.1 | 0.1 | 0.1 | 0.1 | 0.1 | 0.1 | 0.1 | 0.1 | 0.1 | 0.1 | 0.1 | 0.1 | 0.1 | 0.1 | 0.1 | 0.1 | 0.1 | 0.1 | 0.1 | 0.1 | 0.1 | 0.1 | 0.1 | 0.1 | 0.1 | 0.1 | 0.1 | 0.1 | 0.1 | 0.1 | 0.1 | 0.1 | 0.1 | 0.1 | 0.1 | 0.1 | 0.1 | 0.1 | 0.1 | 0.1 | 0.1 | 0.1 | 0.1 | 0.1 | 0.1 | 0.1 | 0.1 | 0.1 | 0.1 | 0.1 | 0.1 | 0.1 | 0.1 | 0.1 | 0.1 | 0.1 | 0.1 | 0.1 | 0.1 | 0.1 | 0.1 | 0.1 | 0.1 | 0.1 | 0.1 | 0.1 | 0.1 | 0.1 | 0.1 | 0.1 | 0.1 | 0.1 | 0.1 | 0.1 | 0.1 | 0.1
PSS | WERVIN T1 | 0 | 0 | 0 | 0 | 0 | 0 | 0 | 0 | 0 | 0 | 0 | 0 | 0 | 0 | 0 | 0 | 0 | 0 | 0 | 0 | 0 | 0 | 0 | 0 | 0 | 0 | 0 | 0 | 0 | 0 | 0 | 0 | 0 | 0 | 0 | 0 | 0 | 0 | 0 | 0 | 0 | 0 | 0 | 0 | 0 | 0 | 0 | 0 | 0 | 0 | 0 | 0 | 0 | 0 | 0 | 0 | 0 | 0 | 0 | 0 | 0 | 0 | 0 | 0 | 0 | 0 | 0 | 0 | 0 | 0 | 0 | 0 | 0 | 0 | 0 | 0 | 0 | 0 | 0 | 0 | 0 | 0 | 0 | 0 | 0 | 0 | 0 | 0 | 0 | 0 | 0 | 0 | 0 | 0 | 0 | 0 | 0 | 0 | 0 | 0 | 0 | 0 | 0 | 0 | 0 | 0 | 0 | 0 | 0 | 0 | 0 | 0 | 0 | 0 | 0 | 0 | 0 | 0 | 0 | 0 | 0 | 0 | 0 | 0 | 0 | 0 | 0 | 0 | 0 | 0 | 0 | 0 | 0 | 0 | 0 | 0 | 0 | 0 | 0 | 0 | 0 | 0 | 0 | 0 | 0 | 0 | 0 | 0 | 0 | 0
PSS | WEST FELTON T1 | 0 | 0 | 0 | 0 | 0 | 0 | 0 | 0 | 0 | 0 | 0 | 0 | 0 | 0 | 0 | 0 | 0 | 0 | 0 | 0 | 0 | 0 | 0 | 0 | 0 | 0 | 0 | 0 | 0 | 0 | 0 | 0 | 0 | 0 | 0 | 0 | 0 | 0 | 0 | 0 | 0 | 0 | 0 | 0 | 0 | 0 | 0 | 0 | 0 | 0 | 0 | 0 | 0 | 0 | 0 | 0 | 0 | 0 | 0 | 0 | 0 | 0 | 0 | 0 | 0 | 0 | 0 | 0 | 0 | 0 | 0 | 0 | 0 | 0 | 0 | 0 | 0 | 0 | 0 | 0 | 0 | 0 | 0 | 0 | 0 | 0 | 0 | 0 | 0 | 0 | 0 | 0 | 0 | 0 | 0 | 0 | 0 | 0 | 0 | 0 | 0 | 0 | 0 | 0 | 0 | 0 | 0 | 0 | 0 | 0 | 0 | 0 | 0 | 0 | 0 | 0 | 0 | 0 | 0 | 0 | 0 | 0 | 0 | 0 | 0 | 0 | 0 | 0 | 0 | 0 | 0 | 0 | 0 | 0 | 0 | 0 | 0 | 0 | 0 | 0 | 0 | 0 | 0 | 0 | 0 | 0 | 0 | 0 | 0 | 0
PSS | WESTON T1 | 0 | 0 | 0 | 0 | 0 | 0 | 0 | 0 | 0 | 0 | 0 | 0 | 0 | 0 | 0 | 0 | 0 | 0 | 0 | 0 | 0 | 0 | 0 | 0 | 0 | 0 | 0 | 0 | 0 | 0 | 0 | 0 | 0 | 0 | 0 | 0 | 0 | 0 | 0 | 0 | 0 | 0 | 0 | 0 | 0 | 0 | 0 | 0 | 0 | 0 | 0 | 0 | 0 | 0 | 0 | 0 | 0 | 0 | 0 | 0 | 0 | 0 | 0 | 0 | 0 | 0 | 0 | 0 | 0 | 0 | 0 | 0 | 0 | 0 | 0 | 0 | 0 | 0 | 0 | 0 | 0 | 0 | 0 | 0 | 0 | 0 | 0 | 0 | 0 | 0 | 0 | 0 | 0 | 0 | 0 | 0 | 0 | 0 | 0 | 0 | 0 | 0 | 0 | 0 | 0 | 0 | 0 | 0 | 0 | 0 | 0 | 0 | 0 | 0 | 0 | 0 | 0 | 0 | 0 | 0 | 0 | 0 | 0 | 0 | 0 | 0 | 0 | 0 | 0 | 0 | 0 | 0 | 0 | 0 | 0 | 0 | 0 | 0 | 0 | 0 | 0 | 0 | 0 | 0 | 0 | 0 | 0 | 0 | 0 | 0
PSS | WHEELOCK T1 | 0 | 0 | 0 | 0 | 0 | 0 | 0 | 0 | 0 | 0 | 0 | 0 | 0 | 0 | 0 | 0 | 0 | 0 | 0 | 0 | 0 | 0 | 0 | 0 | 0 | 0 | 0 | 0 | 0 | 0 | 0 | 0 | 0 | 0 | 0 | 0 | 0 | 0 | 0 | 0 | 0 | 0 | 0 | 0 | 0 | 0 | 0 | 0 | 0 | 0 | 0 | 0 | 0 | 0 | 0 | 0 | 0 | 0 | 0 | 0 | 0 | 0 | 0 | 0 | 0 | 0 | 0 | 0 | 0 | 0 | 0 | 0 | 0 | 0 | 0 | 0 | 0 | 0 | 0 | 0 | 0 | 0 | 0 | 0 | 0 | 0 | 0 | 0 | 0 | 0 | 0 | 0 | 0 | 0 | 0 | 0 | 0 | 0 | 0 | 0 | 0 | 0 | 0 | 0 | 0 | 0 | 0 | 0 | 0 | 0 | 0 | 0 | 0 | 0 | 0 | 0 | 0 | 0 | 0 | 0 | 0 | 0 | 0 | 0 | 0 | 0 | 0 | 0 | 0 | 0 | 0 | 0 | 0 | 0 | 0 | 0 | 0 | 0 | 0 | 0 | 0 | 0 | 0 | 0 | 0 | 0 | 0 | 0 | 0 | 0
PSS | WHITCHURCH T1 | 0 | 0 | 0 | 0 | 0 | 0 | 0 | 0 | 0 | 0 | 0 | 0 | 0 | 0 | 0 | 0 | 0 | 0 | 0 | 0 | 0 | 0 | 0 | 0 | 0 | 0 | 0 | 0 | 0 | 0 | 0 | 0 | 0 | 0 | 0 | 0 | 0 | 0 | 0 | 0 | 0 | 0 | 0 | 0 | 0 | 0 | 0 | 0 | 0 | 0 | 0 | 0 | 0 | 0 | 0 | 0 | 0 | 0 | 0 | 0 | 0 | 0 | 0 | 0 | 0 | 0 | 0 | 0 | 0 | 0 | 0 | 0 | 0 | 0 | 0 | 0 | 0 | 0 | 0 | 0 | 0 | 0 | 0 | 0 | 0 | 0 | 0 | 0 | 0 | 0 | 0 | 0 | 0 | 0 | 0 | 0 | 0 | 0 | 0 | 0 | 0 | 0 | 0 | 0 | 0 | 0 | 0 | 0 | 0 | 0 | 0 | 0 | 0 | 0 | 0 | 0 | 0 | 0 | 0 | 0 | 0 | 0 | 0 | 0 | 0 | 0 | 0 | 0 | 0 | 0 | 0 | 0 | 0 | 0 | 0 | 0 | 0 | 0 | 0 | 0 | 0 | 0 | 0 | 0 | 0 | 0 | 0 | 0 | 0 | 0
PSS | WIMPEYS PANT QUARRY T1 / WIMPEYS PANT QUARRY T2 | 0 | 0 | 0 | 0 | 0 | 0 | 0 | 0 | 0 | 0 | 0 | 0 | 0 | 0 | 0 | 0 | 0 | 0 | 0 | 0 | 0 | 0 | 0 | 0 | 0 | 0 | 0 | 0 | 0 | 0 | 0 | 0 | 0 | 0 | 0 | 0 | 0 | 0 | 0 | 0.4 | 0.8 | 1.2 | 1.6 | 2 | 2.4 | 2.8 | 3.3 | 3.7 | 4.2 | 4.5 | 4.8 | 5.2 | 5.5 | 5.8 | 6.1 | 6.3 | 6.3 | 6.3 | 7.2 | 7.2 | 0 | 0 | 0 | 0 | 0 | 0 | 0 | 0 | 0 | 0 | 0 | 0 | 0 | 0 | 0 | 0 | 0 | 0 | 0 | 0 | 0 | 0 | 0 | 0 | 0 | 0 | 0 | 0 | 0 | 0 | 0 | 0 | 0 | 0 | 0 | 0 | 0 | 0 | 0 | 0 | 0 | 0.3 | 0.6 | 0.9 | 1.3 | 1.6 | 1.9 | 2.3 | 2.6 | 3 | 3.3 | 3.6 | 3.9 | 4.1 | 4.4 | 4.5 | 4.6 | 4.7 | 4.8 | 4.8 | 0 | 0 | 0 | 0 | 0 | 0 | 0 | 0 | 0 | 0.1 | 0.3 | 0.5 | 0.6 | 0.8 | 1 | 1.2 | 1.5 | 1.7 | 1.9 | 2.1 | 2.2 | 2.4 | 2.6 | 2.7 | 2.8 | 2.9 | 3 | 3 | 3 | 3
PSS | WINCHAM T1 | 0 | 0 | 0 | 0 | 0 | 0 | 0 | 0 | 0 | 0 | 0 | 0 | 0 | 0 | 0 | 0 | 0 | 0 | 0 | 0 | 0 | 0 | 0 | 0 | 0 | 0 | 0 | 0 | 0 | 0 | 0 | 0 | 0 | 0 | 0 | 0 | 0 | 0 | 0 | 0 | 0 | 0 | 0 | 0 | 0 | 0 | 0 | 0 | 0 | 0 | 0 | 0 | 0 | 0 | 0 | 0 | 0 | 0 | 0 | 0 | 0 | 0 | 0 | 0 | 0 | 0 | 0 | 0 | 0 | 0 | 0 | 0 | 0 | 0 | 0 | 0 | 0 | 0 | 0 | 0 | 0 | 0 | 0 | 0 | 0 | 0 | 0 | 0 | 0 | 0 | 0 | 0 | 0 | 0 | 0 | 0 | 0 | 0 | 0 | 0 | 0 | 0 | 0 | 0 | 0 | 0 | 0 | 0 | 0 | 0 | 0 | 0 | 0 | 0 | 0 | 0 | 0 | 0 | 0 | 0 | 0 | 0 | 0 | 0 | 0 | 0 | 0 | 0 | 0 | 0 | 0 | 0 | 0 | 0 | 0 | 0 | 0 | 0 | 0 | 0 | 0 | 0 | 0 | 0 | 0 | 0 | 0 | 0 | 0 | 0
PSS | WISTASTON HALL T1 | 0 | 0 | 0 | 0 | 0 | 0 | 0 | 0 | 0 | 0 | 0 | 0 | 0 | 0 | 0 | 0 | 0 | 0 | 0 | 0 | 0 | 0 | 0 | 0 | 0 | 0 | 0 | 0 | 0 | 0 | 0 | 0 | 0 | 0 | 0 | 0 | 0 | 0 | 0 | 0 | 0 | 0 | 0 | 0 | 0 | 0 | 0 | 0 | 0 | 0 | 0 | 0 | 0 | 0 | 0 | 0 | 0 | 0 | 0 | 0 | 0 | 0 | 0 | 0 | 0 | 0 | 0 | 0 | 0 | 0 | 0 | 0 | 0 | 0 | 0 | 0 | 0 | 0 | 0 | 0 | 0 | 0 | 0 | 0 | 0 | 0 | 0 | 0 | 0 | 0 | 0 | 0 | 0 | 0 | 0 | 0 | 0 | 0 | 0 | 0 | 0 | 0 | 0 | 0 | 0 | 0 | 0 | 0 | 0 | 0 | 0 | 0 | 0 | 0 | 0 | 0 | 0 | 0 | 0 | 0 | 0 | 0 | 0 | 0 | 0 | 0 | 0 | 0 | 0 | 0 | 0 | 0 | 0 | 0 | 0 | 0 | 0 | 0 | 0 | 0 | 0 | 0 | 0 | 0 | 0 | 0 | 0 | 0 | 0 | 0
PSS | WRENBURY FRITH T1 | 0 | 0 | 0 | 0 | 0 | 0 | 0 | 0 | 0 | 0 | 0 | 0 | 0 | 0 | 0 | 0 | 0 | 0 | 0 | 0 | 0 | 0 | 0 | 0 | 0 | 0 | 0 | 0 | 0 | 0 | 0 | 0 | 0 | 0 | 0 | 0 | 0 | 0 | 0 | 0 | 0 | 0 | 0 | 0 | 0 | 0 | 0 | 0 | 0 | 0 | 0 | 0 | 0 | 0 | 0 | 0 | 0 | 0 | 0 | 0 | 0 | 0 | 0 | 0 | 0 | 0 | 0 | 0 | 0 | 0 | 0 | 0 | 0 | 0 | 0 | 0 | 0 | 0 | 0 | 0 | 0 | 0 | 0 | 0 | 0 | 0 | 0 | 0 | 0 | 0 | 0 | 0 | 0 | 0 | 0 | 0 | 0 | 0 | 0 | 0 | 0 | 0 | 0 | 0 | 0 | 0 | 0 | 0 | 0 | 0 | 0 | 0 | 0 | 0 | 0 | 0 | 0 | 0 | 0 | 0 | 0 | 0 | 0 | 0 | 0 | 0 | 0 | 0 | 0 | 0 | 0 | 0 | 0 | 0 | 0 | 0 | 0 | 0 | 0 | 0 | 0 | 0 | 0 | 0 | 0 | 0 | 0 | 0 | 0 | 0
PSS | YOCKINGS GATE T1 | 0 | 0 | 0 | 0 | 0 | 0 | 0 | 0 | 0 | 0 | 0 | 0 | 0 | 0 | 0 | 0 | 0 | 0 | 0 | 0 | 0 | 0 | 0 | 0 | 0 | 0 | 0 | 0 | 0 | 0 | 0 | 0 | 0 | 0 | 0 | 0 | 0 | 0 | 0 | 0 | 0 | 0 | 0 | 0 | 0 | 0 | 0 | 0 | 0 | 0 | 0 | 0 | 0 | 0 | 0 | 0 | 0 | 0 | 0 | 0 | 0 | 0 | 0 | 0 | 0 | 0 | 0 | 0 | 0 | 0 | 0 | 0 | 0 | 0 | 0 | 0 | 0 | 0 | 0 | 0 | 0 | 0 | 0 | 0 | 0 | 0 | 0 | 0 | 0 | 0 | 0 | 0 | 0 | 0 | 0 | 0 | 0 | 0 | 0 | 0 | 0 | 0 | 0 | 0 | 0 | 0 | 0 | 0 | 0 | 0 | 0 | 0 | 0 | 0 | 0 | 0 | 0 | 0 | 0 | 0 | 0 | 0 | 0 | 0 | 0 | 0 | 0 | 0 | 0 | 0 | 0 | 0 | 0 | 0 | 0 | 0 | 0 | 0 | 0 | 0 | 0 | 0 | 0 | 0 | 0 | 0 | 0 | 0 | 0 | 0
PSS | YSBYTY GLAN CLWYD T1 | 0 | 0 | 0 | 0 | 0 | 0 | 0 | 0 | 0 | 0 | 0 | 0 | 0 | 0 | 0 | 0 | 0 | 0 | 0 | 0 | 0 | 0 | 0 | 0 | 0 | 0 | 0 | 0 | 0 | 0 | 0 | 0 | 0 | 0 | 0 | 0 | 0 | 0 | 0 | 0 | 0 | 0 | 0 | 0 | 0 | 0 | 0 | 0 | 0 | 0 | 0 | 0 | 0 | 0 | 0 | 0 | 0 | 0 | 0 | 0 | 0 | 0 | 0 | 0 | 0 | 0 | 0 | 0 | 0 | 0 | 0 | 0 | 0 | 0 | 0 | 0 | 0 | 0 | 0 | 0 | 0 | 0 | 0 | 0 | 0 | 0 | 0 | 0 | 0 | 0 | 0 | 0 | 0 | 0 | 0 | 0 | 0 | 0 | 0 | 0 | 0 | 0 | 0 | 0 | 0 | 0 | 0 | 0 | 0 | 0 | 0 | 0 | 0 | 0 | 0 | 0 | 0 | 0 | 0 | 0 | 0 | 0 | 0 | 0 | 0 | 0 | 0 | 0 | 0 | 0 | 0 | 0 | 0 | 0 | 0 | 0 | 0 | 0 | 0 | 0 | 0 | 0 | 0 | 0 | 0 | 0 | 0 | 0 | 0 | 0
GSP | BIRKENHEAD | 90.1 | 90.1 | 90.1 | 90.1 | 90.1 | 90.1 | 90.1 | 90.1 | 90.1 | 90.1 | 90.1 | 90.4 | 91.5 | 92.2 | 92.8 | 93.5 | 94.1 | 94.8 | 95.4 | 96.1 | 96.7 | 97.3 | 98 | 98.6 | 99.3 | 99.9 | 100.5 | 101.2 | 101.8 | 102.5 | 90.1 | 90.1 | 90.1 | 90.1 | 90.1 | 90.1 | 90.1 | 90.1 | 90.1 | 90.1 | 90.1 | 90.1 | 90.1 | 90.1 | 90.1 | 90.1 | 90.1 | 91 | 93.1 | 94 | 94.9 | 96 | 97.1 | 97.4 | 97.7 | 97.7 | 97.7 | 97.7 | 97.7 | 97.7 | 90.1 | 90.1 | 90.1 | 90.1 | 90.1 | 90.1 | 90.1 | 90.1 | 90.1 | 90.1 | 90.1 | 90.1 | 90.1 | 90.1 | 90.1 | 90.1 | 90.1 | 90.1 | 90.1 | 90.1 | 90.1 | 90.1 | 90.1 | 90.1 | 90.1 | 90.1 | 90.1 | 90.1 | 90.1 | 90.1 | 90.1 | 92.3 | 92.3 | 92.3 | 92.3 | 92.3 | 92.3 | 92.3 | 92.3 | 92.3 | 92.3 | 92.3 | 92.3 | 92.3 | 93.9 | 95.6 | 97.5 | 99.6 | 101.7 | 104 | 106.4 | 108.8 | 111.3 | 112.8 | 114.3 | 114.3 | 114.3 | 114.3 | 114.3 | 114.3 | 90.1 | 90.1 | 90.1 | 90.1 | 90.1 | 90.1 | 90.1 | 90.1 | 90.1 | 90.1 | 90.1 | 90.1 | 90.1 | 90.1 | 90.1 | 90.1 | 90.1 | 90.1 | 90.1 | 90.1 | 90.1 | 90.1 | 90.1 | 90.1 | 90.1 | 90.1 | 90.1 | 90.1 | 90.1 | 90.1
GSP | CAPENHURST | 0.1 | 0.1 | 0.1 | 0.1 | 0.1 | 0.1 | 0.1 | 0.1 | 0.1 | 0.1 | 0.1 | 0.1 | 0.1 | 0.1 | 0.1 | 0.1 | 0.1 | 0.1 | 0.1 | 0.1 | 0.1 | 0.1 | 0.1 | 0.1 | 0.1 | 0.1 | 0.1 | 0.1 | 0.1 | 0.1 | 0.1 | 0.1 | 0.1 | 3.1 | 5.6 | 8.5 | 11.8 | 15.4 | 19.6 | 23.9 | 28.6 | 33.5 | 38.6 | 44.8 | 51.5 | 58.4 | 65.8 | 74.8 | 84.3 | 94.5 | 105 | 115.7 | 126.7 | 136.8 | 147.1 | 152.5 | 154.3 | 156.1 | 157.8 | 157.8 | 0.1 | 0.1 | 0.1 | 0.1 | 0.1 | 0.7 | 2.2 | 3.5 | 4.5 | 6.1 | 7.6 | 8.9 | 10.3 | 11.6 | 13 | 14.2 | 15.5 | 17.1 | 18.7 | 20.4 | 22 | 23.5 | 25 | 26.5 | 27.9 | 29.4 | 30.8 | 32.2 | 34 | 35.8 | 0.1 | 0.1 | 1.5 | 3.8 | 6.1 | 9.2 | 12.4 | 15.8 | 19.6 | 24.2 | 29 | 33.9 | 39.4 | 45.7 | 52.8 | 60.1 | 67.8 | 77 | 87.1 | 97.7 | 108.8 | 120.3 | 132.3 | 143.5 | 155 | 162.6 | 166.6 | 170.4 | 174.3 | 176.7 | 0.1 | 0.1 | 0.1 | 1.5 | 2.8 | 4.4 | 6.4 | 8.7 | 11.2 | 13.8 | 16.5 | 19.2 | 21.8 | 24.9 | 28.1 | 31.2 | 34.3 | 38.2 | 42.2 | 46.2 | 50.2 | 54.2 | 58.2 | 61.8 | 65.3 | 67.5 | 69 | 70.5 | 72.1 | 73.2
GSP | CARRINGTON - FIDDLERS FERRY | 0.6 | 0.6 | 0.6 | 0.6 | 0.6 | 0.6 | 0.6 | 0.6 | 0.6 | 0.6 | 0.6 | 0.6 | 0.6 | 0.6 | 0.6 | 0.6 | 0.6 | 0.6 | 0.6 | 0.6 | 0.6 | 0.6 | 0.6 | 0.6 | 0.6 | 0.6 | 0.6 | 0.6 | 0.7 | 0.7 | 0.6 | 0.6 | 0.6 | 0.6 | 0.6 | 0.6 | 0.6 | 0.6 | 0.6 | 0.6 | 0.6 | 0.6 | 0.6 | 0.6 | 0.6 | 0.6 | 0.6 | 0.6 | 0.6 | 0.6 | 0.6 | 0.6 | 0.6 | 0.6 | 0.6 | 0.6 | 0.6 | 0.6 | 0.6 | 0.6 | 0.6 | 0.6 | 0.6 | 0.6 | 0.6 | 0.6 | 0.6 | 0.6 | 0.6 | 0.6 | 0.6 | 0.6 | 0.6 | 0.6 | 0.6 | 0.6 | 0.6 | 0.6 | 0.6 | 0.6 | 0.6 | 0.6 | 0.6 | 0.6 | 0.6 | 0.6 | 0.6 | 0.6 | 0.6 | 0.6 | 0.6 | 0.6 | 0.6 | 0.6 | 0.6 | 0.6 | 0.6 | 0.6 | 0.6 | 0.6 | 0.6 | 0.6 | 0.6 | 0.6 | 0.6 | 0.6 | 0.6 | 0.6 | 0.7 | 0.7 | 0.7 | 0.7 | 0.7 | 0.7 | 0.7 | 0.7 | 0.7 | 0.7 | 0.7 | 0.7 | 0.6 | 0.6 | 0.6 | 0.6 | 0.6 | 0.6 | 0.6 | 0.6 | 0.6 | 0.6 | 0.6 | 0.6 | 0.6 | 0.6 | 0.6 | 0.6 | 0.6 | 0.6 | 0.6 | 0.6 | 0.6 | 0.6 | 0.6 | 0.6 | 0.6 | 0.6 | 0.6 | 0.6 | 0.6 | 0.6
GSP | CELLARHEAD | 0.2 | 0.2 | 0.2 | 0.2 | 0.2 | 0.2 | 0.2 | 0.2 | 0.2 | 0.2 | 0.2 | 0.2 | 0.2 | 0.2 | 0.2 | 0.2 | 0.2 | 0.2 | 0.2 | 0.2 | 0.2 | 0.2 | 0.2 | 0.2 | 0.2 | 0.2 | 0.2 | 0.2 | 0.2 | 0.2 | 0.2 | 0.2 | 0.2 | 3.2 | 5.2 | 8.2 | 11 | 14.2 | 17.4 | 21.3 | 25.1 | 29.5 | 34.1 | 38.8 | 44.4 | 50.8 | 57.4 | 64.8 | 72.5 | 81 | 89.8 | 98.7 | 108 | 116.4 | 124.9 | 129.7 | 130.9 | 132 | 132.7 | 132.7 | 0.2 | 0.2 | 0.2 | 0.2 | 0.2 | 0.2 | 0.3 | 1.2 | 1.8 | 3.4 | 4.9 | 6.3 | 7.6 | 9 | 10.3 | 11.6 | 12.9 | 14.1 | 15.3 | 16.5 | 17.7 | 18.8 | 19.9 | 21 | 22.1 | 23.1 | 24.1 | 25.2 | 26.2 | 27.2 | 0.2 | 0.2 | 1.1 | 2.9 | 4.6 | 7.3 | 10.5 | 13.9 | 17.2 | 20.9 | 25.1 | 29.4 | 34.5 | 39.6 | 45 | 51.7 | 58.7 | 66.5 | 74.7 | 83.4 | 92.4 | 101.7 | 111.4 | 120.5 | 129.7 | 135.7 | 138.7 | 142.1 | 145.6 | 147.3 | 0.2 | 0.2 | 0.2 | 1.1 | 2.1 | 3.6 | 5.1 | 6.9 | 8.8 | 11.2 | 13.5 | 16 | 18.5 | 21 | 23.7 | 26.6 | 29.5 | 32.6 | 35.7 | 39 | 42.3 | 45.5 | 48.7 | 51.6 | 54.5 | 56.4 | 57.4 | 58.5 | 59.4 | 60.2
GSP | CONNAHS QUAY - PENTIR - ST ASAPH | 332.7 | 358.8 | 360.2 | 362.8 | 365.5 | 368.3 | 371 | 373.8 | 374.6 | 377.3 | 384.1 | 391.9 | 398.4 | 402.9 | 407.3 | 411.7 | 416.2 | 420.6 | 425 | 429.4 | 433.8 | 438.2 | 442.9 | 447.5 | 452.1 | 456.5 | 460.9 | 465.7 | 470.6 | 475.4 | 332.7 | 362.8 | 368.6 | 373 | 392.2 | 402.5 | 413.3 | 424.2 | 436.7 | 452.4 | 469.8 | 488.9 | 510.7 | 534.5 | 563.5 | 594.2 | 628.5 | 665.8 | 706 | 744.3 | 781.6 | 821.6 | 862.8 | 897.3 | 932.4 | 943.2 | 943.2 | 943.2 | 943.2 | 943.2 | 332.7 | 360.2 | 364.9 | 366.7 | 371.1 | 372 | 372.5 | 372.5 | 372.5 | 372.5 | 374 | 376.4 | 379 | 381.8 | 384.6 | 387.8 | 391.3 | 394.8 | 398.7 | 402.6 | 406.5 | 410.3 | 414 | 417.6 | 421.6 | 425.4 | 429 | 432.8 | 436.6 | 440.3 | 332.7 | 345.4 | 347.7 | 353.1 | 369.5 | 375.9 | 382.2 | 392.1 | 404 | 421.3 | 439.8 | 459.9 | 481.6 | 505.9 | 534.7 | 566.2 | 601.3 | 639.4 | 680.1 | 725.1 | 771.8 | 820.1 | 870.3 | 914 | 958.6 | 978.1 | 981 | 983.4 | 985.5 | 985.5 | 332.7 | 361.5 | 366.2 | 368.5 | 378.5 | 382 | 385.3 | 387.5 | 390.3 | 396 | 402.2 | 408.9 | 416.5 | 424.6 | 434.3 | 444.3 | 455.4 | 466.9 | 479.2 | 490.3 | 500.8 | 511.9 | 523 | 532.1 | 541.5 | 544.8 | 544.8 | 544.8 | 544.8 | 544.8
GSP | FRODSHAM - INCE | 57 | 57 | 57 | 57 | 57 | 57 | 57 | 57 | 57 | 57 | 57 | 57.2 | 57.9 | 58.3 | 58.7 | 59.2 | 59.6 | 60 | 60.4 | 60.8 | 61.2 | 61.6 | 62 | 62.4 | 62.8 | 63.2 | 63.6 | 64 | 64.4 | 64.9 | 57 | 57 | 57 | 57 | 57 | 57 | 57 | 57 | 57 | 57.9 | 59.7 | 61.7 | 63.9 | 66.2 | 69.4 | 72.9 | 76.5 | 80.3 | 84.2 | 87.6 | 91.2 | 94.8 | 98.6 | 101.6 | 104.7 | 105.1 | 105.1 | 105.1 | 105.1 | 105.1 | 57 | 57 | 57 | 57 | 57 | 57 | 57 | 57 | 57 | 57 | 57 | 57 | 57 | 57 | 57 | 57 | 57 | 57 | 57 | 57 | 57 | 57 | 57 | 57 | 57 | 57 | 57 | 57 | 57 | 57 | 57 | 58.4 | 58.4 | 58.4 | 59.7 | 59.7 | 59.7 | 60 | 60.8 | 62.9 | 65.1 | 67.2 | 69.7 | 72.2 | 75.1 | 78.6 | 82.3 | 86.2 | 90.3 | 95.3 | 99.8 | 105.1 | 110.6 | 115.2 | 119.9 | 121 | 121 | 121 | 121 | 121 | 57 | 57 | 57 | 57 | 57 | 57 | 57 | 57 | 57 | 57 | 57 | 57 | 57 | 57 | 57 | 57.7 | 58.6 | 59.5 | 60.4 | 61 | 61.7 | 62.4 | 63.1 | 63.5 | 64 | 64 | 64 | 64 | 64 | 64
GSP | KIRKBY | 20.1 | 20.1 | 20.1 | 20.1 | 20.1 | 20.1 | 20.1 | 20.1 | 20.1 | 20.1 | 20.1 | 20.2 | 20.4 | 20.6 | 20.7 | 20.9 | 21 | 21.2 | 21.3 | 21.4 | 21.6 | 21.7 | 21.9 | 22 | 22.2 | 22.3 | 22.4 | 22.6 | 22.7 | 22.9 | 20.1 | 20.1 | 20.1 | 20.7 | 23.4 | 25.5 | 27.5 | 30.2 | 33 | 36.5 | 40.4 | 44.5 | 48.8 | 53.2 | 59.1 | 65.2 | 71.7 | 78.4 | 86.4 | 94.5 | 102.9 | 111.4 | 120.3 | 128.2 | 136.2 | 139.8 | 140 | 140.3 | 140.3 | 140.3 | 20.1 | 20.1 | 20.1 | 20.1 | 20.1 | 20.9 | 21.7 | 22.3 | 22.6 | 23.7 | 24.6 | 25.4 | 26.2 | 27 | 27.8 | 28.6 | 29.3 | 30 | 30.7 | 31.3 | 32.4 | 33.9 | 35.3 | 36.8 | 38.2 | 39.5 | 40.8 | 42.2 | 43.5 | 44.8 | 20.1 | 20.6 | 21.3 | 22.7 | 24.3 | 26.6 | 29.1 | 31.9 | 34.7 | 38 | 41.4 | 45.9 | 50.6 | 55.4 | 60.6 | 67 | 73.7 | 80.8 | 89.3 | 98.3 | 107.6 | 117.3 | 127.4 | 136.6 | 146.1 | 151.3 | 153.8 | 156.2 | 158.2 | 158.9 | 20.1 | 20.1 | 20.1 | 20.4 | 21.7 | 22.8 | 23.8 | 25.1 | 26.6 | 28.4 | 30.4 | 32.4 | 34.3 | 36.3 | 38.8 | 41.2 | 43.7 | 46.1 | 48.9 | 51.7 | 54.7 | 57.8 | 61 | 63.8 | 66.6 | 68.1 | 69 | 69.9 | 70.7 | 71.2
GSP | LEGACY | 129.3 | 129.3 | 129.3 | 129.3 | 129.3 | 129.3 | 129.3 | 129.3 | 129.3 | 129.3 | 129.3 | 129.6 | 131.3 | 132.3 | 133.2 | 134.1 | 135.1 | 136 | 136.9 | 137.8 | 138.7 | 139.6 | 140.6 | 141.5 | 142.4 | 143.3 | 144.2 | 145.1 | 146.1 | 147.1 | 129.3 | 129.3 | 129.3 | 133.2 | 142.7 | 151 | 160.4 | 172.8 | 186.7 | 203.2 | 220.4 | 239 | 258.8 | 280.7 | 305 | 331.8 | 362.1 | 395.2 | 431.2 | 468.5 | 505 | 543.1 | 583.3 | 619.1 | 654.8 | 673.2 | 677.3 | 682.5 | 687.2 | 687.2 | 129.3 | 129.3 | 129.3 | 129.3 | 129.3 | 129.3 | 129.3 | 129.3 | 131.1 | 136.7 | 142.1 | 147.2 | 152.4 | 157.6 | 162.8 | 167.9 | 172.9 | 178.1 | 183.2 | 188.3 | 193.4 | 198.5 | 203.6 | 208.6 | 213.6 | 218.4 | 223.5 | 228.6 | 233.7 | 238.7 | 129.3 | 132.4 | 134.7 | 142.3 | 152.1 | 160.8 | 170.4 | 181.8 | 193.8 | 209.8 | 227.8 | 247.4 | 268.7 | 291.2 | 317.2 | 345.3 | 376.5 | 411 | 449.1 | 490.6 | 532.5 | 576.6 | 623.1 | 665.3 | 708.5 | 732.6 | 743.1 | 753.9 | 765.4 | 771.7 | 129.3 | 129.3 | 129.3 | 129.3 | 132.7 | 136.1 | 140.5 | 146.7 | 153.3 | 162.6 | 171.8 | 181.2 | 191 | 201.3 | 212.1 | 223.5 | 235.8 | 248.7 | 262.2 | 275.8 | 288.6 | 301.7 | 315.1 | 327.1 | 338.7 | 345.9 | 349.7 | 354 | 358 | 360.9
GSP | LISTER DRIVE | 0 | 0 | 0 | 0 | 0 | 0 | 0 | 0 | 0 | 0 | 0 | 0 | 0 | 0 | 0 | 0 | 0 | 0 | 0 | 0 | 0 | 0 | 0 | 0 | 0 | 0 | 0 | 0 | 0 | 0 | 0 | 0 | 0 | 0 | 0 | 0 | 0 | 0 | 0 | 0 | 0 | 0 | 0 | 0 | 0 | 0 | 0 | 0 | 0 | 0 | 0 | 0 | 0 | 0 | 0 | 0 | 0 | 0 | 0 | 0 | 0 | 0 | 0 | 0 | 0 | 0 | 0 | 0 | 0 | 0 | 0 | 0 | 0 | 0 | 0 | 0 | 0 | 0 | 0 | 0 | 0 | 0 | 0 | 0 | 0 | 0 | 0 | 0 | 0 | 0 | 0 | 0 | 0 | 0 | 0 | 0 | 0 | 0 | 0 | 0 | 0 | 0 | 0 | 0 | 0 | 0 | 0 | 0 | 0 | 0 | 0 | 0 | 0 | 0 | 0 | 0 | 0 | 0 | 0 | 0 | 0 | 0 | 0 | 0 | 0 | 0 | 0 | 0 | 0 | 0 | 0 | 0 | 0 | 0 | 0 | 0 | 0 | 0 | 0 | 0 | 0 | 0 | 0 | 0 | 0 | 0 | 0 | 0 | 0 | 0
GSP | RAINHILL | 0.1 | 0.1 | 0.1 | 0.1 | 0.1 | 0.1 | 0.1 | 0.1 | 0.1 | 0.1 | 0.1 | 0.1 | 0.1 | 0.1 | 0.1 | 0.1 | 0.1 | 0.1 | 0.1 | 0.1 | 0.1 | 0.1 | 0.1 | 0.1 | 0.1 | 0.1 | 0.1 | 0.1 | 0.1 | 0.1 | 0.1 | 0.1 | 0.1 | 0.3 | 1.8 | 3 | 4.1 | 5.6 | 7 | 9 | 10.9 | 13 | 15 | 17.2 | 20.1 | 23 | 26.2 | 29.9 | 33.7 | 37.6 | 41.7 | 45.9 | 50.2 | 54.1 | 58.1 | 60.5 | 60.5 | 60.5 | 60.5 | 60.5 | 0.1 | 0.1 | 0.1 | 0.1 | 0.1 | 0.1 | 0.7 | 1.1 | 1.2 | 1.9 | 2.5 | 3 | 3.4 | 3.9 | 4.4 | 4.8 | 5.2 | 5.5 | 5.9 | 6.7 | 7.5 | 8.3 | 9 | 9.7 | 10.5 | 11.2 | 11.9 | 12.6 | 13.2 | 13.9 | 0.1 | 0.1 | 0.5 | 1.2 | 2 | 3.2 | 4.5 | 6 | 7.4 | 9 | 11.1 | 13.3 | 15.6 | 18 | 20.9 | 24 | 27.1 | 30.5 | 34.5 | 38.8 | 43.2 | 47.8 | 52.6 | 57.1 | 61.6 | 64.6 | 65.9 | 67.2 | 68.3 | 68.7 | 0.1 | 0.1 | 0.1 | 0.1 | 0.9 | 1.5 | 2 | 2.8 | 3.6 | 4.8 | 5.9 | 6.9 | 7.9 | 8.9 | 10.3 | 11.5 | 12.7 | 14.2 | 15.6 | 17.2 | 18.9 | 20.5 | 22.1 | 23.5 | 24.9 | 25.9 | 26.3 | 26.8 | 27.4 | 27.6
GSP | SWANSEA NORTH | 85.1 | 85.1 | 85.1 | 85.1 | 85.1 | 85.1 | 85.1 | 85.1 | 85.1 | 85.1 | 85.1 | 85.3 | 86.4 | 87 | 87.6 | 88.3 | 88.9 | 89.5 | 90.1 | 90.7 | 91.3 | 91.9 | 92.5 | 93.1 | 93.7 | 94.3 | 94.9 | 95.5 | 96.1 | 96.8 | 85.1 | 85.1 | 85.1 | 85.1 | 85.1 | 85.1 | 85.3 | 87.7 | 90.5 | 93.9 | 97.7 | 101.9 | 106.9 | 111.9 | 118 | 124.7 | 132 | 139.9 | 148.9 | 157 | 165.5 | 174.2 | 183.3 | 190.8 | 198.5 | 200.8 | 200.8 | 200.8 | 200.8 | 200.8 | 85.1 | 85.1 | 85.1 | 85.1 | 85.1 | 85.1 | 85.1 | 85.1 | 85.1 | 85.1 | 85.1 | 85.1 | 85.1 | 85.1 | 85.1 | 85.5 | 86 | 86.4 | 86.7 | 87.1 | 87.4 | 88.1 | 88.7 | 89.4 | 90 | 90.6 | 91.6 | 92.6 | 93.6 | 94.6 | 85.1 | 87.1 | 87.3 | 87.3 | 90.1 | 90.6 | 91.8 | 94.2 | 96.9 | 100.7 | 104.7 | 109.3 | 114.2 | 119.9 | 126.2 | 133.3 | 140.8 | 149.3 | 158.1 | 168.1 | 178.4 | 189.1 | 200.2 | 209.8 | 219.6 | 223.4 | 223.4 | 223.4 | 223.4 | 223.4 | 85.1 | 85.1 | 85.1 | 85.1 | 85.1 | 85.1 | 85.1 | 85.1 | 85.1 | 85.1 | 85.9 | 87.4 | 89.1 | 90.8 | 92.8 | 94.9 | 97 | 99.3 | 101.8 | 103.9 | 106.1 | 108.4 | 110.8 | 112.7 | 114.7 | 115.2 | 115.2 | 115.2 | 115.2 | 115.2
GSP | TRAWSFYNYDD | 47.4 | 47.4 | 47.4 | 47.4 | 47.4 | 47.4 | 47.4 | 47.4 | 48.8 | 51.7 | 56 | 60.6 | 63.9 | 66.9 | 70 | 73 | 76.2 | 79.3 | 82.5 | 85.7 | 88.9 | 92.2 | 95.6 | 98.9 | 102.4 | 105.7 | 109.2 | 112.2 | 115.2 | 118.2 | 47.4 | 47.4 | 51.3 | 62.5 | 72.3 | 83.8 | 96.4 | 110.4 | 124.7 | 141.3 | 159.5 | 178.4 | 199 | 222.4 | 248.1 | 276.7 | 307.3 | 340.8 | 377.1 | 416.5 | 456.7 | 497.9 | 540.3 | 578.7 | 617.5 | 639.3 | 648.7 | 657.5 | 666 | 667.6 | 47.4 | 47.4 | 47.4 | 49.1 | 49.7 | 52.1 | 54.8 | 57.8 | 60.6 | 66.5 | 72.3 | 77.8 | 83.4 | 88.9 | 94.4 | 99.7 | 105.1 | 110.6 | 116.2 | 121.6 | 127.1 | 132.6 | 138.6 | 144.9 | 151.1 | 157.6 | 164 | 170.4 | 176.6 | 183.3 | 47.4 | 51.1 | 53.6 | 62.8 | 71.2 | 82.5 | 95 | 108.7 | 123 | 139.8 | 158.5 | 179.1 | 200.5 | 224.2 | 251.7 | 281.2 | 313.3 | 348.1 | 386.6 | 430.1 | 473.5 | 520 | 568.8 | 614.1 | 660.4 | 687.6 | 702.4 | 717.9 | 732.7 | 743.5 | 47.4 | 47.4 | 49.1 | 55.9 | 60.6 | 66.8 | 73.5 | 81.2 | 88.8 | 98.7 | 108.9 | 119.1 | 129.8 | 141.4 | 153.4 | 166.2 | 179.2 | 192.9 | 207.2 | 222.2 | 237 | 251.9 | 266.9 | 280.6 | 294.3 | 303.6 | 309.9 | 316 | 322 | 326.8
GSP | WYLFA | 42.3 | 42.3 | 42.3 | 42.3 | 42.3 | 42.3 | 42.3 | 42.3 | 42.9 | 44.8 | 48.1 | 51.5 | 53.7 | 55.6 | 57.5 | 59.5 | 61.5 | 63.5 | 65.5 | 67.5 | 69.6 | 71.6 | 73.2 | 74.8 | 76.4 | 78.5 | 80.7 | 82.3 | 84 | 85.7 | 42.3 | 42.3 | 44.5 | 52.8 | 60.5 | 69.1 | 78.4 | 89.8 | 101.5 | 113.9 | 127.3 | 142.7 | 159.2 | 176.6 | 196.2 | 218.5 | 243 | 269 | 298 | 328.3 | 359.7 | 391.9 | 424.9 | 454.8 | 485.1 | 501.5 | 507.9 | 513.9 | 519.6 | 520.5 | 42.3 | 42.3 | 42.9 | 44.7 | 45.2 | 47.2 | 49.5 | 51.6 | 53.5 | 57.7 | 61.6 | 65.9 | 70.1 | 74.3 | 79 | 83.5 | 88 | 92.4 | 96.7 | 100.9 | 105.1 | 109.2 | 113.1 | 117.4 | 121.7 | 126.7 | 131.6 | 136.6 | 141.8 | 147 | 42.3 | 45.4 | 48 | 54.8 | 61.5 | 70 | 79.3 | 89.6 | 100.5 | 114.2 | 128.3 | 143.5 | 161 | 180.1 | 201 | 223.8 | 248.8 | 276.2 | 306.9 | 339.9 | 374.2 | 409.9 | 447.1 | 481.3 | 516.3 | 537.5 | 549.2 | 561.3 | 572.5 | 580.4 | 42.3 | 42.3 | 43.5 | 48.8 | 52.5 | 57.2 | 62.2 | 68.3 | 74.3 | 81.5 | 88.8 | 97 | 105.5 | 114 | 123.4 | 133.5 | 144 | 154.6 | 166 | 177.5 | 189.1 | 200.4 | 211.7 | 222.2 | 232.5 | 239.5 | 244.1 | 248.6 | 253.2 | 257

## Solar
Return to Contents | Solar (MW) | FS | FS | FS | FS | FS | FS | FS | FS | FS | FS | FS | FS | FS | FS | FS | FS | FS | FS | FS | FS | FS | FS | FS | FS | FS | FS | FS | FS | FS | FS | CT | CT | CT | CT | CT | CT | CT | CT | CT | CT | CT | CT | CT | CT | CT | CT | CT | CT | CT | CT | CT | CT | CT | CT | CT | CT | CT | CT | CT | CT | ST | ST | ST | ST | ST | ST | ST | ST | ST | ST | ST | ST | ST | ST | ST | ST | ST | ST | ST | ST | ST | ST | ST | ST | ST | ST | ST | ST | ST | ST | LW | LW | LW | LW | LW | LW | LW | LW | LW | LW | LW | LW | LW | LW | LW | LW | LW | LW | LW | LW | LW | LW | LW | LW | LW | LW | LW | LW | LW | LW | BV | BV | BV | BV | BV | BV | BV | BV | BV | BV | BV | BV | BV | BV | BV | BV | BV | BV | BV | BV | BV | BV | BV | BV | BV | BV | BV | BV | BV | BV
|  | 2021 | 2022 | 2023 | 2024 | 2025 | 2026 | 2027 | 2028 | 2029 | 2030 | 2031 | 2032 | 2033 | 2034 | 2035 | 2036 | 2037 | 2038 | 2039 | 2040 | 2041 | 2042 | 2043 | 2044 | 2045 | 2046 | 2047 | 2048 | 2049 | 2050 | 2021 | 2022 | 2023 | 2024 | 2025 | 2026 | 2027 | 2028 | 2029 | 2030 | 2031 | 2032 | 2033 | 2034 | 2035 | 2036 | 2037 | 2038 | 2039 | 2040 | 2041 | 2042 | 2043 | 2044 | 2045 | 2046 | 2047 | 2048 | 2049 | 2050 | 2021 | 2022 | 2023 | 2024 | 2025 | 2026 | 2027 | 2028 | 2029 | 2030 | 2031 | 2032 | 2033 | 2034 | 2035 | 2036 | 2037 | 2038 | 2039 | 2040 | 2041 | 2042 | 2043 | 2044 | 2045 | 2046 | 2047 | 2048 | 2049 | 2050 | 2021 | 2022 | 2023 | 2024 | 2025 | 2026 | 2027 | 2028 | 2029 | 2030 | 2031 | 2032 | 2033 | 2034 | 2035 | 2036 | 2037 | 2038 | 2039 | 2040 | 2041 | 2042 | 2043 | 2044 | 2045 | 2046 | 2047 | 2048 | 2049 | 2050 | 2021 | 2022 | 2023 | 2024 | 2025 | 2026 | 2027 | 2028 | 2029 | 2030 | 2031 | 2032 | 2033 | 2034 | 2035 | 2036 | 2037 | 2038 | 2039 | 2040 | 2041 | 2042 | 2043 | 2044 | 2045 | 2046 | 2047 | 2048 | 2049 | 2050
PSS | ABERDYFI T1 | 0.6 | 0.6 | 0.6 | 0.6 | 0.6 | 0.6 | 0.6 | 0.6 | 0.7 | 0.7 | 0.7 | 0.7 | 0.7 | 0.8 | 0.8 | 0.8 | 0.8 | 0.8 | 0.8 | 0.8 | 0.8 | 0.8 | 0.9 | 0.9 | 0.9 | 0.9 | 0.9 | 1 | 1 | 1 | 0.6 | 0.6 | 0.6 | 0.7 | 0.8 | 0.9 | 1 | 1.1 | 1.1 | 1.2 | 1.3 | 1.4 | 1.5 | 1.5 | 1.6 | 1.7 | 1.8 | 1.9 | 2 | 2.1 | 2.1 | 2.2 | 2.3 | 2.4 | 2.5 | 2.5 | 2.6 | 2.7 | 2.8 | 2.9 | 0.6 | 0.6 | 0.6 | 0.6 | 0.7 | 0.7 | 0.8 | 0.8 | 0.9 | 0.9 | 0.9 | 1 | 1 | 1.1 | 1.1 | 1.2 | 1.2 | 1.2 | 1.3 | 1.3 | 1.4 | 1.4 | 1.5 | 1.5 | 1.6 | 1.6 | 1.6 | 1.7 | 1.7 | 1.8 | 0.6 | 0.6 | 0.6 | 0.7 | 0.8 | 0.9 | 1 | 1.1 | 1.1 | 1.2 | 1.3 | 1.4 | 1.5 | 1.6 | 1.7 | 1.7 | 1.8 | 1.9 | 2 | 2.1 | 2.2 | 2.2 | 2.3 | 2.4 | 2.4 | 2.5 | 2.6 | 2.7 | 2.7 | 2.8 | 0.6 | 0.6 | 0.6 | 0.7 | 0.7 | 0.8 | 0.9 | 0.9 | 1 | 1.1 | 1.1 | 1.2 | 1.3 | 1.3 | 1.4 | 1.4 | 1.5 | 1.6 | 1.6 | 1.7 | 1.7 | 1.8 | 1.9 | 1.9 | 2 | 2.1 | 2.1 | 2.2 | 2.3 | 2.3
PSS | ABERGELE T1 / PENSARN T1 | 0.4 | 0.4 | 0.4 | 0.5 | 0.5 | 0.5 | 0.5 | 0.5 | 0.6 | 0.6 | 0.7 | 0.7 | 0.8 | 0.8 | 0.9 | 0.9 | 1 | 1 | 1.1 | 1.1 | 1.2 | 1.3 | 1.3 | 1.4 | 1.4 | 1.5 | 1.6 | 1.6 | 1.7 | 1.8 | 0.4 | 0.5 | 0.5 | 0.7 | 0.9 | 1.2 | 1.4 | 1.7 | 2.1 | 2.4 | 2.7 | 3.1 | 3.4 | 3.8 | 4.2 | 4.5 | 4.9 | 5.3 | 5.6 | 6 | 6.4 | 6.8 | 7.2 | 7.6 | 8 | 8.3 | 8.7 | 9.1 | 9.5 | 9.9 | 0.4 | 0.5 | 0.5 | 0.5 | 0.6 | 0.7 | 0.8 | 0.9 | 1 | 1.2 | 1.3 | 1.4 | 1.6 | 1.8 | 1.9 | 2.1 | 2.3 | 2.4 | 2.6 | 2.7 | 2.9 | 3.1 | 3.3 | 3.4 | 3.6 | 3.8 | 4 | 4.1 | 4.3 | 4.5 | 0.4 | 0.5 | 0.5 | 0.6 | 0.9 | 1.1 | 1.4 | 1.7 | 2 | 2.3 | 2.6 | 2.9 | 3.3 | 3.7 | 4 | 4.4 | 4.7 | 5.1 | 5.5 | 5.9 | 6.3 | 6.6 | 7 | 7.4 | 7.8 | 8.2 | 8.6 | 8.9 | 9.3 | 9.7 | 0.4 | 0.5 | 0.5 | 0.6 | 0.7 | 0.9 | 1.1 | 1.3 | 1.5 | 1.8 | 2 | 2.3 | 2.5 | 2.8 | 3 | 3.3 | 3.6 | 3.8 | 4.1 | 4.4 | 4.6 | 4.9 | 5.2 | 5.5 | 5.8 | 6.1 | 6.3 | 6.6 | 6.9 | 7.2
PSS | ABERSOCH T1 | 0.3 | 0.3 | 0.3 | 0.3 | 0.3 | 0.3 | 0.3 | 0.4 | 0.4 | 0.4 | 0.4 | 0.4 | 0.4 | 0.5 | 0.5 | 0.5 | 0.5 | 0.5 | 0.5 | 0.6 | 0.6 | 0.6 | 0.6 | 0.6 | 0.6 | 0.7 | 0.7 | 0.7 | 0.7 | 0.8 | 0.3 | 0.3 | 0.4 | 0.4 | 0.5 | 0.6 | 0.7 | 0.7 | 0.8 | 0.9 | 1 | 1.1 | 1.2 | 1.4 | 1.5 | 1.5 | 1.7 | 1.8 | 1.9 | 2 | 2.1 | 2.2 | 2.3 | 2.5 | 2.5 | 2.6 | 2.8 | 2.9 | 3 | 3.1 | 0.3 | 0.3 | 0.3 | 0.3 | 0.4 | 0.4 | 0.4 | 0.5 | 0.5 | 0.6 | 0.6 | 0.7 | 0.7 | 0.7 | 0.8 | 0.9 | 0.9 | 0.9 | 1 | 1.1 | 1.1 | 1.2 | 1.2 | 1.2 | 1.3 | 1.4 | 1.4 | 1.5 | 1.5 | 1.6 | 0.3 | 0.3 | 0.4 | 0.4 | 0.5 | 0.6 | 0.7 | 0.7 | 0.8 | 0.9 | 1 | 1.1 | 1.2 | 1.3 | 1.4 | 1.5 | 1.6 | 1.7 | 1.8 | 2 | 2.1 | 2.2 | 2.3 | 2.4 | 2.5 | 2.6 | 2.7 | 2.8 | 2.9 | 3 | 0.3 | 0.3 | 0.4 | 0.4 | 0.4 | 0.5 | 0.6 | 0.6 | 0.7 | 0.7 | 0.8 | 0.9 | 1 | 1.1 | 1.1 | 1.2 | 1.3 | 1.4 | 1.4 | 1.5 | 1.6 | 1.7 | 1.8 | 1.8 | 1.9 | 2 | 2.1 | 2.2 | 2.3 | 2.3
PSS | ABERYSTWYTH T1 / NORTH RD T1 / PARC-Y-LLYN T1 / PARC-Y-LLYN T2 / U C WALES T1 | 0.6 | 0.6 | 0.6 | 0.6 | 0.6 | 0.6 | 0.7 | 0.7 | 0.7 | 0.8 | 0.8 | 0.9 | 0.9 | 0.9 | 1 | 1 | 1 | 1.1 | 1.1 | 1.1 | 1.2 | 1.2 | 1.3 | 1.3 | 1.4 | 1.4 | 1.5 | 1.5 | 1.6 | 1.6 | 0.6 | 0.6 | 0.7 | 0.8 | 1 | 1.2 | 1.5 | 1.7 | 2 | 2.2 | 2.5 | 2.8 | 3.1 | 3.4 | 3.6 | 4 | 4.2 | 4.5 | 4.8 | 5.1 | 5.4 | 5.8 | 6.1 | 6.4 | 6.7 | 7 | 7.3 | 7.6 | 7.9 | 8.2 | 0.6 | 0.6 | 0.6 | 0.7 | 0.7 | 0.8 | 0.9 | 1 | 1.1 | 1.2 | 1.4 | 1.5 | 1.6 | 1.7 | 1.9 | 2 | 2.1 | 2.3 | 2.4 | 2.5 | 2.7 | 2.8 | 2.9 | 3.1 | 3.2 | 3.3 | 3.5 | 3.6 | 3.8 | 3.9 | 0.6 | 0.6 | 0.7 | 0.8 | 1 | 1.2 | 1.4 | 1.7 | 1.9 | 2.2 | 2.5 | 2.7 | 3 | 3.3 | 3.6 | 3.9 | 4.1 | 4.5 | 4.8 | 5.1 | 5.4 | 5.7 | 6 | 6.3 | 6.5 | 6.8 | 7.1 | 7.4 | 7.7 | 8.1 | 0.6 | 0.6 | 0.7 | 0.7 | 0.9 | 1 | 1.2 | 1.4 | 1.6 | 1.7 | 1.9 | 2.1 | 2.3 | 2.6 | 2.8 | 3 | 3.2 | 3.4 | 3.6 | 3.8 | 4.1 | 4.3 | 4.5 | 4.7 | 4.9 | 5.2 | 5.4 | 5.6 | 5.9 | 6.1
PSS | ACER AVE T1 | 0.6 | 0.6 | 0.6 | 0.6 | 0.7 | 0.7 | 0.7 | 0.8 | 0.8 | 0.9 | 0.9 | 1 | 1 | 1.1 | 1.1 | 1.2 | 1.2 | 1.3 | 1.3 | 1.4 | 1.5 | 1.5 | 1.6 | 1.6 | 1.7 | 1.8 | 1.8 | 1.9 | 2 | 2 | 0.6 | 0.7 | 0.8 | 0.9 | 1.2 | 1.5 | 1.8 | 2.1 | 2.4 | 2.7 | 3.1 | 3.4 | 3.8 | 4.2 | 4.6 | 4.9 | 5.3 | 5.7 | 6 | 6.4 | 6.8 | 7.2 | 7.6 | 8 | 8.3 | 8.7 | 9.1 | 9.5 | 9.9 | 10.2 | 0.6 | 0.6 | 0.7 | 0.7 | 0.8 | 0.9 | 1 | 1.2 | 1.3 | 1.5 | 1.6 | 1.8 | 1.9 | 2.1 | 2.3 | 2.4 | 2.6 | 2.8 | 3 | 3.1 | 3.3 | 3.5 | 3.7 | 3.8 | 4 | 4.2 | 4.4 | 4.6 | 4.7 | 4.9 | 0.6 | 0.7 | 0.8 | 0.9 | 1.1 | 1.4 | 1.7 | 2 | 2.3 | 2.6 | 3 | 3.3 | 3.7 | 4.1 | 4.4 | 4.8 | 5.1 | 5.5 | 5.9 | 6.3 | 6.7 | 7.1 | 7.5 | 7.8 | 8.2 | 8.6 | 8.9 | 9.3 | 9.7 | 10.1 | 0.6 | 0.7 | 0.7 | 0.8 | 1 | 1.2 | 1.4 | 1.6 | 1.9 | 2.1 | 2.3 | 2.6 | 2.9 | 3.1 | 3.4 | 3.7 | 3.9 | 4.2 | 4.5 | 4.8 | 5.1 | 5.3 | 5.6 | 5.9 | 6.2 | 6.5 | 6.7 | 7 | 7.3 | 7.6
PSS | ACORNFIELD RD T1 / DICKINSONS T1 / HAMMOND RD T1 / KODAK T1 | 1 | 1 | 1 | 1 | 1 | 1.1 | 1.1 | 1.1 | 1.1 | 1.2 | 1.2 | 1.2 | 1.3 | 1.3 | 1.3 | 1.4 | 1.3 | 1.3 | 1.4 | 1.4 | 1.4 | 1.4 | 1.4 | 1.4 | 1.5 | 1.5 | 1.5 | 1.5 | 1.5 | 1.5 | 1 | 1.1 | 1.1 | 1.2 | 1.4 | 1.5 | 1.6 | 1.7 | 1.7 | 1.8 | 1.9 | 1.9 | 2 | 2 | 2.1 | 2.1 | 2.1 | 2.2 | 2.2 | 2.2 | 2.3 | 2.3 | 2.3 | 2.3 | 2.3 | 2.4 | 2.4 | 2.4 | 2.4 | 2.5 | 1 | 1 | 1.1 | 1.1 | 1.2 | 1.2 | 1.3 | 1.4 | 1.4 | 1.5 | 1.5 | 1.6 | 1.6 | 1.6 | 1.7 | 1.7 | 1.7 | 1.8 | 1.8 | 1.8 | 1.8 | 1.8 | 1.8 | 1.9 | 1.9 | 1.9 | 1.9 | 1.9 | 1.9 | 1.9 | 1 | 1.1 | 1.1 | 1.2 | 1.4 | 1.5 | 1.6 | 1.7 | 1.8 | 1.9 | 2 | 2 | 2.1 | 2.1 | 2.2 | 2.2 | 2.2 | 2.3 | 2.3 | 2.3 | 2.3 | 2.3 | 2.4 | 2.4 | 2.3 | 2.3 | 2.3 | 2.3 | 2.4 | 2.4 | 1 | 1 | 1.1 | 1.2 | 1.3 | 1.4 | 1.5 | 1.5 | 1.6 | 1.7 | 1.7 | 1.7 | 1.8 | 1.8 | 1.9 | 1.9 | 1.9 | 2 | 2 | 2 | 2 | 2 | 2.1 | 2.1 | 2.1 | 2.1 | 2.2 | 2.2 | 2.2 | 2.2
PSS | ACTON T1 | 1 | 1 | 1 | 1 | 1 | 1 | 1.1 | 1.1 | 1.1 | 1.2 | 1.2 | 1.2 | 1.3 | 1.3 | 1.3 | 1.3 | 1.3 | 1.3 | 1.4 | 1.4 | 1.4 | 1.4 | 1.5 | 1.5 | 1.5 | 1.6 | 1.6 | 1.6 | 1.7 | 1.7 | 1 | 1.1 | 1.1 | 1.2 | 1.3 | 1.5 | 1.6 | 1.8 | 1.9 | 2 | 2.2 | 2.3 | 2.5 | 2.6 | 2.8 | 2.9 | 3.1 | 3.2 | 3.3 | 3.5 | 3.6 | 3.8 | 3.9 | 4 | 4.2 | 4.3 | 4.5 | 4.6 | 4.7 | 4.9 | 1 | 1 | 1 | 1.1 | 1.1 | 1.2 | 1.3 | 1.4 | 1.4 | 1.5 | 1.6 | 1.6 | 1.7 | 1.8 | 1.9 | 1.9 | 2 | 2.1 | 2.1 | 2.2 | 2.3 | 2.3 | 2.4 | 2.5 | 2.6 | 2.6 | 2.7 | 2.7 | 2.8 | 2.9 | 1 | 1 | 1.1 | 1.2 | 1.4 | 1.5 | 1.7 | 1.8 | 1.9 | 2.1 | 2.2 | 2.4 | 2.5 | 2.7 | 2.8 | 3 | 3.1 | 3.2 | 3.4 | 3.5 | 3.6 | 3.8 | 3.9 | 4.1 | 4.1 | 4.2 | 4.3 | 4.5 | 4.6 | 4.8 | 1 | 1 | 1.1 | 1.1 | 1.2 | 1.3 | 1.5 | 1.6 | 1.7 | 1.8 | 1.9 | 2 | 2.1 | 2.2 | 2.3 | 2.4 | 2.5 | 2.6 | 2.7 | 2.8 | 3 | 3 | 3.2 | 3.3 | 3.4 | 3.5 | 3.6 | 3.7 | 3.8 | 3.9
PSS | AIGBURTH VALE T1 / IVY AVE T1 / MATHER AVE T1 / MOSSLEY HILL T1 / WAVERTREE T1 | 0.1 | 0.2 | 0.2 | 0.2 | 0.2 | 0.2 | 0.2 | 0.3 | 0.3 | 0.4 | 0.5 | 0.6 | 0.6 | 0.7 | 0.8 | 0.9 | 1 | 1 | 1.2 | 1.3 | 1.3 | 1.4 | 1.5 | 1.6 | 1.8 | 1.9 | 2 | 2.1 | 2.2 | 2.3 | 0.1 | 0.2 | 0.3 | 0.5 | 0.8 | 1.3 | 1.8 | 2.4 | 2.9 | 3.5 | 4.2 | 4.8 | 5.5 | 6.2 | 6.9 | 7.6 | 8.3 | 9 | 9.8 | 10.5 | 11.2 | 12 | 12.8 | 13.5 | 14.3 | 15 | 15.8 | 16.6 | 17.4 | 18.1 | 0.1 | 0.2 | 0.2 | 0.3 | 0.4 | 0.5 | 0.7 | 0.9 | 1.1 | 1.3 | 1.6 | 1.9 | 2.1 | 2.4 | 2.7 | 3 | 3.3 | 3.7 | 4 | 4.3 | 4.6 | 4.9 | 5.2 | 5.6 | 5.9 | 6.2 | 6.6 | 6.9 | 7.2 | 7.6 | 0.1 | 0.2 | 0.3 | 0.4 | 0.8 | 1.2 | 1.7 | 2.2 | 2.8 | 3.3 | 4 | 4.6 | 5.3 | 6 | 6.6 | 7.4 | 8.1 | 8.8 | 9.5 | 10.3 | 11 | 11.8 | 12.5 | 13.3 | 14.1 | 14.9 | 15.6 | 16.4 | 17.2 | 18 | 0.1 | 0.2 | 0.3 | 0.4 | 0.6 | 0.9 | 1.2 | 1.6 | 2 | 2.4 | 2.9 | 3.4 | 3.8 | 4.3 | 4.8 | 5.3 | 5.8 | 6.3 | 6.9 | 7.4 | 7.9 | 8.5 | 9 | 9.5 | 10.1 | 10.6 | 11.2 | 11.7 | 12.3 | 12.8
PSS | AINSDALE T1 / PINFOLD LA T1 | 0.8 | 0.8 | 0.8 | 0.8 | 0.9 | 0.9 | 0.9 | 1 | 1 | 1.1 | 1.2 | 1.2 | 1.3 | 1.3 | 1.4 | 1.5 | 1.5 | 1.6 | 1.6 | 1.7 | 1.7 | 1.8 | 1.9 | 1.9 | 2 | 2 | 2.1 | 2.2 | 2.2 | 2.3 | 0.8 | 0.9 | 1 | 1.2 | 1.5 | 1.8 | 2.1 | 2.4 | 2.7 | 3.1 | 3.4 | 3.8 | 4.1 | 4.4 | 4.8 | 5.1 | 5.4 | 5.8 | 6.1 | 6.5 | 6.9 | 7.2 | 7.6 | 7.9 | 8.3 | 8.6 | 9 | 9.4 | 9.7 | 10.1 | 0.8 | 0.8 | 0.9 | 0.9 | 1 | 1.2 | 1.3 | 1.5 | 1.6 | 1.8 | 1.9 | 2.1 | 2.3 | 2.4 | 2.6 | 2.8 | 2.9 | 3.1 | 3.3 | 3.4 | 3.6 | 3.8 | 4 | 4.1 | 4.3 | 4.5 | 4.6 | 4.8 | 5 | 5.1 | 0.8 | 0.9 | 1 | 1.2 | 1.5 | 1.8 | 2.1 | 2.4 | 2.7 | 3 | 3.4 | 3.7 | 4.1 | 4.4 | 4.8 | 5.1 | 5.4 | 5.8 | 6.1 | 6.5 | 6.9 | 7.2 | 7.6 | 7.9 | 8.2 | 8.6 | 9 | 9.3 | 9.7 | 10 | 0.8 | 0.9 | 0.9 | 1 | 1.2 | 1.5 | 1.7 | 1.9 | 2.2 | 2.4 | 2.7 | 2.9 | 3.2 | 3.4 | 3.7 | 3.9 | 4.2 | 4.5 | 4.7 | 5 | 5.2 | 5.5 | 5.8 | 6 | 6.3 | 6.5 | 6.8 | 7.1 | 7.4 | 7.6
PSS | AINTREE LOCAL T1 / OLD ROAN T1 / WANGO LA T1 | 0.8 | 0.8 | 0.8 | 0.8 | 0.9 | 0.9 | 0.9 | 1 | 1 | 1.1 | 1.2 | 1.2 | 1.3 | 1.4 | 1.4 | 1.5 | 1.5 | 1.6 | 1.6 | 1.7 | 1.7 | 1.8 | 1.9 | 1.9 | 2 | 2.1 | 2.1 | 2.2 | 2.3 | 2.3 | 0.8 | 0.9 | 1 | 1.2 | 1.5 | 1.8 | 2.1 | 2.5 | 2.8 | 3.1 | 3.5 | 3.9 | 4.2 | 4.6 | 5 | 5.3 | 5.7 | 6.1 | 6.4 | 6.8 | 7.2 | 7.6 | 7.9 | 8.3 | 8.7 | 9.1 | 9.4 | 9.8 | 10.2 | 10.5 | 0.8 | 0.8 | 0.9 | 1 | 1.1 | 1.2 | 1.3 | 1.5 | 1.7 | 1.8 | 2 | 2.1 | 2.3 | 2.5 | 2.7 | 2.8 | 3 | 3.2 | 3.3 | 3.5 | 3.7 | 3.8 | 4 | 4.2 | 4.4 | 4.5 | 4.7 | 4.9 | 5 | 5.2 | 0.8 | 0.9 | 1 | 1.2 | 1.5 | 1.8 | 2.1 | 2.4 | 2.8 | 3.1 | 3.5 | 3.8 | 4.2 | 4.6 | 4.9 | 5.3 | 5.6 | 6 | 6.4 | 6.7 | 7.1 | 7.5 | 7.9 | 8.3 | 8.5 | 8.9 | 9.3 | 9.7 | 10 | 10.4 | 0.8 | 0.9 | 0.9 | 1.1 | 1.3 | 1.5 | 1.7 | 2 | 2.2 | 2.5 | 2.7 | 3 | 3.3 | 3.5 | 3.8 | 4.1 | 4.3 | 4.6 | 4.9 | 5.1 | 5.4 | 5.7 | 6 | 6.2 | 6.5 | 6.8 | 7.1 | 7.3 | 7.6 | 7.9
PSS | AIRBUS T1 / BROUGHTON RETAIL PARK T1 / MIXALLOY T1 | 1.2 | 1.2 | 1.2 | 1.2 | 1.2 | 1.2 | 1.2 | 1.2 | 1.3 | 1.3 | 1.3 | 1.3 | 1.4 | 1.4 | 1.4 | 1.4 | 1.4 | 1.4 | 1.4 | 1.4 | 1.5 | 1.5 | 1.5 | 1.5 | 1.6 | 1.6 | 1.6 | 1.7 | 1.7 | 1.7 | 1.2 | 1.2 | 1.3 | 1.3 | 1.4 | 1.6 | 1.7 | 1.9 | 2 | 2.2 | 2.3 | 2.5 | 2.7 | 2.8 | 3 | 3.1 | 3.3 | 3.5 | 3.7 | 3.8 | 4 | 4.2 | 4.4 | 4.6 | 4.7 | 4.9 | 5.1 | 5.2 | 5.4 | 5.6 | 1.2 | 1.2 | 1.2 | 1.2 | 1.3 | 1.3 | 1.4 | 1.5 | 1.5 | 1.6 | 1.7 | 1.7 | 1.8 | 1.9 | 2 | 2 | 2.1 | 2.2 | 2.3 | 2.3 | 2.4 | 2.5 | 2.6 | 2.7 | 2.7 | 2.8 | 2.9 | 3 | 3.1 | 3.1 | 1.2 | 1.2 | 1.3 | 1.3 | 1.5 | 1.6 | 1.7 | 1.9 | 2 | 2.2 | 2.4 | 2.5 | 2.7 | 2.9 | 3 | 3.2 | 3.4 | 3.5 | 3.7 | 3.9 | 4.1 | 4.3 | 4.4 | 4.6 | 4.6 | 4.7 | 4.9 | 5.1 | 5.3 | 5.4 | 1.2 | 1.2 | 1.2 | 1.3 | 1.4 | 1.5 | 1.6 | 1.7 | 1.8 | 1.9 | 2 | 2.1 | 2.3 | 2.4 | 2.5 | 2.6 | 2.7 | 2.9 | 3 | 3.1 | 3.2 | 3.4 | 3.5 | 3.6 | 3.7 | 3.9 | 4 | 4.1 | 4.3 | 4.4
PSS | AIRPORT T1 / ALDERWOOD AVE (CROYDE RD) T1 / HAREFIELD RD T1 / METAL BOX (SPEKE) T1 | 0.1 | 0.1 | 0.1 | 0.1 | 0.1 | 0.2 | 0.2 | 0.2 | 0.2 | 0.2 | 0.2 | 0.2 | 0.2 | 0.2 | 0.3 | 0.3 | 0.3 | 0.3 | 0.3 | 0.3 | 0.3 | 0.3 | 0.3 | 0.4 | 0.4 | 0.4 | 0.4 | 0.4 | 0.4 | 0.4 | 0.1 | 0.2 | 0.2 | 0.2 | 0.3 | 0.4 | 0.4 | 0.5 | 0.6 | 0.7 | 0.8 | 0.9 | 1 | 1.1 | 1.2 | 1.3 | 1.3 | 1.4 | 1.5 | 1.6 | 1.8 | 1.8 | 1.9 | 2.1 | 2.2 | 2.3 | 2.4 | 2.5 | 2.6 | 2.7 | 0.1 | 0.1 | 0.2 | 0.2 | 0.2 | 0.2 | 0.2 | 0.3 | 0.3 | 0.4 | 0.4 | 0.4 | 0.5 | 0.5 | 0.6 | 0.6 | 0.7 | 0.7 | 0.8 | 0.8 | 0.8 | 0.9 | 0.9 | 1 | 1 | 1.1 | 1.1 | 1.2 | 1.2 | 1.3 | 0.1 | 0.2 | 0.2 | 0.2 | 0.3 | 0.3 | 0.4 | 0.5 | 0.6 | 0.7 | 0.8 | 0.9 | 1 | 1.1 | 1.2 | 1.3 | 1.3 | 1.4 | 1.5 | 1.6 | 1.8 | 1.8 | 1.9 | 2.1 | 2.2 | 2.2 | 2.4 | 2.5 | 2.6 | 2.7 | 0.1 | 0.2 | 0.2 | 0.2 | 0.2 | 0.3 | 0.3 | 0.4 | 0.5 | 0.5 | 0.6 | 0.6 | 0.7 | 0.8 | 0.9 | 0.9 | 1 | 1.1 | 1.1 | 1.2 | 1.3 | 1.4 | 1.4 | 1.5 | 1.6 | 1.7 | 1.8 | 1.8 | 1.9 | 2
PSS | ALBERT DOCK T1 / KINGS DOCK T1 / KINGS DOCK T2 / WAPPING T1 | 0.4 | 0.4 | 0.4 | 0.4 | 0.4 | 0.4 | 0.4 | 0.4 | 0.4 | 0.4 | 0.4 | 0.4 | 0.4 | 0.4 | 0.4 | 0.4 | 0.4 | 0.4 | 0.4 | 0.4 | 0.4 | 0.4 | 0.4 | 0.4 | 0.4 | 0.4 | 0.4 | 0.4 | 0.4 | 0.5 | 0.4 | 0.4 | 0.4 | 0.4 | 0.5 | 0.5 | 0.5 | 0.5 | 0.5 | 0.5 | 0.5 | 0.5 | 0.5 | 0.5 | 0.5 | 0.5 | 0.5 | 0.5 | 0.5 | 0.6 | 0.6 | 0.6 | 0.6 | 0.6 | 0.6 | 0.6 | 0.6 | 0.6 | 0.6 | 0.6 | 0.4 | 0.4 | 0.4 | 0.4 | 0.4 | 0.4 | 0.4 | 0.5 | 0.5 | 0.5 | 0.5 | 0.5 | 0.5 | 0.5 | 0.5 | 0.5 | 0.5 | 0.5 | 0.5 | 0.5 | 0.5 | 0.5 | 0.5 | 0.5 | 0.5 | 0.5 | 0.5 | 0.5 | 0.5 | 0.5 | 0.4 | 0.4 | 0.4 | 0.4 | 0.5 | 0.5 | 0.5 | 0.5 | 0.5 | 0.5 | 0.5 | 0.5 | 0.5 | 0.6 | 0.6 | 0.6 | 0.6 | 0.6 | 0.6 | 0.6 | 0.6 | 0.6 | 0.6 | 0.6 | 0.5 | 0.5 | 0.5 | 0.5 | 0.5 | 0.5 | 0.4 | 0.4 | 0.4 | 0.4 | 0.4 | 0.4 | 0.5 | 0.5 | 0.5 | 0.5 | 0.5 | 0.5 | 0.5 | 0.5 | 0.5 | 0.5 | 0.5 | 0.5 | 0.5 | 0.5 | 0.5 | 0.5 | 0.5 | 0.5 | 0.5 | 0.5 | 0.5 | 0.5 | 0.6 | 0.6
PSS | ALLERTON T1 / ECP WEST-BANKS RD T1 / GARSTON T1 / WEAVER IND EST T1 / YEW TREE RD T1 | 0.1 | 0.1 | 0.2 | 0.2 | 0.2 | 0.2 | 0.2 | 0.2 | 0.2 | 0.2 | 0.3 | 0.3 | 0.3 | 0.4 | 0.4 | 0.4 | 0.5 | 0.5 | 0.5 | 0.6 | 0.6 | 0.7 | 0.7 | 0.7 | 0.8 | 0.8 | 0.8 | 0.9 | 0.9 | 1 | 0.1 | 0.2 | 0.2 | 0.3 | 0.4 | 0.6 | 0.7 | 0.9 | 1.1 | 1.3 | 1.6 | 1.8 | 2 | 2.2 | 2.5 | 2.7 | 2.9 | 3.2 | 3.4 | 3.7 | 3.9 | 4.2 | 4.4 | 4.7 | 5 | 5.2 | 5.5 | 5.7 | 6 | 6.2 | 0.1 | 0.2 | 0.2 | 0.2 | 0.2 | 0.3 | 0.4 | 0.4 | 0.5 | 0.6 | 0.7 | 0.8 | 0.9 | 1 | 1.1 | 1.2 | 1.3 | 1.4 | 1.5 | 1.6 | 1.7 | 1.8 | 1.9 | 2.1 | 2.2 | 2.3 | 2.4 | 2.5 | 2.6 | 2.7 | 0.1 | 0.2 | 0.2 | 0.3 | 0.4 | 0.5 | 0.7 | 0.9 | 1.1 | 1.3 | 1.5 | 1.7 | 2 | 2.2 | 2.4 | 2.7 | 2.9 | 3.1 | 3.4 | 3.6 | 3.9 | 4.1 | 4.4 | 4.7 | 4.9 | 5.1 | 5.4 | 5.7 | 5.9 | 6.2 | 0.1 | 0.2 | 0.2 | 0.2 | 0.3 | 0.4 | 0.5 | 0.7 | 0.8 | 1 | 1.1 | 1.3 | 1.4 | 1.6 | 1.8 | 1.9 | 2.1 | 2.3 | 2.5 | 2.6 | 2.8 | 3 | 3.2 | 3.4 | 3.6 | 3.7 | 3.9 | 4.1 | 4.3 | 4.5
PSS | ALMATEX T1 / DELTA METALS T1 / WATERY LA T2 | 0.9 | 0.9 | 0.9 | 0.9 | 0.9 | 1 | 1 | 1 | 1.1 | 1.1 | 1.2 | 1.2 | 1.3 | 1.3 | 1.4 | 1.4 | 1.4 | 1.5 | 1.5 | 1.5 | 1.5 | 1.6 | 1.6 | 1.6 | 1.6 | 1.7 | 1.7 | 1.7 | 1.7 | 1.7 | 0.9 | 0.9 | 1.1 | 1.2 | 1.4 | 1.6 | 1.8 | 1.9 | 2 | 2.1 | 2.2 | 2.3 | 2.4 | 2.5 | 2.5 | 2.6 | 2.7 | 2.7 | 2.7 | 2.8 | 2.8 | 2.9 | 3 | 3 | 3.1 | 3.1 | 3.2 | 3.2 | 3.3 | 3.3 | 0.9 | 0.9 | 1 | 1 | 1.1 | 1.2 | 1.3 | 1.4 | 1.5 | 1.6 | 1.7 | 1.8 | 1.8 | 1.9 | 1.9 | 2 | 2.1 | 2.1 | 2.1 | 2.2 | 2.2 | 2.2 | 2.3 | 2.3 | 2.4 | 2.4 | 2.4 | 2.4 | 2.5 | 2.5 | 0.9 | 1 | 1.1 | 1.2 | 1.5 | 1.7 | 1.9 | 2 | 2.2 | 2.3 | 2.4 | 2.5 | 2.6 | 2.7 | 2.7 | 2.8 | 2.9 | 2.9 | 3 | 3 | 3 | 3.1 | 3.1 | 3.2 | 3.2 | 3.3 | 3.3 | 3.3 | 3.4 | 3.4 | 0.9 | 0.9 | 1 | 1.1 | 1.3 | 1.4 | 1.6 | 1.7 | 1.8 | 1.9 | 2 | 2 | 2.1 | 2.2 | 2.2 | 2.3 | 2.4 | 2.4 | 2.4 | 2.5 | 2.5 | 2.6 | 2.6 | 2.7 | 2.7 | 2.8 | 2.8 | 2.8 | 2.9 | 2.9
PSS | ALMONDS TURN T1 / ATLANTIC COMPLEX T1 / GIRO T1 / MIDLAND BANK T1 / NETHERTON T1 | 0.8 | 0.8 | 0.8 | 0.8 | 0.9 | 0.9 | 0.9 | 1 | 1 | 1.1 | 1.2 | 1.2 | 1.3 | 1.4 | 1.4 | 1.5 | 1.5 | 1.6 | 1.7 | 1.7 | 1.8 | 1.8 | 1.9 | 2 | 2 | 2.1 | 2.2 | 2.2 | 2.3 | 2.4 | 0.8 | 0.9 | 1 | 1.2 | 1.5 | 1.8 | 2.1 | 2.5 | 2.8 | 3.1 | 3.5 | 3.9 | 4.2 | 4.6 | 5 | 5.3 | 5.7 | 6.1 | 6.4 | 6.8 | 7.2 | 7.6 | 8 | 8.4 | 8.7 | 9.1 | 9.5 | 9.9 | 10.3 | 10.7 | 0.8 | 0.8 | 0.9 | 1 | 1.1 | 1.2 | 1.3 | 1.5 | 1.7 | 1.8 | 2 | 2.2 | 2.4 | 2.5 | 2.7 | 2.9 | 3.1 | 3.2 | 3.4 | 3.6 | 3.8 | 4 | 4.2 | 4.3 | 4.5 | 4.7 | 4.9 | 5.1 | 5.3 | 5.4 | 0.8 | 0.9 | 1 | 1.2 | 1.5 | 1.8 | 2.2 | 2.5 | 2.8 | 3.2 | 3.5 | 3.9 | 4.3 | 4.6 | 5 | 5.4 | 5.7 | 6.1 | 6.4 | 6.8 | 7.2 | 7.6 | 8 | 8.4 | 8.7 | 9.1 | 9.4 | 9.8 | 10.2 | 10.6 | 0.8 | 0.9 | 0.9 | 1.1 | 1.3 | 1.5 | 1.7 | 2 | 2.2 | 2.5 | 2.7 | 3 | 3.3 | 3.6 | 3.8 | 4.1 | 4.4 | 4.7 | 4.9 | 5.2 | 5.5 | 5.8 | 6.1 | 6.3 | 6.6 | 6.9 | 7.2 | 7.5 | 7.8 | 8.1
PSS | ALPOCO T1 | 0.3 | 0.3 | 0.3 | 0.3 | 0.3 | 0.3 | 0.3 | 0.3 | 0.4 | 0.4 | 0.4 | 0.4 | 0.4 | 0.4 | 0.4 | 0.4 | 0.4 | 0.4 | 0.4 | 0.4 | 0.4 | 0.4 | 0.4 | 0.4 | 0.4 | 0.4 | 0.4 | 0.4 | 0.4 | 0.4 | 0.3 | 0.3 | 0.3 | 0.4 | 0.4 | 0.4 | 0.5 | 0.5 | 0.5 | 0.5 | 0.6 | 0.6 | 0.6 | 0.6 | 0.6 | 0.6 | 0.7 | 0.7 | 0.7 | 0.7 | 0.7 | 0.8 | 0.8 | 0.8 | 0.8 | 0.8 | 0.8 | 0.9 | 0.9 | 0.9 | 0.3 | 0.3 | 0.3 | 0.3 | 0.4 | 0.4 | 0.4 | 0.4 | 0.4 | 0.4 | 0.5 | 0.5 | 0.5 | 0.5 | 0.5 | 0.6 | 0.6 | 0.6 | 0.6 | 0.6 | 0.6 | 0.6 | 0.7 | 0.7 | 0.7 | 0.7 | 0.7 | 0.7 | 0.7 | 0.8 | 0.3 | 0.3 | 0.3 | 0.4 | 0.4 | 0.4 | 0.5 | 0.5 | 0.5 | 0.5 | 0.6 | 0.6 | 0.6 | 0.7 | 0.7 | 0.7 | 0.7 | 0.7 | 0.7 | 0.7 | 0.8 | 0.8 | 0.8 | 0.8 | 0.8 | 0.8 | 0.8 | 0.8 | 0.8 | 0.8 | 0.3 | 0.3 | 0.3 | 0.4 | 0.4 | 0.4 | 0.4 | 0.4 | 0.5 | 0.5 | 0.5 | 0.5 | 0.6 | 0.6 | 0.6 | 0.6 | 0.6 | 0.6 | 0.6 | 0.7 | 0.7 | 0.7 | 0.7 | 0.7 | 0.7 | 0.8 | 0.8 | 0.8 | 0.8 | 0.8
PSS | AMLWCH T1 / AMLWCH T2 | 0.3 | 0.3 | 0.3 | 0.3 | 0.3 | 0.3 | 0.3 | 0.4 | 0.4 | 0.4 | 0.4 | 0.4 | 0.5 | 0.5 | 0.5 | 0.5 | 0.5 | 0.5 | 0.6 | 0.6 | 0.6 | 0.6 | 0.6 | 0.7 | 0.7 | 0.7 | 0.8 | 0.8 | 0.8 | 0.8 | 0.3 | 0.3 | 0.4 | 0.4 | 0.5 | 0.6 | 0.8 | 0.9 | 1 | 1.1 | 1.2 | 1.4 | 1.5 | 1.6 | 1.8 | 1.9 | 2 | 2.2 | 2.3 | 2.4 | 2.6 | 2.7 | 2.9 | 3 | 3.2 | 3.3 | 3.5 | 3.6 | 3.8 | 3.9 | 0.3 | 0.3 | 0.3 | 0.4 | 0.4 | 0.4 | 0.5 | 0.5 | 0.6 | 0.6 | 0.7 | 0.7 | 0.8 | 0.9 | 0.9 | 1 | 1 | 1.1 | 1.2 | 1.2 | 1.3 | 1.4 | 1.4 | 1.5 | 1.5 | 1.6 | 1.7 | 1.8 | 1.8 | 1.9 | 0.3 | 0.3 | 0.4 | 0.4 | 0.5 | 0.6 | 0.7 | 0.9 | 1 | 1.1 | 1.2 | 1.3 | 1.5 | 1.6 | 1.8 | 1.9 | 2 | 2.2 | 2.3 | 2.5 | 2.6 | 2.7 | 2.9 | 3 | 3.1 | 3.3 | 3.4 | 3.6 | 3.8 | 3.9 | 0.3 | 0.3 | 0.4 | 0.4 | 0.5 | 0.5 | 0.6 | 0.7 | 0.8 | 0.9 | 1 | 1.1 | 1.1 | 1.2 | 1.3 | 1.4 | 1.5 | 1.6 | 1.7 | 1.8 | 2 | 2.1 | 2.2 | 2.3 | 2.4 | 2.5 | 2.6 | 2.7 | 2.8 | 2.9
PSS | ANDERTON T1 | 0.8 | 0.8 | 0.8 | 0.8 | 0.8 | 0.8 | 0.9 | 0.9 | 1 | 1 | 1.1 | 1.1 | 1.2 | 1.2 | 1.3 | 1.3 | 1.4 | 1.4 | 1.4 | 1.5 | 1.5 | 1.6 | 1.6 | 1.7 | 1.7 | 1.8 | 1.8 | 1.9 | 1.9 | 1.9 | 0.8 | 0.8 | 0.9 | 1.1 | 1.3 | 1.6 | 1.8 | 2 | 2.3 | 2.5 | 2.7 | 2.9 | 3.2 | 3.4 | 3.7 | 3.9 | 4.1 | 4.3 | 4.6 | 4.8 | 5 | 5.3 | 5.5 | 5.8 | 6 | 6.2 | 6.5 | 6.7 | 6.9 | 7.2 | 0.8 | 0.8 | 0.8 | 0.9 | 1 | 1.1 | 1.2 | 1.3 | 1.4 | 1.6 | 1.7 | 1.8 | 1.9 | 2.1 | 2.2 | 2.3 | 2.4 | 2.5 | 2.6 | 2.7 | 2.8 | 3 | 3.1 | 3.2 | 3.3 | 3.4 | 3.5 | 3.6 | 3.8 | 3.8 | 0.8 | 0.8 | 0.9 | 1.1 | 1.3 | 1.6 | 1.8 | 2.1 | 2.3 | 2.5 | 2.7 | 3 | 3.2 | 3.5 | 3.7 | 3.9 | 4.1 | 4.4 | 4.6 | 4.8 | 5.1 | 5.3 | 5.5 | 5.8 | 5.9 | 6.1 | 6.4 | 6.6 | 6.8 | 7.1 | 0.8 | 0.8 | 0.9 | 1 | 1.1 | 1.3 | 1.5 | 1.7 | 1.9 | 2 | 2.2 | 2.4 | 2.5 | 2.7 | 2.9 | 3.1 | 3.2 | 3.4 | 3.6 | 3.8 | 3.9 | 4.1 | 4.3 | 4.5 | 4.6 | 4.8 | 5 | 5.2 | 5.3 | 5.5
PSS | APPLETON T1 / HORNSBRIDGE T1 / LUGSDALE T2 | 0.9 | 0.9 | 0.9 | 0.9 | 0.9 | 1 | 1.1 | 1.1 | 1.2 | 1.3 | 1.4 | 1.5 | 1.6 | 1.7 | 1.8 | 1.9 | 2 | 2.1 | 2.2 | 2.3 | 2.4 | 2.5 | 2.6 | 2.7 | 2.8 | 2.9 | 3 | 3.1 | 3.2 | 3.3 | 0.9 | 1 | 1.2 | 1.4 | 1.9 | 2.4 | 2.9 | 3.4 | 4 | 4.5 | 5.1 | 5.6 | 6.2 | 6.8 | 7.3 | 7.9 | 8.5 | 9.1 | 9.6 | 10.2 | 10.8 | 11.4 | 12 | 12.6 | 13.2 | 13.8 | 14.4 | 15 | 15.6 | 16.2 | 0.9 | 0.9 | 1 | 1.1 | 1.2 | 1.4 | 1.7 | 1.9 | 2.2 | 2.4 | 2.7 | 2.9 | 3.2 | 3.5 | 3.7 | 4 | 4.3 | 4.6 | 4.8 | 5.1 | 5.4 | 5.6 | 5.9 | 6.2 | 6.5 | 6.8 | 7 | 7.3 | 7.6 | 7.9 | 0.9 | 1 | 1.2 | 1.4 | 1.9 | 2.4 | 2.9 | 3.4 | 3.9 | 4.5 | 5 | 5.6 | 6.2 | 6.7 | 7.3 | 7.9 | 8.4 | 9 | 9.6 | 10.2 | 10.8 | 11.4 | 12 | 12.6 | 13.1 | 13.7 | 14.3 | 14.9 | 15.5 | 16.1 | 0.9 | 1 | 1.1 | 1.2 | 1.6 | 1.9 | 2.3 | 2.7 | 3.1 | 3.4 | 3.9 | 4.3 | 4.7 | 5.1 | 5.5 | 6 | 6.4 | 6.8 | 7.2 | 7.7 | 8.1 | 8.5 | 9 | 9.4 | 9.8 | 10.3 | 10.7 | 11.1 | 11.6 | 12
PSS | ARROWE PK HOSP T1 / CHAMPION PLUGS T1 / CHAMPION PLUGS T2 / WOODCHURCH T1 | 1 | 1 | 1 | 1 | 1 | 1.1 | 1.1 | 1.1 | 1.1 | 1.1 | 1.2 | 1.2 | 1.2 | 1.2 | 1.2 | 1.2 | 1.2 | 1.2 | 1.2 | 1.2 | 1.2 | 1.2 | 1.3 | 1.3 | 1.3 | 1.3 | 1.3 | 1.3 | 1.3 | 1.3 | 1 | 1 | 1.1 | 1.2 | 1.3 | 1.4 | 1.4 | 1.5 | 1.6 | 1.6 | 1.7 | 1.7 | 1.8 | 1.8 | 1.9 | 1.9 | 1.9 | 2 | 2 | 2 | 2.1 | 2.1 | 2.2 | 2.2 | 2.2 | 2.3 | 2.3 | 2.3 | 2.4 | 2.4 | 1 | 1 | 1.1 | 1.1 | 1.1 | 1.2 | 1.2 | 1.3 | 1.3 | 1.4 | 1.4 | 1.4 | 1.4 | 1.5 | 1.5 | 1.5 | 1.6 | 1.6 | 1.6 | 1.7 | 1.7 | 1.7 | 1.7 | 1.8 | 1.8 | 1.8 | 1.8 | 1.8 | 1.8 | 1.9 | 1 | 1.1 | 1.1 | 1.2 | 1.3 | 1.4 | 1.5 | 1.6 | 1.6 | 1.7 | 1.8 | 1.8 | 1.9 | 1.9 | 2 | 2 | 2 | 2.1 | 2.1 | 2.2 | 2.2 | 2.2 | 2.3 | 2.3 | 2.2 | 2.2 | 2.2 | 2.3 | 2.3 | 2.3 | 1 | 1 | 1.1 | 1.1 | 1.2 | 1.3 | 1.3 | 1.4 | 1.4 | 1.5 | 1.5 | 1.6 | 1.6 | 1.7 | 1.7 | 1.7 | 1.8 | 1.8 | 1.8 | 1.9 | 1.9 | 1.9 | 1.9 | 2 | 2 | 2 | 2 | 2.1 | 2.1 | 2.1
PSS | ARUNDEL T1 / GROVE PK T1 / WAVERTREE VALE T1 | 0.1 | 0.1 | 0.1 | 0.1 | 0.1 | 0.2 | 0.2 | 0.2 | 0.2 | 0.2 | 0.2 | 0.2 | 0.2 | 0.2 | 0.2 | 0.2 | 0.2 | 0.2 | 0.2 | 0.3 | 0.3 | 0.3 | 0.3 | 0.3 | 0.3 | 0.3 | 0.3 | 0.4 | 0.4 | 0.4 | 0.1 | 0.2 | 0.2 | 0.2 | 0.2 | 0.3 | 0.3 | 0.4 | 0.4 | 0.4 | 0.5 | 0.5 | 0.5 | 0.6 | 0.6 | 0.6 | 0.7 | 0.7 | 0.8 | 0.8 | 0.9 | 0.9 | 1 | 1 | 1 | 1.1 | 1.1 | 1.2 | 1.2 | 1.2 | 0.1 | 0.1 | 0.2 | 0.2 | 0.2 | 0.2 | 0.2 | 0.2 | 0.3 | 0.3 | 0.3 | 0.3 | 0.3 | 0.3 | 0.4 | 0.4 | 0.4 | 0.4 | 0.4 | 0.4 | 0.4 | 0.5 | 0.5 | 0.5 | 0.5 | 0.5 | 0.5 | 0.6 | 0.6 | 0.6 | 0.1 | 0.2 | 0.2 | 0.2 | 0.2 | 0.3 | 0.3 | 0.3 | 0.4 | 0.4 | 0.5 | 0.5 | 0.5 | 0.6 | 0.6 | 0.6 | 0.7 | 0.7 | 0.8 | 0.8 | 0.8 | 0.9 | 0.9 | 1 | 1 | 1 | 1.1 | 1.1 | 1.2 | 1.2 | 0.1 | 0.2 | 0.2 | 0.2 | 0.2 | 0.2 | 0.3 | 0.3 | 0.3 | 0.3 | 0.4 | 0.4 | 0.4 | 0.4 | 0.5 | 0.5 | 0.5 | 0.6 | 0.6 | 0.6 | 0.7 | 0.7 | 0.7 | 0.7 | 0.8 | 0.8 | 0.8 | 0.9 | 0.9 | 0.9
PSS | ASH RD T1 / KELLOGGS (WREXHAM) T1 / KELLOGGS (WREXHAM) T2 | 2.5 | 2.5 | 2.5 | 2.5 | 2.5 | 2.5 | 2.6 | 2.6 | 2.6 | 2.6 | 2.7 | 2.7 | 2.7 | 2.7 | 2.7 | 2.8 | 2.6 | 2.6 | 2.6 | 2.6 | 2.6 | 2.7 | 2.7 | 2.7 | 2.7 | 2.7 | 2.8 | 2.8 | 2.8 | 2.8 | 2.5 | 2.5 | 2.6 | 2.7 | 2.8 | 2.9 | 3 | 3.1 | 3.1 | 3.2 | 3.3 | 3.4 | 3.5 | 3.5 | 3.6 | 3.7 | 3.8 | 3.8 | 3.9 | 4 | 4.1 | 4.1 | 4.2 | 4.3 | 4.4 | 4.4 | 4.5 | 4.6 | 4.7 | 4.7 | 2.5 | 2.5 | 2.5 | 2.6 | 2.6 | 2.7 | 2.7 | 2.8 | 2.8 | 2.9 | 2.9 | 3 | 3 | 3.1 | 3.1 | 3.1 | 3.2 | 3.2 | 3.3 | 3.3 | 3.3 | 3.4 | 3.4 | 3.4 | 3.4 | 3.5 | 3.5 | 3.5 | 3.6 | 3.6 | 2.5 | 2.5 | 2.6 | 2.6 | 2.8 | 2.9 | 3 | 3.1 | 3.2 | 3.3 | 3.4 | 3.5 | 3.5 | 3.6 | 3.7 | 3.8 | 3.8 | 3.9 | 3.9 | 4 | 4.1 | 4.2 | 4.2 | 4.3 | 4 | 4 | 4.1 | 4.1 | 4.2 | 4.2 | 2.5 | 2.5 | 2.6 | 2.6 | 2.7 | 2.8 | 2.8 | 2.9 | 3 | 3 | 3.1 | 3.2 | 3.2 | 3.3 | 3.3 | 3.4 | 3.5 | 3.5 | 3.6 | 3.6 | 3.7 | 3.7 | 3.8 | 3.8 | 3.9 | 4 | 4 | 4.1 | 4.1 | 4.2
PSS | ASSOCIATED LEAD T1 / GREAT BOUGHTON T1 / PIPERS ASH T1 | 0.7 | 0.7 | 0.7 | 0.8 | 0.8 | 0.8 | 0.8 | 0.9 | 0.9 | 1 | 1.1 | 1.2 | 1.2 | 1.3 | 1.4 | 1.5 | 1.6 | 1.6 | 1.7 | 1.8 | 1.9 | 2 | 2.1 | 2.2 | 2.3 | 2.4 | 2.5 | 2.6 | 2.7 | 2.8 | 0.7 | 0.8 | 0.9 | 1.1 | 1.5 | 1.9 | 2.4 | 2.9 | 3.5 | 4 | 4.6 | 5.2 | 5.8 | 6.5 | 7.1 | 7.7 | 8.4 | 9 | 9.7 | 10.4 | 11 | 11.7 | 12.4 | 13.1 | 13.8 | 14.5 | 15.1 | 15.8 | 16.5 | 17.2 | 0.7 | 0.8 | 0.8 | 0.9 | 1 | 1.1 | 1.3 | 1.5 | 1.7 | 1.9 | 2.2 | 2.4 | 2.7 | 3 | 3.3 | 3.5 | 3.8 | 4.1 | 4.4 | 4.7 | 5 | 5.3 | 5.6 | 5.9 | 6.2 | 6.5 | 6.8 | 7.1 | 7.4 | 7.8 | 0.7 | 0.8 | 0.9 | 1.1 | 1.4 | 1.9 | 2.3 | 2.8 | 3.3 | 3.8 | 4.4 | 5 | 5.7 | 6.2 | 6.9 | 7.5 | 8.2 | 8.9 | 9.5 | 10.2 | 10.9 | 11.6 | 12.2 | 12.9 | 13.5 | 14.2 | 14.9 | 15.6 | 16.3 | 17 | 0.7 | 0.8 | 0.9 | 1 | 1.2 | 1.5 | 1.9 | 2.2 | 2.6 | 3 | 3.4 | 3.8 | 4.3 | 4.7 | 5.2 | 5.6 | 6.1 | 6.6 | 7 | 7.5 | 8 | 8.5 | 9 | 9.5 | 10 | 10.5 | 11 | 11.5 | 12 | 12.5
PSS | ASTMOOR IND EST T1 / MACKAMAX T1 / MERSEY RD T1 / PICOW FARM RD T1 | 1.4 | 1.4 | 1.4 | 1.4 | 1.4 | 1.5 | 1.5 | 1.5 | 1.5 | 1.5 | 1.5 | 1.6 | 1.6 | 1.6 | 1.6 | 1.6 | 1.6 | 1.6 | 1.6 | 1.6 | 1.6 | 1.6 | 1.6 | 1.6 | 1.7 | 1.7 | 1.7 | 1.7 | 1.7 | 1.8 | 1.4 | 1.4 | 1.5 | 1.5 | 1.7 | 1.7 | 1.8 | 1.9 | 2 | 2.1 | 2.2 | 2.3 | 2.3 | 2.4 | 2.5 | 2.6 | 2.7 | 2.8 | 2.9 | 2.9 | 3 | 3.1 | 3.2 | 3.3 | 3.3 | 3.4 | 3.5 | 3.6 | 3.7 | 3.8 | 1.4 | 1.4 | 1.5 | 1.5 | 1.5 | 1.6 | 1.6 | 1.7 | 1.7 | 1.8 | 1.8 | 1.8 | 1.9 | 1.9 | 2 | 2 | 2.1 | 2.1 | 2.2 | 2.2 | 2.2 | 2.3 | 2.3 | 2.4 | 2.4 | 2.5 | 2.5 | 2.6 | 2.6 | 2.6 | 1.4 | 1.5 | 1.5 | 1.5 | 1.6 | 1.8 | 1.8 | 1.9 | 2 | 2.1 | 2.2 | 2.3 | 2.4 | 2.5 | 2.5 | 2.6 | 2.7 | 2.8 | 2.9 | 2.9 | 3 | 3.1 | 3.2 | 3.3 | 3.1 | 3.2 | 3.3 | 3.4 | 3.4 | 3.5 | 1.4 | 1.4 | 1.5 | 1.5 | 1.6 | 1.6 | 1.7 | 1.8 | 1.9 | 1.9 | 2 | 2 | 2.1 | 2.2 | 2.2 | 2.3 | 2.4 | 2.4 | 2.5 | 2.6 | 2.6 | 2.7 | 2.8 | 2.8 | 2.9 | 2.9 | 3 | 3.1 | 3.2 | 3.2
PSS | ATHOL ST T1 / CHISENHALE ST T1 / SANDHILLS LA T1 | 0.1 | 0.1 | 0.1 | 0.1 | 0.1 | 0.2 | 0.2 | 0.2 | 0.2 | 0.2 | 0.2 | 0.2 | 0.2 | 0.2 | 0.2 | 0.2 | 0.2 | 0.2 | 0.2 | 0.2 | 0.2 | 0.2 | 0.2 | 0.2 | 0.2 | 0.2 | 0.2 | 0.2 | 0.2 | 0.2 | 0.1 | 0.2 | 0.2 | 0.2 | 0.2 | 0.2 | 0.3 | 0.3 | 0.3 | 0.3 | 0.4 | 0.4 | 0.4 | 0.4 | 0.4 | 0.4 | 0.4 | 0.5 | 0.5 | 0.5 | 0.5 | 0.6 | 0.6 | 0.6 | 0.6 | 0.7 | 0.7 | 0.7 | 0.7 | 0.8 | 0.1 | 0.1 | 0.2 | 0.2 | 0.2 | 0.2 | 0.2 | 0.2 | 0.2 | 0.2 | 0.3 | 0.3 | 0.3 | 0.3 | 0.3 | 0.3 | 0.4 | 0.4 | 0.4 | 0.4 | 0.4 | 0.4 | 0.4 | 0.5 | 0.5 | 0.5 | 0.5 | 0.5 | 0.5 | 0.5 | 0.1 | 0.2 | 0.2 | 0.2 | 0.2 | 0.2 | 0.3 | 0.3 | 0.3 | 0.3 | 0.4 | 0.4 | 0.4 | 0.5 | 0.5 | 0.5 | 0.5 | 0.5 | 0.5 | 0.5 | 0.6 | 0.6 | 0.6 | 0.7 | 0.6 | 0.7 | 0.7 | 0.7 | 0.8 | 0.8 | 0.1 | 0.2 | 0.2 | 0.2 | 0.2 | 0.2 | 0.2 | 0.3 | 0.3 | 0.3 | 0.3 | 0.3 | 0.3 | 0.4 | 0.4 | 0.4 | 0.4 | 0.4 | 0.4 | 0.4 | 0.5 | 0.5 | 0.5 | 0.5 | 0.6 | 0.6 | 0.6 | 0.6 | 0.6 | 0.6
PSS | AUDLEM T1 | 0.7 | 0.7 | 0.7 | 0.7 | 0.7 | 0.8 | 0.8 | 0.8 | 0.8 | 0.9 | 0.9 | 0.9 | 1 | 1 | 1 | 1.1 | 1 | 1.1 | 1.1 | 1.1 | 1.1 | 1.2 | 1.2 | 1.2 | 1.3 | 1.3 | 1.3 | 1.3 | 1.4 | 1.4 | 0.7 | 0.8 | 0.8 | 0.9 | 1 | 1.2 | 1.3 | 1.5 | 1.6 | 1.7 | 1.8 | 2 | 2.1 | 2.2 | 2.3 | 2.5 | 2.6 | 2.7 | 2.9 | 3 | 3.1 | 3.2 | 3.4 | 3.5 | 3.6 | 3.8 | 3.9 | 4 | 4.1 | 4.3 | 0.7 | 0.7 | 0.8 | 0.8 | 0.8 | 0.9 | 1 | 1.1 | 1.1 | 1.2 | 1.2 | 1.3 | 1.4 | 1.4 | 1.5 | 1.6 | 1.6 | 1.7 | 1.8 | 1.8 | 1.9 | 1.9 | 2 | 2 | 2.1 | 2.2 | 2.2 | 2.3 | 2.3 | 2.4 | 0.7 | 0.8 | 0.8 | 0.9 | 1.1 | 1.2 | 1.3 | 1.5 | 1.6 | 1.7 | 1.9 | 2 | 2.1 | 2.3 | 2.4 | 2.5 | 2.6 | 2.8 | 2.9 | 3 | 3.1 | 3.2 | 3.4 | 3.5 | 3.6 | 3.6 | 3.8 | 3.9 | 4 | 4.1 | 0.7 | 0.7 | 0.8 | 0.8 | 0.9 | 1 | 1.1 | 1.3 | 1.3 | 1.4 | 1.5 | 1.7 | 1.7 | 1.8 | 1.9 | 2 | 2.1 | 2.2 | 2.3 | 2.4 | 2.5 | 2.6 | 2.7 | 2.8 | 2.9 | 3 | 3 | 3.1 | 3.2 | 3.3
PSS | BALA T1 | 0.3 | 0.3 | 0.3 | 0.3 | 0.3 | 0.4 | 0.4 | 0.4 | 0.4 | 0.4 | 0.4 | 0.4 | 0.5 | 0.5 | 0.5 | 0.5 | 0.5 | 0.5 | 0.5 | 0.6 | 0.6 | 0.6 | 0.6 | 0.7 | 0.7 | 0.7 | 0.7 | 0.7 | 0.7 | 0.8 | 0.3 | 0.4 | 0.4 | 0.4 | 0.5 | 0.6 | 0.7 | 0.8 | 0.9 | 1 | 1.1 | 1.2 | 1.3 | 1.4 | 1.5 | 1.6 | 1.7 | 1.8 | 2 | 2 | 2.1 | 2.3 | 2.4 | 2.5 | 2.6 | 2.7 | 2.8 | 2.9 | 3.1 | 3.2 | 0.3 | 0.3 | 0.4 | 0.4 | 0.4 | 0.4 | 0.5 | 0.5 | 0.5 | 0.6 | 0.7 | 0.7 | 0.7 | 0.8 | 0.8 | 0.9 | 0.9 | 1 | 1 | 1.1 | 1.2 | 1.2 | 1.2 | 1.3 | 1.3 | 1.4 | 1.5 | 1.5 | 1.6 | 1.6 | 0.3 | 0.4 | 0.4 | 0.4 | 0.5 | 0.6 | 0.7 | 0.8 | 0.9 | 0.9 | 1 | 1.2 | 1.3 | 1.4 | 1.5 | 1.6 | 1.7 | 1.8 | 1.9 | 2 | 2.2 | 2.3 | 2.4 | 2.5 | 2.5 | 2.7 | 2.8 | 2.9 | 3 | 3.1 | 0.3 | 0.3 | 0.4 | 0.4 | 0.4 | 0.5 | 0.6 | 0.6 | 0.7 | 0.8 | 0.9 | 0.9 | 1 | 1.1 | 1.2 | 1.2 | 1.3 | 1.4 | 1.5 | 1.6 | 1.7 | 1.7 | 1.8 | 1.9 | 2 | 2.1 | 2.1 | 2.2 | 2.3 | 2.4
PSS | BANASTRE RD T1 / DOVER RD T1 / GRANTHAM CL T1 | 0.8 | 0.8 | 0.8 | 0.8 | 0.9 | 0.9 | 0.9 | 1 | 1.1 | 1.1 | 1.2 | 1.3 | 1.4 | 1.4 | 1.5 | 1.6 | 1.7 | 1.7 | 1.8 | 1.9 | 2 | 2 | 2.1 | 2.2 | 2.3 | 2.4 | 2.4 | 2.5 | 2.6 | 2.7 | 0.8 | 0.9 | 1 | 1.2 | 1.6 | 2 | 2.4 | 2.8 | 3.2 | 3.7 | 4.2 | 4.6 | 5.1 | 5.6 | 6.1 | 6.6 | 7 | 7.5 | 8 | 8.5 | 9 | 9.5 | 10 | 10.5 | 11.1 | 11.6 | 12.1 | 12.6 | 13.1 | 13.6 | 0.8 | 0.8 | 0.9 | 1 | 1.1 | 1.2 | 1.4 | 1.6 | 1.8 | 2 | 2.2 | 2.4 | 2.7 | 2.9 | 3.1 | 3.3 | 3.5 | 3.8 | 4 | 4.2 | 4.5 | 4.7 | 4.9 | 5.2 | 5.4 | 5.6 | 5.9 | 6.1 | 6.3 | 6.5 | 0.8 | 0.9 | 1 | 1.2 | 1.6 | 2 | 2.4 | 2.8 | 3.2 | 3.7 | 4.1 | 4.6 | 5 | 5.5 | 6 | 6.5 | 7 | 7.4 | 7.9 | 8.5 | 9 | 9.5 | 10 | 10.5 | 10.9 | 11.4 | 11.9 | 12.4 | 13 | 13.4 | 0.8 | 0.9 | 1 | 1.1 | 1.3 | 1.6 | 1.9 | 2.2 | 2.5 | 2.9 | 3.2 | 3.5 | 3.9 | 4.2 | 4.6 | 4.9 | 5.3 | 5.7 | 6 | 6.4 | 6.8 | 7.1 | 7.5 | 7.9 | 8.2 | 8.6 | 9 | 9.3 | 9.7 | 10
PSS | BANGOR HOSP T1 / EITHINOG T1 / BANGOR UNIVERSITY T1 / HIRAEL T1 | 0.5 | 0.5 | 0.5 | 0.5 | 0.5 | 0.5 | 0.6 | 0.6 | 0.6 | 0.6 | 0.7 | 0.7 | 0.7 | 0.7 | 0.7 | 0.8 | 0.8 | 0.8 | 0.8 | 0.8 | 0.9 | 0.9 | 0.9 | 0.9 | 1 | 1 | 1 | 1 | 1 | 1.1 | 0.5 | 0.5 | 0.6 | 0.7 | 0.8 | 0.9 | 1 | 1.2 | 1.3 | 1.4 | 1.6 | 1.7 | 1.9 | 2 | 2.2 | 2.3 | 2.5 | 2.6 | 2.8 | 2.9 | 3.1 | 3.2 | 3.4 | 3.5 | 3.7 | 3.8 | 4 | 4.1 | 4.3 | 4.4 | 0.5 | 0.5 | 0.5 | 0.6 | 0.6 | 0.7 | 0.7 | 0.8 | 0.8 | 0.9 | 1 | 1 | 1.1 | 1.2 | 1.2 | 1.3 | 1.4 | 1.4 | 1.5 | 1.6 | 1.6 | 1.7 | 1.8 | 1.8 | 1.9 | 2 | 2 | 2.1 | 2.1 | 2.2 | 0.5 | 0.5 | 0.6 | 0.6 | 0.8 | 0.9 | 1 | 1.1 | 1.3 | 1.4 | 1.6 | 1.7 | 1.8 | 2 | 2.1 | 2.3 | 2.4 | 2.6 | 2.7 | 2.9 | 3 | 3.1 | 3.3 | 3.5 | 3.5 | 3.7 | 3.8 | 4 | 4.1 | 4.3 | 0.5 | 0.5 | 0.6 | 0.6 | 0.7 | 0.8 | 0.9 | 1 | 1.1 | 1.2 | 1.3 | 1.4 | 1.5 | 1.6 | 1.7 | 1.8 | 1.9 | 2 | 2.1 | 2.2 | 2.3 | 2.5 | 2.6 | 2.7 | 2.8 | 2.9 | 3 | 3.1 | 3.2 | 3.3
PSS | BARBAULD ST T1 / HORROCKS LA T1 / WARRINGTON CENTRAL T1 | 0.8 | 0.8 | 0.8 | 0.8 | 0.8 | 0.8 | 0.9 | 0.9 | 0.9 | 1 | 1 | 1 | 1.1 | 1.1 | 1.1 | 1.1 | 1.1 | 1.1 | 1.2 | 1.2 | 1.2 | 1.2 | 1.2 | 1.2 | 1.3 | 1.3 | 1.3 | 1.3 | 1.3 | 1.3 | 0.8 | 0.8 | 0.9 | 1 | 1.1 | 1.3 | 1.4 | 1.4 | 1.5 | 1.6 | 1.6 | 1.7 | 1.7 | 1.8 | 1.8 | 1.9 | 1.9 | 1.9 | 2 | 2 | 2 | 2 | 2.1 | 2.1 | 2.1 | 2.1 | 2.1 | 2.2 | 2.2 | 2.2 | 0.8 | 0.8 | 0.8 | 0.9 | 0.9 | 1 | 1.1 | 1.1 | 1.2 | 1.2 | 1.3 | 1.3 | 1.4 | 1.4 | 1.4 | 1.5 | 1.5 | 1.5 | 1.5 | 1.5 | 1.6 | 1.6 | 1.6 | 1.6 | 1.6 | 1.6 | 1.7 | 1.7 | 1.7 | 1.7 | 0.8 | 0.8 | 0.9 | 1 | 1.2 | 1.3 | 1.4 | 1.5 | 1.6 | 1.6 | 1.7 | 1.8 | 1.8 | 1.8 | 1.9 | 1.9 | 1.9 | 2 | 2 | 2 | 2 | 2 | 2.1 | 2.1 | 2 | 2 | 2 | 2.1 | 2.1 | 2.1 | 0.8 | 0.8 | 0.9 | 0.9 | 1 | 1.1 | 1.2 | 1.3 | 1.4 | 1.4 | 1.5 | 1.5 | 1.6 | 1.6 | 1.6 | 1.7 | 1.7 | 1.7 | 1.7 | 1.8 | 1.8 | 1.8 | 1.8 | 1.8 | 1.9 | 1.9 | 1.9 | 1.9 | 1.9 | 2
PSS | BARMOUTH T1 | 0.3 | 0.3 | 0.3 | 0.3 | 0.3 | 0.3 | 0.3 | 0.3 | 0.3 | 0.4 | 0.4 | 0.4 | 0.4 | 0.4 | 0.4 | 0.4 | 0.4 | 0.4 | 0.4 | 0.4 | 0.5 | 0.5 | 0.5 | 0.5 | 0.5 | 0.5 | 0.5 | 0.6 | 0.6 | 0.6 | 0.3 | 0.3 | 0.3 | 0.4 | 0.4 | 0.5 | 0.5 | 0.6 | 0.6 | 0.6 | 0.7 | 0.7 | 0.8 | 0.8 | 0.9 | 0.9 | 0.9 | 1 | 1 | 1.1 | 1.1 | 1.2 | 1.2 | 1.3 | 1.3 | 1.3 | 1.4 | 1.4 | 1.5 | 1.5 | 0.3 | 0.3 | 0.3 | 0.3 | 0.3 | 0.4 | 0.4 | 0.4 | 0.4 | 0.5 | 0.5 | 0.5 | 0.5 | 0.6 | 0.6 | 0.6 | 0.7 | 0.7 | 0.7 | 0.7 | 0.8 | 0.8 | 0.8 | 0.8 | 0.9 | 0.9 | 0.9 | 0.9 | 1 | 1 | 0.3 | 0.3 | 0.3 | 0.4 | 0.4 | 0.5 | 0.5 | 0.6 | 0.6 | 0.7 | 0.7 | 0.8 | 0.9 | 0.9 | 0.9 | 1 | 1 | 1.1 | 1.1 | 1.2 | 1.2 | 1.3 | 1.3 | 1.3 | 1.3 | 1.4 | 1.4 | 1.4 | 1.5 | 1.6 | 0.3 | 0.3 | 0.3 | 0.4 | 0.4 | 0.4 | 0.5 | 0.5 | 0.5 | 0.6 | 0.6 | 0.6 | 0.7 | 0.7 | 0.7 | 0.8 | 0.8 | 0.8 | 0.9 | 0.9 | 0.9 | 1 | 1 | 1.1 | 1.1 | 1.1 | 1.2 | 1.2 | 1.2 | 1.3
PSS | BARNSTON T1 / GAYTON T1 / IRBY T1 / THINGWALL T1 | 0.6 | 0.6 | 0.6 | 0.7 | 0.7 | 0.7 | 0.8 | 0.9 | 1 | 1.1 | 1.2 | 1.3 | 1.4 | 1.5 | 1.7 | 1.8 | 1.9 | 2 | 2.2 | 2.3 | 2.4 | 2.6 | 2.8 | 2.9 | 3.1 | 3.2 | 3.4 | 3.5 | 3.7 | 3.8 | 0.6 | 0.7 | 0.9 | 1.1 | 1.7 | 2.4 | 3.2 | 4 | 4.8 | 5.6 | 6.6 | 7.5 | 8.5 | 9.5 | 10.4 | 11.4 | 12.4 | 13.5 | 14.5 | 15.5 | 16.6 | 17.6 | 18.7 | 19.8 | 20.8 | 21.9 | 23 | 24 | 25.1 | 26.2 | 0.6 | 0.7 | 0.7 | 0.8 | 1 | 1.2 | 1.5 | 1.8 | 2.1 | 2.4 | 2.9 | 3.2 | 3.6 | 4.1 | 4.5 | 4.9 | 5.4 | 5.8 | 6.3 | 6.7 | 7.2 | 7.6 | 8.1 | 8.6 | 9 | 9.5 | 10 | 10.4 | 10.9 | 11.4 | 0.6 | 0.7 | 0.9 | 1.1 | 1.7 | 2.3 | 3 | 3.8 | 4.6 | 5.4 | 6.3 | 7.2 | 8.2 | 9.1 | 10.1 | 11.1 | 12.1 | 13.1 | 14.2 | 15.2 | 16.3 | 17.4 | 18.4 | 19.5 | 20.5 | 21.6 | 22.7 | 23.7 | 24.8 | 25.9 | 0.6 | 0.7 | 0.8 | 1 | 1.3 | 1.8 | 2.3 | 2.9 | 3.4 | 4 | 4.7 | 5.4 | 6.1 | 6.8 | 7.5 | 8.2 | 8.9 | 9.6 | 10.4 | 11.1 | 11.9 | 12.6 | 13.4 | 14.2 | 14.9 | 15.7 | 16.5 | 17.2 | 18 | 18.8
PSS | BASCHURCH T1 | 5 | 5 | 5 | 5 | 5.1 | 5.1 | 5.1 | 5.1 | 5.2 | 5.2 | 5.2 | 5.3 | 5.3 | 5.3 | 5.4 | 5.4 | 5.1 | 5.1 | 5.2 | 5.1 | 5.1 | 5.2 | 5.2 | 5.2 | 5.3 | 5.3 | 5.4 | 5.4 | 5.4 | 5.4 | 5 | 5.1 | 5.1 | 5.2 | 5.4 | 5.6 | 5.8 | 6 | 6.1 | 6.3 | 6.5 | 6.7 | 6.9 | 7.1 | 7.3 | 7.5 | 7.6 | 7.8 | 8 | 8.2 | 8.4 | 8.6 | 8.8 | 9 | 9.2 | 9.4 | 9.6 | 9.8 | 10 | 10.2 | 5 | 5 | 5.1 | 5.1 | 5.2 | 5.2 | 5.3 | 5.4 | 5.5 | 5.6 | 5.7 | 5.8 | 5.9 | 5.9 | 6.1 | 6.2 | 6.2 | 6.3 | 6.4 | 6.5 | 6.6 | 6.7 | 6.8 | 6.9 | 7 | 7.1 | 7.2 | 7.2 | 7.3 | 7.4 | 5 | 5.1 | 5.1 | 5.2 | 5.4 | 5.6 | 5.8 | 5.9 | 6.1 | 6.3 | 6.5 | 6.7 | 6.8 | 7.1 | 7.2 | 7.4 | 7.6 | 7.8 | 8 | 8.2 | 8.4 | 8.6 | 8.8 | 8.9 | 8.4 | 8.5 | 8.6 | 8.8 | 8.9 | 9.1 | 5 | 5.1 | 5.1 | 5.2 | 5.3 | 5.4 | 5.6 | 5.7 | 5.8 | 5.9 | 6.1 | 6.2 | 6.4 | 6.5 | 6.7 | 6.8 | 6.9 | 7.1 | 7.2 | 7.4 | 7.5 | 7.7 | 7.8 | 7.9 | 8.1 | 8.2 | 8.4 | 8.5 | 8.7 | 8.8
PSS | BASS CHARRINGTON T1 / BASS CHARRINGTON T2 / CLIFTON T1 / YKK T1 | 0.4 | 0.4 | 0.4 | 0.4 | 0.4 | 0.4 | 0.4 | 0.5 | 0.5 | 0.5 | 0.6 | 0.6 | 0.6 | 0.7 | 0.7 | 0.8 | 0.8 | 0.8 | 0.9 | 0.9 | 1 | 1 | 1 | 1.1 | 1.1 | 1.2 | 1.2 | 1.2 | 1.3 | 1.3 | 0.4 | 0.4 | 0.5 | 0.6 | 0.7 | 0.9 | 1.1 | 1.3 | 1.5 | 1.8 | 2 | 2.2 | 2.5 | 2.7 | 3 | 3.2 | 3.4 | 3.7 | 3.9 | 4.2 | 4.4 | 4.7 | 5 | 5.2 | 5.5 | 5.7 | 6 | 6.3 | 6.5 | 6.8 | 0.4 | 0.4 | 0.4 | 0.4 | 0.5 | 0.6 | 0.6 | 0.7 | 0.8 | 0.9 | 1 | 1.1 | 1.2 | 1.4 | 1.5 | 1.6 | 1.7 | 1.8 | 1.9 | 2 | 2.1 | 2.3 | 2.4 | 2.5 | 2.6 | 2.7 | 2.8 | 2.9 | 3.1 | 3.2 | 0.4 | 0.4 | 0.5 | 0.5 | 0.7 | 0.9 | 1.1 | 1.3 | 1.5 | 1.7 | 2 | 2.2 | 2.5 | 2.7 | 2.9 | 3.2 | 3.4 | 3.7 | 3.9 | 4.2 | 4.4 | 4.7 | 4.9 | 5.2 | 5.4 | 5.7 | 5.9 | 6.2 | 6.5 | 6.7 | 0.4 | 0.4 | 0.4 | 0.5 | 0.6 | 0.7 | 0.9 | 1 | 1.2 | 1.4 | 1.5 | 1.7 | 1.9 | 2 | 2.2 | 2.4 | 2.6 | 2.7 | 2.9 | 3.1 | 3.3 | 3.5 | 3.7 | 3.9 | 4 | 4.2 | 4.4 | 4.6 | 4.8 | 5
PSS | BATTERSBY LA T1 / RYLANDS ELDON ST T2 | 0.8 | 0.8 | 0.8 | 0.8 | 0.8 | 0.8 | 0.9 | 0.9 | 0.9 | 1 | 1 | 1 | 1.1 | 1.1 | 1.1 | 1.1 | 1.3 | 1.3 | 1.3 | 1.3 | 1.3 | 1.4 | 1.4 | 1.4 | 1.4 | 1.4 | 1.4 | 1.5 | 1.5 | 1.5 | 0.8 | 0.8 | 0.9 | 1 | 1.1 | 1.2 | 1.3 | 1.4 | 1.5 | 1.5 | 1.6 | 1.6 | 1.7 | 1.7 | 1.8 | 1.8 | 1.8 | 1.8 | 1.8 | 1.9 | 1.9 | 1.9 | 2 | 2 | 2 | 2.1 | 2.1 | 2.1 | 2.1 | 2.1 | 0.8 | 0.8 | 0.8 | 0.9 | 0.9 | 1 | 1.1 | 1.1 | 1.2 | 1.3 | 1.3 | 1.4 | 1.4 | 1.4 | 1.5 | 1.5 | 1.5 | 1.5 | 1.6 | 1.6 | 1.6 | 1.6 | 1.6 | 1.6 | 1.7 | 1.7 | 1.7 | 1.7 | 1.7 | 1.7 | 0.8 | 0.8 | 0.9 | 1 | 1.2 | 1.3 | 1.5 | 1.5 | 1.6 | 1.7 | 1.8 | 1.8 | 1.9 | 1.9 | 1.9 | 1.9 | 2 | 2 | 2 | 2 | 2 | 2.1 | 2.1 | 2.1 | 2.1 | 2.1 | 2.1 | 2.1 | 2.1 | 2.1 | 0.8 | 0.8 | 0.9 | 0.9 | 1 | 1.1 | 1.2 | 1.3 | 1.3 | 1.4 | 1.4 | 1.5 | 1.5 | 1.6 | 1.6 | 1.6 | 1.7 | 1.7 | 1.7 | 1.7 | 1.7 | 1.8 | 1.8 | 1.8 | 1.8 | 1.9 | 1.9 | 1.9 | 1.9 | 1.9
PSS | BEAUMARIS T1 | 0.3 | 0.3 | 0.3 | 0.3 | 0.3 | 0.3 | 0.3 | 0.4 | 0.4 | 0.4 | 0.4 | 0.4 | 0.4 | 0.4 | 0.5 | 0.5 | 0.5 | 0.5 | 0.5 | 0.5 | 0.5 | 0.5 | 0.6 | 0.6 | 0.6 | 0.6 | 0.6 | 0.6 | 0.6 | 0.6 | 0.3 | 0.3 | 0.4 | 0.4 | 0.5 | 0.6 | 0.7 | 0.7 | 0.8 | 0.9 | 1 | 1.1 | 1.2 | 1.3 | 1.4 | 1.5 | 1.6 | 1.7 | 1.8 | 1.9 | 2 | 2.1 | 2.1 | 2.2 | 2.4 | 2.5 | 2.6 | 2.7 | 2.7 | 2.8 | 0.3 | 0.3 | 0.3 | 0.4 | 0.4 | 0.4 | 0.5 | 0.5 | 0.5 | 0.6 | 0.6 | 0.7 | 0.7 | 0.8 | 0.8 | 0.8 | 0.9 | 0.9 | 1 | 1.1 | 1.1 | 1.1 | 1.2 | 1.2 | 1.3 | 1.3 | 1.4 | 1.4 | 1.5 | 1.5 | 0.3 | 0.3 | 0.4 | 0.4 | 0.5 | 0.6 | 0.6 | 0.7 | 0.8 | 0.9 | 1 | 1.1 | 1.2 | 1.3 | 1.4 | 1.5 | 1.6 | 1.7 | 1.8 | 1.9 | 2 | 2.1 | 2.2 | 2.3 | 2.3 | 2.4 | 2.5 | 2.6 | 2.7 | 2.8 | 0.3 | 0.3 | 0.4 | 0.4 | 0.4 | 0.5 | 0.6 | 0.6 | 0.7 | 0.7 | 0.8 | 0.9 | 1 | 1 | 1.1 | 1.2 | 1.2 | 1.3 | 1.4 | 1.5 | 1.5 | 1.6 | 1.7 | 1.7 | 1.8 | 1.9 | 2 | 2.1 | 2.1 | 2.2
PSS | BEAUMONT ST T1 / DINGLE VALE T1 / LARK LA T1 / MDHB BRUNSWICK DOCK T1 | 0.1 | 0.1 | 0.1 | 0.1 | 0.1 | 0.2 | 0.2 | 0.2 | 0.2 | 0.2 | 0.2 | 0.2 | 0.2 | 0.2 | 0.2 | 0.3 | 0.3 | 0.3 | 0.3 | 0.3 | 0.3 | 0.3 | 0.3 | 0.3 | 0.3 | 0.4 | 0.4 | 0.4 | 0.4 | 0.4 | 0.1 | 0.2 | 0.2 | 0.2 | 0.2 | 0.3 | 0.3 | 0.4 | 0.4 | 0.5 | 0.5 | 0.6 | 0.6 | 0.7 | 0.7 | 0.7 | 0.8 | 0.8 | 0.9 | 0.9 | 1 | 1 | 1 | 1.1 | 1.1 | 1.1 | 1.2 | 1.2 | 1.3 | 1.3 | 0.1 | 0.2 | 0.2 | 0.2 | 0.2 | 0.2 | 0.2 | 0.3 | 0.3 | 0.3 | 0.3 | 0.4 | 0.4 | 0.4 | 0.4 | 0.5 | 0.5 | 0.5 | 0.5 | 0.6 | 0.6 | 0.6 | 0.7 | 0.7 | 0.7 | 0.8 | 0.8 | 0.8 | 0.8 | 0.8 | 0.1 | 0.2 | 0.2 | 0.2 | 0.2 | 0.3 | 0.3 | 0.4 | 0.5 | 0.5 | 0.6 | 0.6 | 0.6 | 0.7 | 0.7 | 0.8 | 0.8 | 0.9 | 0.9 | 1 | 1 | 1.1 | 1.1 | 1.2 | 1.2 | 1.2 | 1.3 | 1.3 | 1.4 | 1.5 | 0.1 | 0.2 | 0.2 | 0.2 | 0.2 | 0.3 | 0.3 | 0.3 | 0.4 | 0.4 | 0.4 | 0.5 | 0.5 | 0.5 | 0.6 | 0.6 | 0.6 | 0.7 | 0.7 | 0.7 | 0.8 | 0.8 | 0.9 | 0.9 | 0.9 | 0.9 | 1 | 1 | 1 | 1.1
PSS | BEDBURN DV T1 / BLUEBELL LA T1 / BROOKBRIDGE T1 / ECCLESTON T1 | 3.3 | 3.3 | 3.4 | 3.4 | 3.4 | 3.5 | 3.5 | 3.6 | 3.7 | 3.8 | 3.9 | 4 | 4.1 | 4.2 | 4.3 | 4.3 | 4.2 | 4.3 | 4.4 | 4.4 | 4.5 | 4.6 | 4.7 | 4.8 | 4.9 | 5 | 5.1 | 5.3 | 5.3 | 5.4 | 3.3 | 3.5 | 3.6 | 3.9 | 4.3 | 4.8 | 5.3 | 5.8 | 6.3 | 6.8 | 7.3 | 7.8 | 8.4 | 8.9 | 9.4 | 9.9 | 10.5 | 11 | 11.6 | 12.1 | 12.7 | 13.2 | 13.8 | 14.3 | 14.9 | 15.4 | 16 | 16.5 | 17.1 | 17.6 | 3.3 | 3.4 | 3.5 | 3.5 | 3.7 | 3.9 | 4.1 | 4.3 | 4.6 | 4.8 | 5.1 | 5.3 | 5.6 | 5.8 | 6.1 | 6.3 | 6.6 | 6.8 | 7.1 | 7.3 | 7.6 | 7.9 | 8.1 | 8.4 | 8.6 | 8.9 | 9.1 | 9.4 | 9.6 | 9.9 | 3.3 | 3.5 | 3.6 | 3.8 | 4.3 | 4.8 | 5.3 | 5.8 | 6.3 | 6.7 | 7.3 | 7.8 | 8.3 | 8.9 | 9.4 | 9.9 | 10.5 | 11 | 11.5 | 12.1 | 12.6 | 13.2 | 13.7 | 14.3 | 14.4 | 14.9 | 15.4 | 15.9 | 16.5 | 17 | 3.3 | 3.4 | 3.5 | 3.7 | 4 | 4.4 | 4.7 | 5.1 | 5.4 | 5.8 | 6.2 | 6.6 | 7 | 7.3 | 7.7 | 8.1 | 8.5 | 8.9 | 9.3 | 9.7 | 10.1 | 10.5 | 10.9 | 11.4 | 11.8 | 12.2 | 12.6 | 13 | 13.4 | 13.8
PSS | BEECH ST T1 / LISTER DV A T2 | 0.1 | 0.1 | 0.1 | 0.1 | 0.1 | 0.2 | 0.2 | 0.2 | 0.2 | 0.2 | 0.2 | 0.2 | 0.2 | 0.2 | 0.2 | 0.2 | 0.2 | 0.2 | 0.2 | 0.2 | 0.2 | 0.2 | 0.2 | 0.2 | 0.2 | 0.2 | 0.2 | 0.2 | 0.2 | 0.2 | 0.1 | 0.2 | 0.2 | 0.2 | 0.2 | 0.3 | 0.3 | 0.3 | 0.4 | 0.4 | 0.4 | 0.4 | 0.5 | 0.5 | 0.5 | 0.6 | 0.6 | 0.6 | 0.7 | 0.7 | 0.7 | 0.7 | 0.8 | 0.8 | 0.8 | 0.9 | 0.9 | 0.9 | 1 | 1 | 0.1 | 0.1 | 0.2 | 0.2 | 0.2 | 0.2 | 0.2 | 0.2 | 0.3 | 0.3 | 0.3 | 0.3 | 0.3 | 0.3 | 0.3 | 0.4 | 0.4 | 0.4 | 0.4 | 0.4 | 0.4 | 0.4 | 0.5 | 0.5 | 0.5 | 0.5 | 0.5 | 0.5 | 0.6 | 0.6 | 0.1 | 0.2 | 0.2 | 0.2 | 0.2 | 0.3 | 0.3 | 0.3 | 0.4 | 0.4 | 0.5 | 0.5 | 0.5 | 0.6 | 0.6 | 0.6 | 0.6 | 0.7 | 0.7 | 0.7 | 0.8 | 0.8 | 0.8 | 0.9 | 0.9 | 0.9 | 0.9 | 0.9 | 1 | 1 | 0.1 | 0.2 | 0.2 | 0.2 | 0.2 | 0.2 | 0.2 | 0.3 | 0.3 | 0.3 | 0.3 | 0.4 | 0.4 | 0.4 | 0.4 | 0.5 | 0.5 | 0.5 | 0.5 | 0.6 | 0.6 | 0.6 | 0.6 | 0.6 | 0.7 | 0.7 | 0.7 | 0.7 | 0.8 | 0.8
PSS | BEMROSE T1 / CARR LA EAST T1 / LUCAS (FAZAKERLEY) T1 / NORRIS GREEN T1 / WEST DERBY T1 | 0.8 | 0.8 | 0.8 | 0.9 | 0.9 | 0.9 | 1 | 1.1 | 1.1 | 1.2 | 1.3 | 1.4 | 1.6 | 1.7 | 1.8 | 1.9 | 2 | 2.1 | 2.2 | 2.3 | 2.5 | 2.6 | 2.7 | 2.8 | 3 | 3.1 | 3.2 | 3.4 | 3.5 | 3.6 | 0.8 | 0.9 | 1.1 | 1.3 | 1.9 | 2.4 | 3.1 | 3.7 | 4.3 | 5 | 5.8 | 6.5 | 7.3 | 8.1 | 8.8 | 9.6 | 10.4 | 11.2 | 11.9 | 12.8 | 13.6 | 14.4 | 15.2 | 16.1 | 16.9 | 17.7 | 18.5 | 19.3 | 20.2 | 21 | 0.8 | 0.9 | 0.9 | 1 | 1.2 | 1.4 | 1.6 | 1.9 | 2.2 | 2.4 | 2.8 | 3.1 | 3.4 | 3.7 | 4.1 | 4.4 | 4.8 | 5.1 | 5.5 | 5.8 | 6.2 | 6.6 | 6.9 | 7.3 | 7.6 | 8 | 8.4 | 8.7 | 9.1 | 9.4 | 0.8 | 0.9 | 1.1 | 1.3 | 1.8 | 2.4 | 3 | 3.6 | 4.2 | 4.9 | 5.6 | 6.3 | 7.1 | 7.8 | 8.6 | 9.4 | 10.2 | 10.9 | 11.7 | 12.5 | 13.3 | 14.2 | 15 | 15.8 | 16.6 | 17.4 | 18.2 | 19.1 | 19.9 | 20.7 | 0.8 | 0.9 | 1 | 1.2 | 1.5 | 1.9 | 2.3 | 2.8 | 3.3 | 3.7 | 4.3 | 4.8 | 5.3 | 5.9 | 6.5 | 7 | 7.6 | 8.1 | 8.7 | 9.3 | 9.9 | 10.5 | 11.1 | 11.7 | 12.2 | 12.8 | 13.5 | 14 | 14.6 | 15.2
PSS | BENTINCK ST T1 / BENTINCK ST T2 / CHESTER ST (BIRKENHEAD) T1 | 0.6 | 0.6 | 0.6 | 0.6 | 0.6 | 0.7 | 0.7 | 0.7 | 0.7 | 0.7 | 0.8 | 0.8 | 0.8 | 0.8 | 0.8 | 0.8 | 0.8 | 0.8 | 0.9 | 0.9 | 0.9 | 0.9 | 0.9 | 0.9 | 0.9 | 0.9 | 0.9 | 0.9 | 1 | 1 | 0.6 | 0.6 | 0.7 | 0.8 | 0.9 | 1 | 1 | 1.1 | 1.2 | 1.2 | 1.2 | 1.3 | 1.3 | 1.3 | 1.4 | 1.4 | 1.4 | 1.4 | 1.5 | 1.5 | 1.5 | 1.6 | 1.6 | 1.6 | 1.6 | 1.6 | 1.6 | 1.6 | 1.7 | 1.7 | 0.6 | 0.6 | 0.7 | 0.7 | 0.7 | 0.8 | 0.8 | 0.9 | 0.9 | 1 | 1 | 1 | 1.1 | 1.1 | 1.1 | 1.2 | 1.2 | 1.2 | 1.3 | 1.3 | 1.3 | 1.3 | 1.3 | 1.4 | 1.4 | 1.4 | 1.5 | 1.5 | 1.5 | 1.5 | 0.6 | 0.7 | 0.7 | 0.8 | 0.9 | 1 | 1.1 | 1.1 | 1.2 | 1.2 | 1.3 | 1.3 | 1.4 | 1.4 | 1.4 | 1.5 | 1.5 | 1.5 | 1.5 | 1.5 | 1.6 | 1.6 | 1.6 | 1.7 | 1.6 | 1.6 | 1.6 | 1.6 | 1.6 | 1.6 | 0.6 | 0.6 | 0.7 | 0.7 | 0.8 | 0.9 | 0.9 | 1 | 1 | 1.1 | 1.1 | 1.2 | 1.2 | 1.2 | 1.3 | 1.3 | 1.3 | 1.3 | 1.4 | 1.4 | 1.4 | 1.4 | 1.5 | 1.5 | 1.5 | 1.5 | 1.5 | 1.6 | 1.6 | 1.6
PSS | BERSHAM COLLIERY T1 | 0.8 | 0.8 | 0.8 | 0.8 | 0.8 | 0.8 | 0.8 | 0.9 | 0.9 | 0.9 | 0.9 | 1 | 1 | 1 | 1 | 1 | 1 | 1.1 | 1.1 | 1.1 | 1.1 | 1.1 | 1.1 | 1.2 | 1.2 | 1.2 | 1.2 | 1.2 | 1.3 | 1.3 | 0.8 | 0.8 | 0.9 | 0.9 | 1 | 1.1 | 1.3 | 1.3 | 1.5 | 1.5 | 1.6 | 1.7 | 1.8 | 1.9 | 2 | 2 | 2.1 | 2.2 | 2.3 | 2.3 | 2.4 | 2.5 | 2.6 | 2.6 | 2.7 | 2.8 | 2.9 | 2.9 | 3 | 3.1 | 0.8 | 0.8 | 0.8 | 0.8 | 0.9 | 0.9 | 1 | 1 | 1.1 | 1.1 | 1.2 | 1.3 | 1.3 | 1.3 | 1.4 | 1.4 | 1.5 | 1.5 | 1.5 | 1.6 | 1.6 | 1.6 | 1.7 | 1.7 | 1.8 | 1.8 | 1.8 | 1.9 | 1.9 | 1.9 | 0.8 | 0.8 | 0.9 | 0.9 | 1 | 1.2 | 1.3 | 1.4 | 1.5 | 1.5 | 1.7 | 1.7 | 1.8 | 1.9 | 2 | 2 | 2.1 | 2.2 | 2.3 | 2.4 | 2.4 | 2.5 | 2.6 | 2.6 | 2.6 | 2.7 | 2.8 | 2.8 | 2.9 | 2.9 | 0.8 | 0.8 | 0.8 | 0.9 | 1 | 1 | 1.1 | 1.2 | 1.3 | 1.3 | 1.4 | 1.5 | 1.6 | 1.6 | 1.7 | 1.7 | 1.8 | 1.8 | 1.9 | 2 | 2 | 2.1 | 2.1 | 2.2 | 2.2 | 2.3 | 2.3 | 2.4 | 2.4 | 2.5
PSS | BERSHAM RD T1 / IND COOPE T1 / RHYD BROUGHTON LA T1 / TUTTLE ST T1 | 0.7 | 0.7 | 0.7 | 0.8 | 0.8 | 0.8 | 0.8 | 0.9 | 0.9 | 0.9 | 1 | 1 | 1.1 | 1.1 | 1.2 | 1.2 | 1.2 | 1.2 | 1.3 | 1.3 | 1.4 | 1.4 | 1.5 | 1.5 | 1.5 | 1.6 | 1.6 | 1.7 | 1.7 | 1.8 | 0.7 | 0.8 | 0.9 | 1 | 1.2 | 1.4 | 1.6 | 1.9 | 2.1 | 2.3 | 2.6 | 2.9 | 3.1 | 3.4 | 3.7 | 3.9 | 4.2 | 4.5 | 4.7 | 5 | 5.3 | 5.6 | 5.8 | 6.1 | 6.4 | 6.7 | 6.9 | 7.2 | 7.5 | 7.8 | 0.7 | 0.8 | 0.8 | 0.8 | 0.9 | 1 | 1.1 | 1.2 | 1.3 | 1.4 | 1.5 | 1.7 | 1.8 | 1.9 | 2 | 2.2 | 2.3 | 2.4 | 2.5 | 2.7 | 2.8 | 2.9 | 3 | 3.2 | 3.3 | 3.4 | 3.5 | 3.7 | 3.8 | 3.9 | 0.7 | 0.8 | 0.9 | 1 | 1.2 | 1.4 | 1.6 | 1.9 | 2.1 | 2.3 | 2.6 | 2.8 | 3.1 | 3.4 | 3.6 | 3.9 | 4.1 | 4.4 | 4.7 | 5 | 5.2 | 5.5 | 5.8 | 6.1 | 6.3 | 6.6 | 6.9 | 7.1 | 7.4 | 7.7 | 0.7 | 0.8 | 0.8 | 0.9 | 1 | 1.2 | 1.4 | 1.5 | 1.7 | 1.9 | 2.1 | 2.3 | 2.5 | 2.6 | 2.8 | 3 | 3.2 | 3.4 | 3.6 | 3.8 | 4 | 4.2 | 4.4 | 4.6 | 4.8 | 5 | 5.2 | 5.5 | 5.7 | 5.9
PSS | BETHESDA T1 | 0.4 | 0.4 | 0.4 | 0.4 | 0.5 | 0.5 | 0.5 | 0.5 | 0.5 | 0.5 | 0.6 | 0.6 | 0.6 | 0.7 | 0.7 | 0.7 | 0.9 | 0.9 | 0.9 | 0.9 | 1 | 1 | 1 | 1 | 1.1 | 1.1 | 1.1 | 1.1 | 1.2 | 1.2 | 0.4 | 0.5 | 0.5 | 0.6 | 0.7 | 0.8 | 1 | 1.1 | 1.3 | 1.4 | 1.6 | 1.8 | 1.9 | 2.1 | 2.3 | 2.4 | 2.6 | 2.7 | 2.9 | 3.1 | 3.3 | 3.4 | 3.6 | 3.8 | 4 | 4.1 | 4.3 | 4.5 | 4.6 | 4.8 | 0.4 | 0.5 | 0.5 | 0.5 | 0.5 | 0.6 | 0.7 | 0.7 | 0.8 | 0.9 | 1 | 1 | 1.1 | 1.2 | 1.2 | 1.3 | 1.4 | 1.5 | 1.6 | 1.6 | 1.7 | 1.8 | 1.9 | 2 | 2 | 2.1 | 2.2 | 2.3 | 2.4 | 2.4 | 0.4 | 0.5 | 0.5 | 0.6 | 0.8 | 0.9 | 1.1 | 1.2 | 1.4 | 1.5 | 1.7 | 1.9 | 2 | 2.2 | 2.4 | 2.5 | 2.6 | 2.8 | 3 | 3.2 | 3.3 | 3.5 | 3.7 | 3.9 | 4 | 4.2 | 4.4 | 4.5 | 4.7 | 4.9 | 0.4 | 0.5 | 0.5 | 0.5 | 0.6 | 0.7 | 0.8 | 0.9 | 1 | 1.2 | 1.3 | 1.4 | 1.5 | 1.6 | 1.7 | 1.9 | 2 | 2.1 | 2.2 | 2.3 | 2.5 | 2.6 | 2.7 | 2.9 | 3 | 3.1 | 3.2 | 3.4 | 3.5 | 3.6
PSS | BETWS-Y-COED T1 | 0.4 | 0.4 | 0.4 | 0.4 | 0.4 | 0.5 | 0.5 | 0.5 | 0.5 | 0.5 | 0.5 | 0.6 | 0.6 | 0.6 | 0.6 | 0.7 | 0.8 | 0.9 | 0.9 | 0.9 | 0.9 | 0.9 | 1 | 1 | 1 | 1 | 1 | 1 | 1.1 | 1.1 | 0.4 | 0.5 | 0.5 | 0.5 | 0.6 | 0.7 | 0.9 | 1 | 1.1 | 1.2 | 1.3 | 1.5 | 1.6 | 1.7 | 1.8 | 2 | 2.1 | 2.2 | 2.3 | 2.4 | 2.5 | 2.6 | 2.7 | 2.8 | 2.9 | 3 | 3.1 | 3.2 | 3.4 | 3.5 | 0.4 | 0.4 | 0.5 | 0.5 | 0.5 | 0.6 | 0.6 | 0.6 | 0.7 | 0.8 | 0.9 | 1 | 1.1 | 1.2 | 1.3 | 1.4 | 1.4 | 1.5 | 1.5 | 1.6 | 1.6 | 1.7 | 1.7 | 1.8 | 1.8 | 1.9 | 1.9 | 2 | 2 | 2.1 | 0.4 | 0.5 | 0.5 | 0.6 | 0.7 | 0.9 | 1 | 1.2 | 1.3 | 1.5 | 1.7 | 1.9 | 2 | 2.1 | 2.3 | 2.4 | 2.5 | 2.6 | 2.7 | 2.8 | 2.9 | 3 | 3.1 | 3.2 | 3.7 | 3.8 | 3.9 | 4.1 | 4.2 | 4.3 | 0.4 | 0.5 | 0.5 | 0.5 | 0.6 | 0.7 | 0.7 | 0.8 | 0.9 | 1 | 1.1 | 1.2 | 1.4 | 1.5 | 1.6 | 1.7 | 1.8 | 1.8 | 1.9 | 2 | 2.1 | 2.2 | 2.2 | 2.3 | 2.4 | 2.5 | 2.5 | 2.6 | 2.7 | 2.8
PSS | BEWSEY T1 / OWEN ST T1 / RODNEY ST T1 / RYLANDS ELDON ST T1 | 0.8 | 0.8 | 0.8 | 0.8 | 0.9 | 0.9 | 0.9 | 1 | 1 | 1.1 | 1.1 | 1.1 | 1.2 | 1.2 | 1.3 | 1.3 | 1.3 | 1.4 | 1.4 | 1.4 | 1.5 | 1.5 | 1.5 | 1.6 | 1.6 | 1.6 | 1.7 | 1.7 | 1.7 | 1.8 | 0.8 | 0.9 | 1 | 1.1 | 1.3 | 1.5 | 1.7 | 1.9 | 2.1 | 2.3 | 2.5 | 2.7 | 2.9 | 3 | 3.2 | 3.4 | 3.6 | 3.7 | 3.9 | 4.1 | 4.2 | 4.4 | 4.6 | 4.8 | 5 | 5.1 | 5.3 | 5.5 | 5.6 | 5.8 | 0.8 | 0.8 | 0.9 | 0.9 | 1 | 1.1 | 1.2 | 1.3 | 1.4 | 1.6 | 1.7 | 1.7 | 1.8 | 2 | 2.1 | 2.2 | 2.2 | 2.3 | 2.4 | 2.5 | 2.6 | 2.7 | 2.8 | 2.9 | 3 | 3.1 | 3.1 | 3.2 | 3.3 | 3.4 | 0.8 | 0.9 | 1 | 1.1 | 1.3 | 1.6 | 1.8 | 2 | 2.2 | 2.3 | 2.5 | 2.7 | 2.9 | 3.1 | 3.3 | 3.5 | 3.6 | 3.8 | 4 | 4.1 | 4.3 | 4.5 | 4.7 | 4.8 | 4.9 | 5.1 | 5.3 | 5.4 | 5.6 | 5.8 | 0.8 | 0.9 | 0.9 | 1 | 1.2 | 1.3 | 1.5 | 1.6 | 1.8 | 1.9 | 2.1 | 2.2 | 2.4 | 2.5 | 2.6 | 2.8 | 2.9 | 3 | 3.2 | 3.3 | 3.4 | 3.6 | 3.7 | 3.8 | 4 | 4.1 | 4.2 | 4.3 | 4.5 | 4.6
PSS | BIBBYS T1 / INLAND REVENUE OFFICES T1 / REGENT RD T1 | 0.1 | 0.1 | 0.1 | 0.1 | 0.1 | 0.2 | 0.2 | 0.2 | 0.2 | 0.2 | 0.2 | 0.2 | 0.2 | 0.2 | 0.3 | 0.3 | 0.3 | 0.3 | 0.3 | 0.3 | 0.3 | 0.3 | 0.4 | 0.4 | 0.4 | 0.4 | 0.4 | 0.4 | 0.4 | 0.4 | 0.1 | 0.2 | 0.2 | 0.2 | 0.3 | 0.3 | 0.4 | 0.5 | 0.5 | 0.6 | 0.7 | 0.7 | 0.8 | 0.9 | 1 | 1 | 1.1 | 1.1 | 1.2 | 1.3 | 1.4 | 1.5 | 1.5 | 1.6 | 1.7 | 1.8 | 1.8 | 1.9 | 2 | 2.1 | 0.1 | 0.2 | 0.2 | 0.2 | 0.2 | 0.2 | 0.2 | 0.3 | 0.3 | 0.3 | 0.4 | 0.4 | 0.4 | 0.5 | 0.5 | 0.6 | 0.6 | 0.6 | 0.7 | 0.7 | 0.7 | 0.8 | 0.8 | 0.9 | 0.9 | 1 | 1 | 1 | 1 | 1.1 | 0.1 | 0.2 | 0.2 | 0.2 | 0.3 | 0.3 | 0.4 | 0.5 | 0.5 | 0.6 | 0.6 | 0.7 | 0.8 | 0.9 | 0.9 | 1 | 1.1 | 1.2 | 1.2 | 1.3 | 1.3 | 1.4 | 1.5 | 1.6 | 1.6 | 1.7 | 1.8 | 1.9 | 2 | 2 | 0.1 | 0.2 | 0.2 | 0.2 | 0.2 | 0.3 | 0.3 | 0.4 | 0.4 | 0.5 | 0.5 | 0.6 | 0.6 | 0.7 | 0.7 | 0.8 | 0.9 | 0.9 | 0.9 | 1 | 1.1 | 1.1 | 1.2 | 1.2 | 1.3 | 1.4 | 1.4 | 1.5 | 1.5 | 1.6
PSS | BICC HELSBY T2 / EVC T1 | 0.4 | 0.4 | 0.4 | 0.4 | 0.4 | 0.4 | 0.4 | 0.4 | 0.5 | 0.5 | 0.5 | 0.6 | 0.6 | 0.6 | 0.7 | 0.7 | 0.7 | 0.8 | 0.8 | 0.8 | 0.9 | 0.9 | 0.9 | 1 | 1 | 1 | 1.1 | 1.1 | 1.1 | 1.2 | 0.4 | 0.4 | 0.5 | 0.5 | 0.7 | 0.9 | 1 | 1.2 | 1.4 | 1.6 | 1.8 | 2 | 2.2 | 2.4 | 2.6 | 2.8 | 3 | 3.2 | 3.4 | 3.6 | 3.9 | 4 | 4.3 | 4.5 | 4.7 | 4.9 | 5.1 | 5.4 | 5.6 | 5.8 | 0.4 | 0.4 | 0.4 | 0.4 | 0.5 | 0.5 | 0.6 | 0.7 | 0.8 | 0.9 | 1 | 1.1 | 1.2 | 1.3 | 1.3 | 1.4 | 1.5 | 1.6 | 1.7 | 1.8 | 1.9 | 2 | 2.2 | 2.2 | 2.3 | 2.5 | 2.5 | 2.6 | 2.7 | 2.8 | 0.4 | 0.4 | 0.5 | 0.5 | 0.7 | 0.9 | 1 | 1.2 | 1.4 | 1.6 | 1.8 | 2 | 2.2 | 2.4 | 2.6 | 2.8 | 3 | 3.2 | 3.4 | 3.6 | 3.8 | 4 | 4.3 | 4.5 | 4.6 | 4.9 | 5.1 | 5.3 | 5.5 | 5.7 | 0.4 | 0.4 | 0.4 | 0.5 | 0.6 | 0.7 | 0.8 | 1 | 1.1 | 1.2 | 1.4 | 1.5 | 1.7 | 1.8 | 2 | 2.1 | 2.3 | 2.4 | 2.6 | 2.7 | 2.9 | 3 | 3.2 | 3.4 | 3.5 | 3.7 | 3.8 | 4 | 4.1 | 4.3
PSS | BICC HUYTON QUARRY T1 / TARBOCK T1 / WHISTON T1 | 0.9 | 0.9 | 0.9 | 0.9 | 0.9 | 1 | 1 | 1.1 | 1.1 | 1.2 | 1.3 | 1.3 | 1.4 | 1.5 | 1.5 | 1.6 | 1.6 | 1.7 | 1.7 | 1.8 | 1.8 | 1.9 | 1.9 | 2 | 2.1 | 2.1 | 2.1 | 2.2 | 2.2 | 2.3 | 0.9 | 1 | 1.1 | 1.3 | 1.6 | 1.9 | 2.2 | 2.4 | 2.6 | 2.9 | 3.1 | 3.4 | 3.6 | 3.8 | 4.1 | 4.3 | 4.5 | 4.7 | 5 | 5.2 | 5.4 | 5.7 | 5.9 | 6.1 | 6.4 | 6.6 | 6.8 | 7 | 7.3 | 7.5 | 0.9 | 0.9 | 1 | 1 | 1.1 | 1.3 | 1.4 | 1.6 | 1.7 | 1.8 | 2 | 2.1 | 2.3 | 2.4 | 2.5 | 2.7 | 2.8 | 2.9 | 3 | 3.2 | 3.3 | 3.4 | 3.5 | 3.6 | 3.7 | 3.9 | 4 | 4.1 | 4.2 | 4.3 | 0.9 | 1 | 1.1 | 1.3 | 1.6 | 1.9 | 2.2 | 2.5 | 2.7 | 3 | 3.2 | 3.5 | 3.7 | 4 | 4.2 | 4.4 | 4.7 | 4.9 | 5.1 | 5.3 | 5.5 | 5.8 | 6 | 6.2 | 6.4 | 6.6 | 6.8 | 7 | 7.2 | 7.5 | 0.9 | 0.9 | 1 | 1.1 | 1.4 | 1.6 | 1.8 | 2 | 2.2 | 2.4 | 2.6 | 2.7 | 2.9 | 3.1 | 3.3 | 3.5 | 3.7 | 3.8 | 4 | 4.2 | 4.3 | 4.5 | 4.7 | 4.9 | 5 | 5.2 | 5.4 | 5.5 | 5.7 | 5.9
PSS | BICC WREXHAM T1 / MARCHWIEL T1 / WIE CENTRAL T1 | 0.7 | 0.7 | 0.7 | 0.8 | 0.8 | 0.8 | 0.8 | 0.8 | 0.8 | 0.9 | 1 | 1.2 | 1.3 | 1.5 | 1.6 | 1.7 | 1.9 | 1.9 | 2 | 2 | 2.1 | 2.2 | 2.2 | 2.3 | 2.3 | 2.4 | 2.5 | 2.5 | 2.5 | 2.6 | 0.7 | 0.8 | 0.8 | 0.9 | 1 | 1.1 | 1.2 | 1.3 | 1.5 | 1.7 | 1.9 | 2.1 | 2.2 | 2.4 | 2.5 | 2.6 | 2.7 | 2.7 | 2.8 | 2.9 | 2.9 | 3 | 3.1 | 3.2 | 3.2 | 3.3 | 3.4 | 3.4 | 3.5 | 3.5 | 0.7 | 0.8 | 0.8 | 0.8 | 0.9 | 1 | 1.1 | 1.2 | 1.4 | 1.5 | 1.8 | 2 | 2.2 | 2.4 | 2.5 | 2.6 | 2.6 | 2.7 | 2.7 | 2.8 | 2.9 | 3 | 3.1 | 3.2 | 3.3 | 3.3 | 3.4 | 3.5 | 3.5 | 3.6 | 0.7 | 0.8 | 1 | 1.2 | 1.5 | 1.7 | 1.9 | 2.2 | 2.4 | 2.6 | 2.9 | 3.1 | 3.4 | 3.6 | 3.8 | 3.9 | 3.9 | 4 | 4.1 | 4.2 | 4.4 | 4.5 | 4.6 | 4.6 | 5.1 | 5.1 | 5.2 | 5.2 | 5.2 | 5.2 | 0.7 | 0.8 | 0.8 | 0.8 | 1 | 1.1 | 1.1 | 1.3 | 1.4 | 1.6 | 1.8 | 2 | 2.2 | 2.4 | 2.5 | 2.6 | 2.7 | 2.7 | 2.7 | 2.8 | 2.9 | 3 | 3.1 | 3.2 | 3.2 | 3.3 | 3.4 | 3.4 | 3.5 | 3.6
PSS | BIRKENHEAD CENTRAL T1 / SINGLETON AVE T1 / TRANMERE T1 | 0.6 | 0.6 | 0.6 | 0.6 | 0.6 | 0.7 | 0.7 | 0.7 | 0.7 | 0.7 | 0.8 | 0.8 | 0.8 | 0.8 | 0.8 | 0.8 | 0.8 | 0.8 | 0.9 | 0.9 | 0.9 | 0.9 | 0.9 | 0.9 | 0.9 | 0.9 | 0.9 | 0.9 | 1 | 1 | 0.6 | 0.7 | 0.7 | 0.8 | 0.9 | 1 | 1.1 | 1.1 | 1.2 | 1.2 | 1.3 | 1.3 | 1.4 | 1.4 | 1.5 | 1.5 | 1.6 | 1.6 | 1.6 | 1.7 | 1.7 | 1.7 | 1.8 | 1.8 | 1.9 | 1.9 | 1.9 | 2 | 2 | 2 | 0.6 | 0.6 | 0.7 | 0.7 | 0.7 | 0.8 | 0.8 | 0.9 | 0.9 | 1 | 1 | 1 | 1.1 | 1.1 | 1.1 | 1.2 | 1.2 | 1.2 | 1.3 | 1.3 | 1.3 | 1.3 | 1.3 | 1.4 | 1.4 | 1.4 | 1.4 | 1.5 | 1.5 | 1.5 | 0.6 | 0.7 | 0.7 | 0.8 | 0.9 | 1 | 1.1 | 1.2 | 1.2 | 1.3 | 1.3 | 1.4 | 1.4 | 1.5 | 1.6 | 1.6 | 1.6 | 1.6 | 1.7 | 1.8 | 1.8 | 1.8 | 1.8 | 1.9 | 1.8 | 1.8 | 1.9 | 1.9 | 1.9 | 2 | 0.6 | 0.6 | 0.7 | 0.7 | 0.8 | 0.9 | 0.9 | 1 | 1.1 | 1.1 | 1.1 | 1.2 | 1.2 | 1.3 | 1.3 | 1.3 | 1.4 | 1.4 | 1.4 | 1.5 | 1.5 | 1.5 | 1.6 | 1.6 | 1.6 | 1.6 | 1.7 | 1.7 | 1.7 | 1.8
PSS | BIXTETH ST T1 / LITTLEWOODS T1 | 0.1 | 0.1 | 0.1 | 0.1 | 0.1 | 0.2 | 0.2 | 0.2 | 0.2 | 0.2 | 0.2 | 0.2 | 0.2 | 0.2 | 0.2 | 0.2 | 0.2 | 0.2 | 0.2 | 0.2 | 0.2 | 0.2 | 0.2 | 0.2 | 0.2 | 0.2 | 0.2 | 0.2 | 0.2 | 0.2 | 0.1 | 0.2 | 0.2 | 0.2 | 0.2 | 0.2 | 0.2 | 0.2 | 0.3 | 0.3 | 0.3 | 0.3 | 0.3 | 0.3 | 0.3 | 0.3 | 0.3 | 0.3 | 0.3 | 0.3 | 0.3 | 0.3 | 0.3 | 0.3 | 0.3 | 0.3 | 0.3 | 0.3 | 0.3 | 0.3 | 0.1 | 0.1 | 0.2 | 0.2 | 0.2 | 0.2 | 0.2 | 0.2 | 0.2 | 0.2 | 0.2 | 0.2 | 0.2 | 0.2 | 0.2 | 0.3 | 0.3 | 0.3 | 0.3 | 0.3 | 0.3 | 0.3 | 0.3 | 0.3 | 0.3 | 0.3 | 0.3 | 0.3 | 0.3 | 0.3 | 0.1 | 0.2 | 0.2 | 0.2 | 0.2 | 0.2 | 0.2 | 0.3 | 0.3 | 0.3 | 0.3 | 0.3 | 0.3 | 0.3 | 0.3 | 0.3 | 0.3 | 0.3 | 0.3 | 0.3 | 0.3 | 0.3 | 0.3 | 0.3 | 0.3 | 0.3 | 0.3 | 0.3 | 0.3 | 0.3 | 0.1 | 0.2 | 0.2 | 0.2 | 0.2 | 0.2 | 0.2 | 0.2 | 0.2 | 0.2 | 0.2 | 0.3 | 0.3 | 0.3 | 0.3 | 0.3 | 0.3 | 0.3 | 0.3 | 0.3 | 0.3 | 0.3 | 0.3 | 0.3 | 0.3 | 0.3 | 0.3 | 0.3 | 0.3 | 0.3
PSS | BLACON T1 / COCOA BARRY T1 / CRANE BANK T1 / KNUTSFORD WAY T1 / TOWER WHARF T1 | 0.6 | 0.6 | 0.7 | 0.7 | 0.7 | 0.7 | 0.7 | 0.8 | 0.8 | 0.8 | 0.9 | 0.9 | 1 | 1 | 1.1 | 1.1 | 1.1 | 1.2 | 1.2 | 1.3 | 1.3 | 1.4 | 1.4 | 1.5 | 1.5 | 1.6 | 1.7 | 1.7 | 1.8 | 1.8 | 0.6 | 0.7 | 0.8 | 0.9 | 1.1 | 1.4 | 1.6 | 1.9 | 2.2 | 2.5 | 2.8 | 3.1 | 3.5 | 3.8 | 4.2 | 4.5 | 4.8 | 5.1 | 5.5 | 5.8 | 6.2 | 6.5 | 6.9 | 7.2 | 7.6 | 7.9 | 8.3 | 8.6 | 9 | 9.3 | 0.6 | 0.7 | 0.7 | 0.7 | 0.8 | 0.9 | 1 | 1.1 | 1.3 | 1.4 | 1.5 | 1.7 | 1.8 | 2 | 2.1 | 2.3 | 2.4 | 2.6 | 2.7 | 2.9 | 3.1 | 3.2 | 3.4 | 3.6 | 3.7 | 3.9 | 4 | 4.2 | 4.3 | 4.5 | 0.6 | 0.7 | 0.8 | 0.9 | 1.1 | 1.4 | 1.6 | 1.9 | 2.2 | 2.4 | 2.8 | 3.1 | 3.4 | 3.7 | 4.1 | 4.4 | 4.7 | 5.1 | 5.4 | 5.8 | 6.1 | 6.5 | 6.8 | 7.2 | 7.5 | 7.8 | 8.2 | 8.5 | 8.9 | 9.2 | 0.6 | 0.7 | 0.7 | 0.8 | 1 | 1.1 | 1.3 | 1.5 | 1.7 | 2 | 2.2 | 2.4 | 2.7 | 2.9 | 3.1 | 3.4 | 3.6 | 3.9 | 4.1 | 4.4 | 4.6 | 4.9 | 5.1 | 5.4 | 5.6 | 5.9 | 6.2 | 6.4 | 6.7 | 6.9
PSS | BLAENAU FFESTINIOG T1 | 0.3 | 0.3 | 0.3 | 0.3 | 0.3 | 0.3 | 0.3 | 0.3 | 0.3 | 0.4 | 0.4 | 0.4 | 0.4 | 0.4 | 0.4 | 0.4 | 0.4 | 0.4 | 0.4 | 0.4 | 0.4 | 0.4 | 0.4 | 0.4 | 0.4 | 0.4 | 0.4 | 0.4 | 0.4 | 0.4 | 0.3 | 0.3 | 0.3 | 0.4 | 0.4 | 0.4 | 0.4 | 0.4 | 0.5 | 0.5 | 0.5 | 0.5 | 0.5 | 0.5 | 0.5 | 0.5 | 0.5 | 0.5 | 0.5 | 0.5 | 0.5 | 0.5 | 0.5 | 0.5 | 0.5 | 0.5 | 0.5 | 0.5 | 0.5 | 0.5 | 0.3 | 0.3 | 0.3 | 0.3 | 0.3 | 0.4 | 0.4 | 0.4 | 0.4 | 0.4 | 0.4 | 0.4 | 0.4 | 0.4 | 0.4 | 0.5 | 0.5 | 0.5 | 0.5 | 0.5 | 0.5 | 0.5 | 0.5 | 0.5 | 0.5 | 0.5 | 0.5 | 0.5 | 0.5 | 0.5 | 0.3 | 0.3 | 0.3 | 0.4 | 0.4 | 0.4 | 0.4 | 0.5 | 0.5 | 0.5 | 0.5 | 0.5 | 0.5 | 0.5 | 0.5 | 0.5 | 0.5 | 0.5 | 0.5 | 0.5 | 0.5 | 0.6 | 0.6 | 0.6 | 0.5 | 0.5 | 0.5 | 0.5 | 0.5 | 0.5 | 0.3 | 0.3 | 0.3 | 0.3 | 0.4 | 0.4 | 0.4 | 0.4 | 0.4 | 0.4 | 0.4 | 0.5 | 0.5 | 0.5 | 0.5 | 0.5 | 0.5 | 0.5 | 0.5 | 0.5 | 0.5 | 0.5 | 0.5 | 0.5 | 0.5 | 0.5 | 0.5 | 0.5 | 0.5 | 0.5
PSS | BLUNDELL ST T1 / ST JAMES T1 / ROPEWALKS T1 | 0.1 | 0.1 | 0.1 | 0.1 | 0.1 | 0.2 | 0.2 | 0.2 | 0.2 | 0.2 | 0.2 | 0.2 | 0.2 | 0.2 | 0.2 | 0.2 | 0.2 | 0.2 | 0.2 | 0.2 | 0.2 | 0.2 | 0.2 | 0.2 | 0.2 | 0.2 | 0.2 | 0.2 | 0.2 | 0.2 | 0.1 | 0.2 | 0.2 | 0.2 | 0.2 | 0.2 | 0.2 | 0.2 | 0.3 | 0.3 | 0.3 | 0.3 | 0.3 | 0.3 | 0.3 | 0.3 | 0.3 | 0.3 | 0.3 | 0.3 | 0.3 | 0.3 | 0.3 | 0.3 | 0.3 | 0.3 | 0.3 | 0.3 | 0.3 | 0.3 | 0.1 | 0.1 | 0.2 | 0.2 | 0.2 | 0.2 | 0.2 | 0.2 | 0.2 | 0.2 | 0.2 | 0.2 | 0.2 | 0.2 | 0.2 | 0.3 | 0.3 | 0.3 | 0.3 | 0.3 | 0.3 | 0.3 | 0.3 | 0.3 | 0.3 | 0.3 | 0.3 | 0.3 | 0.3 | 0.3 | 0.1 | 0.2 | 0.2 | 0.2 | 0.2 | 0.2 | 0.2 | 0.3 | 0.3 | 0.3 | 0.3 | 0.3 | 0.3 | 0.3 | 0.3 | 0.3 | 0.3 | 0.3 | 0.3 | 0.3 | 0.3 | 0.3 | 0.3 | 0.3 | 0.3 | 0.3 | 0.3 | 0.3 | 0.3 | 0.3 | 0.1 | 0.2 | 0.2 | 0.2 | 0.2 | 0.2 | 0.2 | 0.2 | 0.2 | 0.2 | 0.2 | 0.3 | 0.3 | 0.3 | 0.3 | 0.3 | 0.3 | 0.3 | 0.3 | 0.3 | 0.3 | 0.3 | 0.3 | 0.3 | 0.3 | 0.3 | 0.3 | 0.3 | 0.3 | 0.3
PSS | BLUNDELLSANDS (NORTH) T1 / BLUNDELLSANDS (SOUTH) T1 / CROSBY T1 / KERSHAW AVE T1 / WATERLOO T2 | 0.8 | 0.8 | 0.8 | 0.9 | 0.9 | 0.9 | 1 | 1.1 | 1.2 | 1.3 | 1.4 | 1.5 | 1.6 | 1.8 | 1.9 | 2 | 2.1 | 2.3 | 2.4 | 2.6 | 2.7 | 2.9 | 3 | 3.2 | 3.3 | 3.5 | 3.6 | 3.8 | 4 | 4.1 | 0.8 | 0.9 | 1.1 | 1.4 | 2 | 2.7 | 3.4 | 4.2 | 5 | 5.9 | 6.8 | 7.7 | 8.6 | 9.6 | 10.5 | 11.4 | 12.4 | 13.3 | 14.3 | 15.3 | 16.3 | 17.3 | 18.4 | 19.3 | 20.4 | 21.4 | 22.4 | 23.4 | 24.4 | 25.5 | 0.8 | 0.9 | 0.9 | 1 | 1.2 | 1.4 | 1.7 | 2.1 | 2.4 | 2.7 | 3.1 | 3.5 | 3.9 | 4.3 | 4.7 | 5.2 | 5.6 | 6 | 6.5 | 6.9 | 7.3 | 7.8 | 8.2 | 8.6 | 9.1 | 9.5 | 10 | 10.5 | 10.9 | 11.4 | 0.8 | 0.9 | 1.1 | 1.4 | 2 | 2.6 | 3.3 | 4.1 | 4.9 | 5.7 | 6.5 | 7.5 | 8.3 | 9.3 | 10.2 | 11.2 | 12.1 | 13.1 | 14.1 | 15.1 | 16.1 | 17.1 | 18.2 | 19.2 | 20.1 | 21.1 | 22.2 | 23.1 | 24.2 | 25.2 | 0.8 | 0.9 | 1 | 1.2 | 1.6 | 2.1 | 2.6 | 3.1 | 3.7 | 4.3 | 4.9 | 5.6 | 6.3 | 6.9 | 7.6 | 8.3 | 9 | 9.7 | 10.4 | 11.1 | 11.8 | 12.6 | 13.3 | 14 | 14.7 | 15.5 | 16.2 | 16.9 | 17.7 | 18.4
PSS | BODFARI PRODUCERS T1 | 0.5 | 0.6 | 0.6 | 0.6 | 0.6 | 0.6 | 0.6 | 0.6 | 0.6 | 0.7 | 0.9 | 1 | 1.2 | 1.3 | 1.5 | 1.6 | 1.8 | 1.8 | 1.8 | 1.9 | 2 | 2.1 | 2.1 | 2.2 | 2.2 | 2.3 | 2.3 | 2.4 | 2.4 | 2.5 | 0.5 | 0.6 | 0.6 | 0.7 | 0.8 | 0.9 | 1 | 1.2 | 1.3 | 1.5 | 1.7 | 1.9 | 2.1 | 2.4 | 2.5 | 2.6 | 2.6 | 2.6 | 2.7 | 2.8 | 2.9 | 3 | 3.1 | 3.2 | 3.3 | 3.3 | 3.4 | 3.5 | 3.5 | 3.6 | 0.5 | 0.6 | 0.6 | 0.7 | 0.7 | 0.8 | 0.9 | 1.1 | 1.2 | 1.4 | 1.7 | 1.9 | 2.1 | 2.3 | 2.5 | 2.6 | 2.6 | 2.7 | 2.7 | 2.8 | 3 | 3.1 | 3.2 | 3.3 | 3.3 | 3.4 | 3.5 | 3.5 | 3.6 | 3.7 | 0.5 | 0.6 | 0.8 | 1.1 | 1.3 | 1.6 | 1.8 | 2.1 | 2.3 | 2.6 | 2.8 | 3.1 | 3.4 | 3.7 | 3.8 | 3.9 | 4 | 4 | 4.1 | 4.3 | 4.5 | 4.6 | 4.7 | 4.8 | 5.2 | 5.3 | 5.3 | 5.3 | 5.3 | 5.4 | 0.5 | 0.6 | 0.6 | 0.7 | 0.8 | 0.9 | 1 | 1.1 | 1.3 | 1.5 | 1.7 | 1.9 | 2.1 | 2.3 | 2.5 | 2.6 | 2.6 | 2.6 | 2.7 | 2.8 | 3 | 3.1 | 3.2 | 3.2 | 3.3 | 3.4 | 3.4 | 3.5 | 3.6 | 3.6
PSS | BOLTON ST T1 / GREEK ST T1 / HPO COPPERAS HILL T1 / OLDHAM PLACE T1 | 0.1 | 0.1 | 0.1 | 0.1 | 0.1 | 0.2 | 0.2 | 0.2 | 0.2 | 0.2 | 0.2 | 0.2 | 0.2 | 0.2 | 0.2 | 0.2 | 0.2 | 0.2 | 0.2 | 0.2 | 0.2 | 0.2 | 0.2 | 0.2 | 0.2 | 0.2 | 0.2 | 0.2 | 0.2 | 0.2 | 0.1 | 0.2 | 0.2 | 0.2 | 0.2 | 0.2 | 0.2 | 0.2 | 0.3 | 0.3 | 0.3 | 0.3 | 0.3 | 0.3 | 0.3 | 0.3 | 0.3 | 0.3 | 0.3 | 0.3 | 0.3 | 0.3 | 0.3 | 0.3 | 0.3 | 0.3 | 0.3 | 0.3 | 0.3 | 0.3 | 0.1 | 0.1 | 0.2 | 0.2 | 0.2 | 0.2 | 0.2 | 0.2 | 0.2 | 0.2 | 0.2 | 0.2 | 0.2 | 0.2 | 0.2 | 0.3 | 0.3 | 0.3 | 0.3 | 0.3 | 0.3 | 0.3 | 0.3 | 0.3 | 0.3 | 0.3 | 0.3 | 0.3 | 0.3 | 0.3 | 0.1 | 0.2 | 0.2 | 0.2 | 0.2 | 0.2 | 0.2 | 0.3 | 0.3 | 0.3 | 0.3 | 0.3 | 0.3 | 0.3 | 0.3 | 0.3 | 0.3 | 0.3 | 0.3 | 0.3 | 0.3 | 0.3 | 0.3 | 0.3 | 0.3 | 0.3 | 0.3 | 0.3 | 0.3 | 0.3 | 0.1 | 0.2 | 0.2 | 0.2 | 0.2 | 0.2 | 0.2 | 0.2 | 0.2 | 0.2 | 0.2 | 0.3 | 0.3 | 0.3 | 0.3 | 0.3 | 0.3 | 0.3 | 0.3 | 0.3 | 0.3 | 0.3 | 0.3 | 0.3 | 0.3 | 0.3 | 0.3 | 0.3 | 0.3 | 0.3
PSS | BOOTLE GRID T1 / KELLOGGS T1 / PACIFIC RD T1 / WASHINGTON ST T1 / WATERLOO T1 | 0.8 | 0.8 | 0.8 | 0.8 | 0.9 | 0.9 | 0.9 | 1 | 1 | 1 | 1.1 | 1.1 | 1.2 | 1.2 | 1.3 | 1.3 | 1.3 | 1.3 | 1.4 | 1.4 | 1.5 | 1.5 | 1.5 | 1.6 | 1.6 | 1.6 | 1.7 | 1.7 | 1.7 | 1.8 | 0.8 | 0.9 | 1 | 1.1 | 1.3 | 1.5 | 1.8 | 1.9 | 2.1 | 2.3 | 2.5 | 2.7 | 2.8 | 3 | 3.2 | 3.4 | 3.6 | 3.7 | 3.9 | 4.1 | 4.3 | 4.5 | 4.6 | 4.8 | 5 | 5.2 | 5.4 | 5.6 | 5.7 | 5.9 | 0.8 | 0.8 | 0.9 | 0.9 | 1 | 1.1 | 1.2 | 1.3 | 1.4 | 1.5 | 1.6 | 1.7 | 1.8 | 1.9 | 2 | 2.1 | 2.2 | 2.3 | 2.4 | 2.5 | 2.6 | 2.7 | 2.8 | 2.9 | 3 | 3 | 3.1 | 3.2 | 3.3 | 3.4 | 0.8 | 0.9 | 1 | 1.1 | 1.3 | 1.6 | 1.7 | 1.9 | 2.1 | 2.3 | 2.5 | 2.7 | 2.9 | 3.1 | 3.3 | 3.4 | 3.6 | 3.8 | 4 | 4.1 | 4.3 | 4.5 | 4.7 | 4.8 | 4.9 | 5.1 | 5.3 | 5.5 | 5.6 | 5.8 | 0.8 | 0.9 | 0.9 | 1 | 1.2 | 1.3 | 1.5 | 1.6 | 1.8 | 1.9 | 2.1 | 2.2 | 2.3 | 2.5 | 2.6 | 2.8 | 2.9 | 3 | 3.2 | 3.3 | 3.4 | 3.6 | 3.7 | 3.8 | 4 | 4.1 | 4.2 | 4.4 | 4.5 | 4.7
PSS | BOOTLE GRID T2 / ORRELL MOUNT T1 / SCARISBRICK AVE T1 / TATTON RD T1 | 0.8 | 0.8 | 0.8 | 0.8 | 0.9 | 0.9 | 0.9 | 1 | 1.1 | 1.1 | 1.2 | 1.3 | 1.4 | 1.4 | 1.5 | 1.6 | 1.6 | 1.7 | 1.8 | 1.9 | 2 | 2 | 2.1 | 2.2 | 2.3 | 2.4 | 2.4 | 2.5 | 2.6 | 2.7 | 0.8 | 0.9 | 1 | 1.2 | 1.6 | 2 | 2.4 | 2.8 | 3.2 | 3.7 | 4.2 | 4.6 | 5.1 | 5.6 | 6.1 | 6.6 | 7 | 7.5 | 8 | 8.5 | 9 | 9.5 | 10 | 10.5 | 11.1 | 11.6 | 12.1 | 12.6 | 13.1 | 13.6 | 0.8 | 0.8 | 0.9 | 1 | 1.1 | 1.2 | 1.4 | 1.6 | 1.8 | 2 | 2.2 | 2.4 | 2.7 | 2.9 | 3.1 | 3.3 | 3.5 | 3.8 | 4 | 4.2 | 4.5 | 4.7 | 4.9 | 5.2 | 5.4 | 5.6 | 5.8 | 6.1 | 6.3 | 6.5 | 0.8 | 0.9 | 1 | 1.2 | 1.6 | 2 | 2.4 | 2.8 | 3.2 | 3.7 | 4.1 | 4.6 | 5 | 5.5 | 6 | 6.5 | 7 | 7.4 | 7.9 | 8.5 | 9 | 9.5 | 10 | 10.5 | 11 | 11.4 | 11.9 | 12.5 | 13 | 13.5 | 0.8 | 0.9 | 1 | 1.1 | 1.3 | 1.6 | 1.9 | 2.2 | 2.5 | 2.9 | 3.2 | 3.5 | 3.9 | 4.2 | 4.6 | 4.9 | 5.3 | 5.6 | 6 | 6.4 | 6.8 | 7.1 | 7.5 | 7.9 | 8.2 | 8.6 | 8.9 | 9.3 | 9.7 | 10
PSS | BOTWNNOG T1 | 0.8 | 0.8 | 0.8 | 0.8 | 0.8 | 0.8 | 0.8 | 0.9 | 0.9 | 1.1 | 1.3 | 1.5 | 1.7 | 2 | 2.1 | 2.2 | 2.5 | 2.5 | 2.6 | 2.7 | 2.8 | 2.9 | 3 | 3.1 | 3.2 | 3.3 | 3.4 | 3.5 | 3.6 | 3.6 | 0.8 | 0.8 | 0.9 | 1 | 1.1 | 1.3 | 1.4 | 1.7 | 1.9 | 2.2 | 2.6 | 3 | 3.3 | 3.7 | 4 | 4.2 | 4.4 | 4.5 | 4.7 | 5 | 5.2 | 5.5 | 5.7 | 5.9 | 6.1 | 6.3 | 6.5 | 6.7 | 6.9 | 7.1 | 0.8 | 0.8 | 0.8 | 0.9 | 1 | 1.1 | 1.3 | 1.5 | 1.7 | 1.9 | 2.3 | 2.6 | 2.9 | 3.3 | 3.5 | 3.7 | 3.9 | 4 | 4.1 | 4.3 | 4.5 | 4.7 | 4.9 | 5.1 | 5.3 | 5.4 | 5.6 | 5.7 | 5.9 | 6 | 0.8 | 0.9 | 1.2 | 1.5 | 1.8 | 2.1 | 2.5 | 2.9 | 3.3 | 3.7 | 4.1 | 4.6 | 5.1 | 5.5 | 5.8 | 6.1 | 6.3 | 6.4 | 6.7 | 7 | 7.4 | 7.7 | 8 | 8.2 | 8.8 | 8.9 | 9 | 9.2 | 9.3 | 9.5 | 0.8 | 0.8 | 0.8 | 1 | 1.1 | 1.2 | 1.3 | 1.6 | 1.8 | 2.1 | 2.4 | 2.8 | 3.1 | 3.5 | 3.8 | 4 | 4.1 | 4.2 | 4.4 | 4.7 | 4.9 | 5.1 | 5.3 | 5.5 | 5.7 | 5.9 | 6 | 6.2 | 6.4 | 6.5
PSS | BOULEVARD T1 / CHAPELFORD T1 / HAWLEYS LA T1 / WESTBROOK T1 / WINWICK QUAY T1 | 0.8 | 0.8 | 0.8 | 0.8 | 0.8 | 0.9 | 0.9 | 1 | 1.1 | 1.1 | 1.2 | 1.3 | 1.4 | 1.5 | 1.5 | 1.6 | 1.7 | 1.8 | 1.9 | 2 | 2 | 2.1 | 2.2 | 2.3 | 2.4 | 2.5 | 2.6 | 2.7 | 2.8 | 2.9 | 0.8 | 0.9 | 1 | 1.2 | 1.6 | 2.1 | 2.6 | 3 | 3.5 | 4 | 4.6 | 5.1 | 5.7 | 6.2 | 6.8 | 7.4 | 7.9 | 8.5 | 9 | 9.6 | 10.2 | 10.8 | 11.4 | 12 | 12.6 | 13.1 | 13.7 | 14.3 | 14.9 | 15.5 | 0.8 | 0.8 | 0.9 | 0.9 | 1.1 | 1.2 | 1.5 | 1.7 | 1.9 | 2.1 | 2.3 | 2.6 | 2.8 | 3.1 | 3.4 | 3.6 | 3.9 | 4.1 | 4.4 | 4.7 | 4.9 | 5.2 | 5.5 | 5.7 | 6 | 6.3 | 6.5 | 6.8 | 7.1 | 7.3 | 0.8 | 0.9 | 1 | 1.2 | 1.6 | 2.1 | 2.5 | 3 | 3.5 | 4 | 4.5 | 5 | 5.6 | 6.1 | 6.7 | 7.3 | 7.8 | 8.4 | 8.9 | 9.5 | 10.1 | 10.7 | 11.3 | 11.9 | 12.4 | 13 | 13.6 | 14.2 | 14.8 | 15.4 | 0.8 | 0.8 | 0.9 | 1.1 | 1.4 | 1.7 | 2 | 2.3 | 2.7 | 3.1 | 3.5 | 3.8 | 4.2 | 4.6 | 5.1 | 5.5 | 5.9 | 6.3 | 6.7 | 7.1 | 7.6 | 8 | 8.4 | 8.8 | 9.3 | 9.7 | 10.1 | 10.6 | 11 | 11.4
PSS | BOW ST T1 | 0.7 | 0.7 | 0.7 | 0.7 | 0.7 | 0.7 | 0.7 | 0.7 | 0.8 | 0.8 | 1 | 1.1 | 1.2 | 1.4 | 1.5 | 1.6 | 1.8 | 1.9 | 2 | 2.1 | 2.2 | 2.3 | 2.3 | 2.4 | 2.5 | 2.6 | 2.7 | 2.7 | 2.8 | 2.9 | 0.7 | 0.7 | 0.7 | 0.8 | 1 | 1.2 | 1.3 | 1.6 | 1.8 | 2.1 | 2.4 | 2.8 | 3.1 | 3.5 | 3.8 | 4 | 4.2 | 4.4 | 4.6 | 4.9 | 5.1 | 5.4 | 5.7 | 5.8 | 6.1 | 6.3 | 6.5 | 6.7 | 7 | 7.2 | 0.7 | 0.7 | 0.7 | 0.7 | 0.8 | 0.9 | 1 | 1.2 | 1.4 | 1.6 | 1.8 | 2.1 | 2.3 | 2.6 | 2.8 | 3 | 3 | 3.2 | 3.3 | 3.5 | 3.6 | 3.8 | 3.9 | 4.1 | 4.2 | 4.4 | 4.4 | 4.6 | 4.7 | 4.9 | 0.7 | 0.7 | 0.9 | 1.1 | 1.4 | 1.8 | 2.1 | 2.4 | 2.8 | 3.1 | 3.5 | 3.9 | 4.3 | 4.6 | 4.9 | 5.2 | 5.4 | 5.6 | 5.9 | 6.2 | 6.4 | 6.7 | 7 | 7.2 | 7.9 | 8.1 | 8.3 | 8.5 | 8.7 | 8.9 | 0.7 | 0.7 | 0.7 | 0.8 | 0.9 | 1 | 1.2 | 1.4 | 1.6 | 1.9 | 2.1 | 2.4 | 2.7 | 3 | 3.3 | 3.5 | 3.6 | 3.8 | 3.9 | 4.2 | 4.4 | 4.6 | 4.8 | 5 | 5.1 | 5.3 | 5.5 | 5.7 | 5.9 | 6
PSS | BOWATER CONTAINERS T1 / ELLESMERE PORT LOCAL T1 / HH ROBERTSONS T1 / MOBIL OIL (E PORT) T1 / WHITBY MAIN T1 | 0.5 | 0.6 | 0.6 | 0.6 | 0.6 | 0.6 | 0.6 | 0.7 | 0.7 | 0.8 | 0.8 | 0.9 | 0.9 | 1 | 1 | 1.1 | 1.1 | 1.1 | 1.2 | 1.2 | 1.3 | 1.3 | 1.4 | 1.4 | 1.5 | 1.6 | 1.6 | 1.7 | 1.7 | 1.8 | 0.5 | 0.6 | 0.7 | 0.8 | 1.1 | 1.3 | 1.6 | 1.9 | 2.2 | 2.5 | 2.9 | 3.2 | 3.6 | 3.9 | 4.3 | 4.6 | 5 | 5.3 | 5.7 | 6.1 | 6.4 | 6.8 | 7.2 | 7.6 | 8 | 8.3 | 8.7 | 9.1 | 9.5 | 9.8 | 0.5 | 0.6 | 0.6 | 0.7 | 0.7 | 0.8 | 0.9 | 1.1 | 1.2 | 1.3 | 1.5 | 1.6 | 1.8 | 1.9 | 2.1 | 2.2 | 2.4 | 2.6 | 2.7 | 2.9 | 3.1 | 3.2 | 3.4 | 3.5 | 3.7 | 3.9 | 4 | 4.2 | 4.4 | 4.6 | 0.5 | 0.6 | 0.7 | 0.8 | 1 | 1.3 | 1.6 | 1.9 | 2.2 | 2.5 | 2.8 | 3.2 | 3.5 | 3.9 | 4.2 | 4.6 | 4.9 | 5.3 | 5.6 | 6 | 6.4 | 6.8 | 7.1 | 7.5 | 7.8 | 8.2 | 8.6 | 8.9 | 9.3 | 9.7 | 0.5 | 0.6 | 0.6 | 0.7 | 0.9 | 1.1 | 1.3 | 1.5 | 1.7 | 1.9 | 2.2 | 2.4 | 2.7 | 2.9 | 3.2 | 3.4 | 3.7 | 4 | 4.2 | 4.5 | 4.7 | 5 | 5.3 | 5.6 | 5.8 | 6.1 | 6.4 | 6.7 | 6.9 | 7.2
PSS | BR STATION T1 / DUCHY RD T1 / ELECTRA WAY T1 / MIDLAND ROLLMAKERS T1A / NORTH WESTERN MILLS T1 | 1 | 1 | 1 | 1 | 1 | 1.1 | 1.1 | 1.1 | 1.1 | 1.2 | 1.2 | 1.3 | 1.3 | 1.3 | 1.4 | 1.4 | 1.6 | 1.6 | 1.6 | 1.7 | 1.7 | 1.7 | 1.8 | 1.8 | 1.8 | 1.9 | 1.9 | 2 | 2 | 2 | 1 | 1 | 1.1 | 1.2 | 1.4 | 1.6 | 1.8 | 2 | 2.1 | 2.3 | 2.6 | 2.7 | 3 | 3.2 | 3.3 | 3.6 | 3.8 | 4 | 4.2 | 4.4 | 4.6 | 4.8 | 5 | 5.2 | 5.4 | 5.7 | 5.8 | 6.1 | 6.3 | 6.5 | 1 | 1 | 1 | 1.1 | 1.1 | 1.2 | 1.3 | 1.4 | 1.5 | 1.6 | 1.7 | 1.8 | 1.9 | 2 | 2.1 | 2.2 | 2.3 | 2.4 | 2.5 | 2.6 | 2.7 | 2.8 | 2.9 | 3 | 3.1 | 3.1 | 3.2 | 3.3 | 3.4 | 3.5 | 1 | 1 | 1.1 | 1.2 | 1.4 | 1.6 | 1.9 | 2 | 2.2 | 2.4 | 2.7 | 2.8 | 3 | 3.2 | 3.4 | 3.7 | 3.9 | 4.1 | 4.3 | 4.5 | 4.7 | 4.9 | 5.1 | 5.4 | 5.5 | 5.7 | 5.9 | 6.1 | 6.3 | 6.5 | 1 | 1 | 1.1 | 1.1 | 1.3 | 1.4 | 1.5 | 1.7 | 1.8 | 2 | 2.1 | 2.3 | 2.4 | 2.6 | 2.7 | 2.9 | 3 | 3.2 | 3.3 | 3.5 | 3.6 | 3.8 | 3.9 | 4.1 | 4.2 | 4.4 | 4.5 | 4.7 | 4.8 | 5
PSS | BRD T1 | 1.2 | 1.2 | 1.2 | 1.2 | 1.2 | 1.2 | 1.2 | 1.2 | 1.3 | 1.3 | 1.3 | 1.4 | 1.4 | 1.4 | 1.5 | 1.5 | 1.4 | 1.5 | 1.5 | 1.5 | 1.6 | 1.6 | 1.6 | 1.6 | 1.7 | 1.7 | 1.7 | 1.8 | 1.8 | 1.8 | 1.2 | 1.2 | 1.3 | 1.3 | 1.5 | 1.6 | 1.8 | 1.9 | 2 | 2.2 | 2.3 | 2.4 | 2.6 | 2.7 | 2.8 | 3 | 3.1 | 3.2 | 3.3 | 3.5 | 3.6 | 3.8 | 3.9 | 4 | 4.1 | 4.3 | 4.4 | 4.6 | 4.7 | 4.8 | 1.2 | 1.2 | 1.2 | 1.2 | 1.3 | 1.4 | 1.4 | 1.5 | 1.5 | 1.6 | 1.7 | 1.8 | 1.8 | 1.9 | 2 | 2 | 2.1 | 2.2 | 2.2 | 2.3 | 2.4 | 2.5 | 2.5 | 2.6 | 2.6 | 2.7 | 2.8 | 2.8 | 2.9 | 3 | 1.2 | 1.2 | 1.3 | 1.3 | 1.5 | 1.6 | 1.8 | 1.9 | 2 | 2.2 | 2.3 | 2.5 | 2.6 | 2.7 | 2.9 | 3 | 3.1 | 3.3 | 3.4 | 3.5 | 3.7 | 3.8 | 3.9 | 4.1 | 4.1 | 4.2 | 4.3 | 4.4 | 4.6 | 4.7 | 1.2 | 1.2 | 1.2 | 1.3 | 1.4 | 1.5 | 1.6 | 1.7 | 1.8 | 1.9 | 2 | 2.1 | 2.2 | 2.3 | 2.4 | 2.5 | 2.6 | 2.7 | 2.8 | 2.9 | 3 | 3.1 | 3.2 | 3.3 | 3.4 | 3.5 | 3.6 | 3.7 | 3.8 | 3.9
PSS | BRITISH ALUMINIUM LATCHFORD T1 / GREENHALL WHITLEY T1 / LATCHFORD T1 / LATCHFORD T2 / THAMES BOARD MILL T1 | 0.8 | 0.8 | 0.8 | 0.8 | 0.8 | 0.9 | 0.9 | 0.9 | 1 | 1 | 1.1 | 1.2 | 1.2 | 1.3 | 1.3 | 1.4 | 1.4 | 1.5 | 1.5 | 1.6 | 1.6 | 1.7 | 1.7 | 1.8 | 1.9 | 1.9 | 2 | 2 | 2.1 | 2.1 | 0.8 | 0.9 | 1 | 1.1 | 1.4 | 1.7 | 1.9 | 2.2 | 2.5 | 2.8 | 3.1 | 3.4 | 3.7 | 3.9 | 4.2 | 4.5 | 4.8 | 5.1 | 5.4 | 5.7 | 6 | 6.3 | 6.6 | 6.9 | 7.2 | 7.5 | 7.8 | 8.1 | 8.4 | 8.7 | 0.8 | 0.8 | 0.9 | 0.9 | 1 | 1.1 | 1.3 | 1.4 | 1.5 | 1.7 | 1.8 | 2 | 2.1 | 2.3 | 2.4 | 2.5 | 2.7 | 2.9 | 3 | 3.1 | 3.3 | 3.4 | 3.6 | 3.7 | 3.9 | 4 | 4.2 | 4.3 | 4.4 | 4.6 | 0.8 | 0.8 | 1 | 1.1 | 1.4 | 1.7 | 1.9 | 2.2 | 2.5 | 2.8 | 3.1 | 3.4 | 3.6 | 3.9 | 4.2 | 4.5 | 4.8 | 5.1 | 5.4 | 5.7 | 6 | 6.3 | 6.6 | 6.9 | 7.1 | 7.4 | 7.7 | 8 | 8.3 | 8.6 | 0.8 | 0.8 | 0.9 | 1 | 1.2 | 1.4 | 1.6 | 1.8 | 2 | 2.2 | 2.4 | 2.7 | 2.9 | 3.1 | 3.3 | 3.5 | 3.8 | 4 | 4.2 | 4.4 | 4.6 | 4.9 | 5.1 | 5.3 | 5.5 | 5.8 | 6 | 6.2 | 6.4 | 6.7
PSS | BRITISH OXYGEN T1 / WINDLEHURST T1 | 0.9 | 0.9 | 0.9 | 0.9 | 0.9 | 1 | 1 | 1.1 | 1.1 | 1.2 | 1.2 | 1.3 | 1.4 | 1.4 | 1.5 | 1.5 | 1.6 | 1.6 | 1.7 | 1.7 | 1.7 | 1.8 | 1.8 | 1.9 | 1.9 | 2 | 2 | 2 | 2.1 | 2.1 | 0.9 | 1 | 1.1 | 1.2 | 1.5 | 1.8 | 2 | 2.2 | 2.4 | 2.6 | 2.8 | 2.9 | 3.1 | 3.3 | 3.4 | 3.6 | 3.7 | 3.9 | 4.1 | 4.2 | 4.4 | 4.5 | 4.7 | 4.8 | 5 | 5.1 | 5.3 | 5.4 | 5.6 | 5.7 | 0.9 | 0.9 | 1 | 1 | 1.1 | 1.3 | 1.4 | 1.5 | 1.6 | 1.8 | 1.9 | 2 | 2.1 | 2.2 | 2.3 | 2.4 | 2.5 | 2.5 | 2.6 | 2.7 | 2.8 | 2.9 | 3 | 3.1 | 3.1 | 3.2 | 3.3 | 3.4 | 3.4 | 3.5 | 0.9 | 1 | 1.1 | 1.3 | 1.6 | 1.8 | 2 | 2.3 | 2.5 | 2.7 | 2.9 | 3.1 | 3.2 | 3.4 | 3.5 | 3.7 | 3.9 | 4 | 4.1 | 4.3 | 4.4 | 4.6 | 4.7 | 4.9 | 5 | 5.1 | 5.2 | 5.4 | 5.5 | 5.6 | 0.9 | 0.9 | 1 | 1.1 | 1.3 | 1.5 | 1.7 | 1.9 | 2 | 2.2 | 2.3 | 2.4 | 2.6 | 2.7 | 2.8 | 3 | 3.1 | 3.2 | 3.4 | 3.5 | 3.6 | 3.7 | 3.8 | 3.9 | 4 | 4.2 | 4.3 | 4.4 | 4.5 | 4.6
PSS | BRITISH PIPE ASSOCIATION T1 | 0.4 | 0.4 | 0.4 | 0.4 | 0.4 | 0.4 | 0.4 | 0.4 | 0.4 | 0.4 | 0.5 | 0.5 | 0.5 | 0.5 | 0.5 | 0.5 | 0.5 | 0.5 | 0.5 | 0.5 | 0.5 | 0.6 | 0.6 | 0.6 | 0.6 | 0.6 | 0.6 | 0.6 | 0.6 | 0.6 | 0.4 | 0.4 | 0.4 | 0.5 | 0.5 | 0.6 | 0.6 | 0.6 | 0.7 | 0.7 | 0.7 | 0.7 | 0.7 | 0.8 | 0.8 | 0.8 | 0.8 | 0.8 | 0.8 | 0.8 | 0.8 | 0.8 | 0.8 | 0.8 | 0.8 | 0.8 | 0.8 | 0.8 | 0.8 | 0.8 | 0.4 | 0.4 | 0.4 | 0.4 | 0.4 | 0.5 | 0.5 | 0.5 | 0.5 | 0.6 | 0.6 | 0.6 | 0.6 | 0.6 | 0.6 | 0.7 | 0.7 | 0.7 | 0.7 | 0.7 | 0.7 | 0.7 | 0.7 | 0.7 | 0.7 | 0.7 | 0.7 | 0.7 | 0.8 | 0.8 | 0.4 | 0.4 | 0.4 | 0.5 | 0.5 | 0.6 | 0.6 | 0.7 | 0.7 | 0.7 | 0.8 | 0.8 | 0.8 | 0.8 | 0.8 | 0.8 | 0.8 | 0.8 | 0.8 | 0.9 | 0.9 | 0.9 | 0.9 | 0.9 | 0.9 | 0.9 | 0.9 | 0.9 | 1 | 1 | 0.4 | 0.4 | 0.4 | 0.4 | 0.5 | 0.5 | 0.5 | 0.6 | 0.6 | 0.6 | 0.6 | 0.7 | 0.7 | 0.7 | 0.7 | 0.7 | 0.7 | 0.7 | 0.7 | 0.8 | 0.8 | 0.8 | 0.8 | 0.8 | 0.8 | 0.8 | 0.8 | 0.8 | 0.8 | 0.8
PSS | BRITISH SIDAC T1 / SHERDLEY RD T1 / ST HELENS LINKWAY T1 / WATERY LA T1 | 0.9 | 0.9 | 0.9 | 0.9 | 0.9 | 1 | 1 | 1.1 | 1.1 | 1.2 | 1.3 | 1.3 | 1.4 | 1.5 | 1.5 | 1.6 | 1.6 | 1.7 | 1.7 | 1.8 | 1.8 | 1.9 | 1.9 | 2 | 2.1 | 2.1 | 2.2 | 2.2 | 2.3 | 2.3 | 0.9 | 1 | 1.1 | 1.3 | 1.6 | 1.9 | 2.2 | 2.4 | 2.6 | 2.9 | 3.1 | 3.4 | 3.6 | 3.9 | 4.1 | 4.3 | 4.5 | 4.8 | 5 | 5.2 | 5.4 | 5.7 | 5.9 | 6.2 | 6.4 | 6.6 | 6.8 | 7 | 7.3 | 7.5 | 0.9 | 0.9 | 1 | 1 | 1.1 | 1.3 | 1.4 | 1.6 | 1.7 | 1.9 | 2 | 2.2 | 2.3 | 2.4 | 2.6 | 2.7 | 2.8 | 2.9 | 3 | 3.2 | 3.3 | 3.4 | 3.5 | 3.6 | 3.8 | 3.9 | 4 | 4.1 | 4.2 | 4.3 | 0.9 | 1 | 1.1 | 1.3 | 1.6 | 1.9 | 2.2 | 2.5 | 2.7 | 3 | 3.2 | 3.5 | 3.7 | 4 | 4.2 | 4.4 | 4.6 | 4.9 | 5.1 | 5.3 | 5.5 | 5.7 | 6 | 6.2 | 6.4 | 6.6 | 6.8 | 7 | 7.2 | 7.5 | 0.9 | 0.9 | 1 | 1.1 | 1.4 | 1.6 | 1.8 | 2 | 2.2 | 2.4 | 2.6 | 2.8 | 2.9 | 3.1 | 3.3 | 3.5 | 3.7 | 3.9 | 4 | 4.2 | 4.4 | 4.5 | 4.7 | 4.9 | 5.1 | 5.2 | 5.4 | 5.6 | 5.7 | 5.9
PSS | BROADGREEN T1 / CROXTETH T1 / EAST PRESCOT RD (FINCH LA) T1 / KNOTTY ASH T1 / LEYFIELD RD T1 | 0.9 | 0.9 | 0.9 | 0.9 | 0.9 | 1 | 1.1 | 1.2 | 1.3 | 1.4 | 1.5 | 1.6 | 1.7 | 1.8 | 2 | 2.1 | 2.2 | 2.3 | 2.4 | 2.6 | 2.7 | 2.8 | 2.9 | 3.1 | 3.2 | 3.3 | 3.5 | 3.6 | 3.7 | 3.9 | 0.9 | 1 | 1.2 | 1.5 | 2.1 | 2.7 | 3.3 | 4 | 4.7 | 5.4 | 6.1 | 6.9 | 7.6 | 8.4 | 9.1 | 9.9 | 10.6 | 11.4 | 12.2 | 13 | 13.8 | 14.6 | 15.4 | 16.2 | 17 | 17.8 | 18.6 | 19.4 | 20.2 | 21 | 0.9 | 0.9 | 1 | 1.1 | 1.3 | 1.5 | 1.8 | 2.1 | 2.4 | 2.7 | 3 | 3.4 | 3.7 | 4.1 | 4.4 | 4.8 | 5.2 | 5.5 | 5.9 | 6.2 | 6.6 | 7 | 7.3 | 7.7 | 8.1 | 8.4 | 8.8 | 9.2 | 9.6 | 9.9 | 0.9 | 1 | 1.2 | 1.5 | 2 | 2.7 | 3.3 | 3.9 | 4.6 | 5.3 | 6 | 6.7 | 7.5 | 8.3 | 9 | 9.8 | 10.5 | 11.3 | 12.1 | 12.9 | 13.7 | 14.6 | 15.4 | 16.2 | 16.9 | 17.7 | 18.6 | 19.3 | 20.2 | 21 | 0.9 | 1 | 1.1 | 1.3 | 1.7 | 2.1 | 2.6 | 3.1 | 3.5 | 4 | 4.6 | 5.1 | 5.7 | 6.2 | 6.8 | 7.3 | 7.9 | 8.5 | 9 | 9.6 | 10.2 | 10.8 | 11.4 | 11.9 | 12.5 | 13.1 | 13.7 | 14.3 | 14.9 | 15.5
PSS | BROMFIELD T1 / BROMFIELD T2 / PONTERWYL T1 / RHYD-Y-GOLEU T1 / SYNTHITE T1 | 0.5 | 0.5 | 0.5 | 0.5 | 0.6 | 0.6 | 0.6 | 0.7 | 0.7 | 0.7 | 0.8 | 0.9 | 0.9 | 1 | 1.1 | 1.1 | 1.2 | 1.3 | 1.3 | 1.4 | 1.5 | 1.6 | 1.7 | 1.7 | 1.8 | 1.9 | 2 | 2 | 2.1 | 2.2 | 0.5 | 0.6 | 0.7 | 0.8 | 1.1 | 1.5 | 1.9 | 2.3 | 2.7 | 3.1 | 3.6 | 4.1 | 4.6 | 5.2 | 5.7 | 6.2 | 6.7 | 7.2 | 7.8 | 8.3 | 8.9 | 9.4 | 10 | 10.5 | 11.1 | 11.6 | 12.2 | 12.7 | 13.3 | 13.9 | 0.5 | 0.5 | 0.6 | 0.6 | 0.7 | 0.8 | 1 | 1.1 | 1.3 | 1.5 | 1.7 | 1.9 | 2.1 | 2.3 | 2.6 | 2.8 | 3 | 3.2 | 3.5 | 3.7 | 4 | 4.2 | 4.4 | 4.7 | 5 | 5.2 | 5.4 | 5.7 | 6 | 6.2 | 0.5 | 0.6 | 0.7 | 0.8 | 1.1 | 1.4 | 1.8 | 2.2 | 2.6 | 3.1 | 3.5 | 4 | 4.5 | 5 | 5.5 | 6 | 6.5 | 7.1 | 7.6 | 8.2 | 8.7 | 9.3 | 9.9 | 10.4 | 10.9 | 11.5 | 12 | 12.6 | 13.1 | 13.7 | 0.5 | 0.6 | 0.6 | 0.7 | 0.9 | 1.1 | 1.4 | 1.7 | 2 | 2.3 | 2.7 | 3 | 3.4 | 3.8 | 4.1 | 4.5 | 4.9 | 5.2 | 5.6 | 6 | 6.4 | 6.8 | 7.2 | 7.6 | 8 | 8.4 | 8.8 | 9.2 | 9.6 | 10
PSS | BROOK LA T1 / MANNINGS LA T1 / NEWTOWN CHESTER T1 / UPTON HEATH T1 | 0.5 | 0.6 | 0.6 | 0.6 | 0.6 | 0.6 | 0.6 | 0.7 | 0.7 | 0.8 | 0.9 | 0.9 | 1 | 1.1 | 1.1 | 1.2 | 1.3 | 1.3 | 1.4 | 1.5 | 1.6 | 1.6 | 1.7 | 1.8 | 1.9 | 2 | 2.1 | 2.1 | 2.2 | 2.3 | 0.5 | 0.6 | 0.7 | 0.9 | 1.2 | 1.6 | 2 | 2.4 | 2.9 | 3.3 | 3.8 | 4.4 | 4.9 | 5.4 | 5.9 | 6.5 | 7 | 7.6 | 8.1 | 8.7 | 9.2 | 9.8 | 10.3 | 10.9 | 11.5 | 12.1 | 12.6 | 13.2 | 13.8 | 14.3 | 0.5 | 0.6 | 0.6 | 0.7 | 0.8 | 0.9 | 1 | 1.2 | 1.4 | 1.6 | 1.8 | 2 | 2.3 | 2.5 | 2.7 | 3 | 3.2 | 3.4 | 3.7 | 4 | 4.2 | 4.4 | 4.7 | 4.9 | 5.2 | 5.5 | 5.7 | 6 | 6.2 | 6.5 | 0.5 | 0.6 | 0.7 | 0.8 | 1.2 | 1.5 | 1.9 | 2.3 | 2.8 | 3.2 | 3.7 | 4.2 | 4.7 | 5.2 | 5.7 | 6.3 | 6.9 | 7.4 | 7.9 | 8.5 | 9.1 | 9.7 | 10.2 | 10.8 | 11.3 | 11.9 | 12.5 | 13 | 13.6 | 14.2 | 0.5 | 0.6 | 0.7 | 0.8 | 1 | 1.2 | 1.5 | 1.8 | 2.1 | 2.5 | 2.8 | 3.2 | 3.6 | 3.9 | 4.3 | 4.7 | 5.1 | 5.5 | 5.9 | 6.3 | 6.7 | 7.1 | 7.5 | 7.9 | 8.3 | 8.8 | 9.2 | 9.6 | 10 | 10.4
PSS | BROOK ST T1 / KINGSWAY TUNNEL T1 / NWWA SANDON DOCK T1 / NWWA SANDON DOCK T2 | 0.2 | 0.2 | 0.2 | 0.2 | 0.2 | 0.2 | 0.2 | 0.3 | 0.3 | 0.3 | 0.3 | 0.3 | 0.3 | 0.3 | 0.3 | 0.3 | 0.3 | 0.3 | 0.3 | 0.3 | 0.3 | 0.3 | 0.3 | 0.3 | 0.3 | 0.3 | 0.3 | 0.3 | 0.3 | 0.3 | 0.2 | 0.2 | 0.3 | 0.3 | 0.3 | 0.3 | 0.3 | 0.3 | 0.3 | 0.4 | 0.4 | 0.4 | 0.4 | 0.4 | 0.4 | 0.4 | 0.4 | 0.4 | 0.4 | 0.4 | 0.4 | 0.4 | 0.4 | 0.4 | 0.4 | 0.4 | 0.4 | 0.4 | 0.4 | 0.4 | 0.2 | 0.2 | 0.2 | 0.3 | 0.3 | 0.3 | 0.3 | 0.3 | 0.3 | 0.3 | 0.3 | 0.3 | 0.3 | 0.3 | 0.3 | 0.3 | 0.3 | 0.3 | 0.4 | 0.4 | 0.4 | 0.4 | 0.4 | 0.4 | 0.4 | 0.4 | 0.4 | 0.4 | 0.4 | 0.4 | 0.2 | 0.2 | 0.3 | 0.3 | 0.3 | 0.3 | 0.3 | 0.3 | 0.4 | 0.4 | 0.4 | 0.4 | 0.4 | 0.4 | 0.4 | 0.4 | 0.4 | 0.4 | 0.4 | 0.4 | 0.4 | 0.4 | 0.4 | 0.4 | 0.4 | 0.4 | 0.4 | 0.4 | 0.4 | 0.4 | 0.2 | 0.2 | 0.2 | 0.3 | 0.3 | 0.3 | 0.3 | 0.3 | 0.3 | 0.3 | 0.3 | 0.3 | 0.3 | 0.4 | 0.4 | 0.4 | 0.4 | 0.4 | 0.4 | 0.4 | 0.4 | 0.4 | 0.4 | 0.4 | 0.4 | 0.4 | 0.4 | 0.4 | 0.4 | 0.4
PSS | BRYN STANLEY T1 | 0.4 | 0.4 | 0.4 | 0.4 | 0.4 | 0.5 | 0.5 | 0.5 | 0.5 | 0.5 | 0.5 | 0.6 | 0.6 | 0.6 | 0.6 | 0.6 | 0.6 | 0.6 | 0.7 | 0.7 | 0.7 | 0.7 | 0.7 | 0.7 | 0.8 | 0.8 | 0.8 | 0.8 | 0.8 | 0.8 | 0.4 | 0.5 | 0.5 | 0.5 | 0.6 | 0.7 | 0.8 | 0.9 | 1 | 1 | 1.1 | 1.2 | 1.3 | 1.4 | 1.5 | 1.6 | 1.6 | 1.7 | 1.8 | 1.9 | 2 | 2.1 | 2.2 | 2.2 | 2.3 | 2.4 | 2.5 | 2.6 | 2.7 | 2.8 | 0.4 | 0.4 | 0.5 | 0.5 | 0.5 | 0.6 | 0.6 | 0.6 | 0.7 | 0.7 | 0.8 | 0.8 | 0.9 | 0.9 | 1 | 1 | 1.1 | 1.1 | 1.1 | 1.2 | 1.2 | 1.3 | 1.3 | 1.3 | 1.4 | 1.4 | 1.5 | 1.5 | 1.6 | 1.6 | 0.4 | 0.5 | 0.5 | 0.5 | 0.6 | 0.7 | 0.8 | 0.9 | 1 | 1 | 1.2 | 1.2 | 1.3 | 1.4 | 1.5 | 1.6 | 1.6 | 1.7 | 1.8 | 1.9 | 2 | 2.1 | 2.2 | 2.2 | 2.3 | 2.3 | 2.4 | 2.5 | 2.6 | 2.7 | 0.4 | 0.4 | 0.5 | 0.5 | 0.6 | 0.6 | 0.7 | 0.8 | 0.8 | 0.9 | 1 | 1 | 1.1 | 1.2 | 1.2 | 1.3 | 1.3 | 1.4 | 1.5 | 1.5 | 1.6 | 1.7 | 1.7 | 1.8 | 1.9 | 1.9 | 2 | 2 | 2.1 | 2.2
PSS | BUCKINGHAM ST T1 / EVERTON RD T1 / SUBURBAN RD T1 | 0.1 | 0.1 | 0.1 | 0.1 | 0.1 | 0.2 | 0.2 | 0.2 | 0.2 | 0.2 | 0.2 | 0.2 | 0.2 | 0.2 | 0.2 | 0.2 | 0.2 | 0.2 | 0.2 | 0.2 | 0.2 | 0.2 | 0.2 | 0.2 | 0.2 | 0.2 | 0.2 | 0.2 | 0.2 | 0.2 | 0.1 | 0.2 | 0.2 | 0.2 | 0.2 | 0.2 | 0.2 | 0.2 | 0.3 | 0.3 | 0.3 | 0.3 | 0.3 | 0.3 | 0.3 | 0.3 | 0.3 | 0.3 | 0.3 | 0.3 | 0.3 | 0.3 | 0.3 | 0.3 | 0.3 | 0.3 | 0.3 | 0.3 | 0.3 | 0.3 | 0.1 | 0.1 | 0.2 | 0.2 | 0.2 | 0.2 | 0.2 | 0.2 | 0.2 | 0.2 | 0.2 | 0.2 | 0.2 | 0.2 | 0.2 | 0.3 | 0.3 | 0.3 | 0.3 | 0.3 | 0.3 | 0.3 | 0.3 | 0.3 | 0.3 | 0.3 | 0.3 | 0.3 | 0.3 | 0.3 | 0.1 | 0.2 | 0.2 | 0.2 | 0.2 | 0.2 | 0.2 | 0.3 | 0.3 | 0.3 | 0.3 | 0.3 | 0.3 | 0.3 | 0.3 | 0.3 | 0.3 | 0.3 | 0.3 | 0.3 | 0.3 | 0.3 | 0.3 | 0.3 | 0.3 | 0.3 | 0.3 | 0.3 | 0.3 | 0.3 | 0.1 | 0.2 | 0.2 | 0.2 | 0.2 | 0.2 | 0.2 | 0.2 | 0.2 | 0.2 | 0.2 | 0.3 | 0.3 | 0.3 | 0.3 | 0.3 | 0.3 | 0.3 | 0.3 | 0.3 | 0.3 | 0.3 | 0.3 | 0.3 | 0.3 | 0.3 | 0.3 | 0.3 | 0.3 | 0.3
PSS | BUCKLEY T1 / BUCKLEY T2 / BUCKLEY CROSS T1 | 0.4 | 0.5 | 0.5 | 0.5 | 0.5 | 0.5 | 0.5 | 0.6 | 0.6 | 0.7 | 0.7 | 0.8 | 0.9 | 0.9 | 1 | 1.1 | 1.1 | 1.2 | 1.3 | 1.3 | 1.4 | 1.5 | 1.6 | 1.7 | 1.7 | 1.8 | 1.9 | 2 | 2.1 | 2.2 | 0.4 | 0.5 | 0.6 | 0.7 | 1 | 1.4 | 1.8 | 2.2 | 2.7 | 3.1 | 3.6 | 4.1 | 4.6 | 5.1 | 5.7 | 6.2 | 6.7 | 7.3 | 7.8 | 8.4 | 8.9 | 9.5 | 10 | 10.6 | 11.2 | 11.8 | 12.3 | 12.9 | 13.4 | 14 | 0.4 | 0.5 | 0.5 | 0.6 | 0.6 | 0.7 | 0.9 | 1.1 | 1.2 | 1.4 | 1.6 | 1.8 | 2.1 | 2.3 | 2.5 | 2.7 | 2.9 | 3.2 | 3.4 | 3.7 | 3.9 | 4.2 | 4.4 | 4.6 | 4.9 | 5.1 | 5.4 | 5.6 | 5.9 | 6.1 | 0.4 | 0.5 | 0.6 | 0.7 | 1 | 1.3 | 1.7 | 2.1 | 2.6 | 3 | 3.5 | 4 | 4.4 | 5 | 5.5 | 6 | 6.5 | 7.1 | 7.6 | 8.2 | 8.8 | 9.3 | 9.9 | 10.5 | 11 | 11.6 | 12.1 | 12.7 | 13.3 | 13.9 | 0.4 | 0.5 | 0.6 | 0.6 | 0.8 | 1.1 | 1.4 | 1.6 | 1.9 | 2.3 | 2.6 | 3 | 3.4 | 3.7 | 4.1 | 4.5 | 4.8 | 5.2 | 5.6 | 6 | 6.4 | 6.8 | 7.2 | 7.6 | 8 | 8.4 | 8.8 | 9.3 | 9.7 | 10.1
PSS | BUILDWAS ROAD T1 / MORGAN REFRACTORIES T1 / NESTON MAIN T1 | 1.7 | 1.7 | 1.7 | 1.7 | 1.7 | 1.7 | 1.8 | 1.8 | 1.9 | 2.1 | 2.2 | 2.2 | 2.3 | 2.4 | 2.5 | 2.5 | 2.7 | 2.8 | 2.8 | 2.9 | 2.9 | 3 | 3.1 | 3.2 | 3.2 | 3.3 | 3.4 | 3.5 | 3.5 | 3.6 | 1.7 | 1.7 | 1.8 | 2 | 2.4 | 2.8 | 3.2 | 3.6 | 3.9 | 4.3 | 4.8 | 5.2 | 5.7 | 6.1 | 6.6 | 7 | 7.5 | 7.9 | 8.3 | 8.8 | 9.3 | 9.8 | 10.3 | 10.7 | 11.2 | 11.7 | 12.2 | 12.6 | 13.1 | 13.6 | 1.7 | 1.7 | 1.7 | 1.9 | 2 | 2.2 | 2.4 | 2.5 | 2.7 | 2.9 | 3.1 | 3.3 | 3.5 | 3.7 | 3.9 | 4.1 | 4.3 | 4.5 | 4.7 | 4.9 | 5.1 | 5.3 | 5.5 | 5.8 | 6 | 6.2 | 6.4 | 6.6 | 6.8 | 7 | 1.7 | 1.7 | 1.8 | 2.1 | 2.4 | 2.8 | 3.3 | 3.6 | 4 | 4.4 | 4.8 | 5.3 | 5.7 | 6.2 | 6.6 | 7.1 | 7.5 | 8 | 8.4 | 8.9 | 9.4 | 9.9 | 10.4 | 10.9 | 11.1 | 11.6 | 12.1 | 12.5 | 13 | 13.5 | 1.7 | 1.7 | 1.8 | 1.9 | 2.2 | 2.5 | 2.8 | 3 | 3.3 | 3.6 | 3.9 | 4.3 | 4.6 | 4.9 | 5.2 | 5.5 | 5.9 | 6.2 | 6.5 | 6.9 | 7.2 | 7.6 | 7.9 | 8.2 | 8.6 | 8.9 | 9.3 | 9.6 | 10 | 10.3
PSS | BURLINGTON AVE T1 / FRESHFIELD T1 / MARSH BROWS T1 / SOUTHPORT RD T1 | 2.6 | 2.6 | 2.6 | 2.7 | 2.7 | 2.7 | 2.8 | 2.9 | 2.9 | 3 | 3.1 | 3.2 | 3.4 | 3.5 | 3.6 | 3.7 | 3.6 | 3.8 | 3.9 | 3.9 | 4.1 | 4.2 | 4.3 | 4.5 | 4.6 | 4.7 | 4.8 | 5 | 5.1 | 5.2 | 2.6 | 2.7 | 2.9 | 3.1 | 3.7 | 4.3 | 4.9 | 5.5 | 6.2 | 6.9 | 7.6 | 8.3 | 9.1 | 9.9 | 10.7 | 11.4 | 12.2 | 13 | 13.8 | 14.6 | 15.4 | 16.2 | 17.1 | 17.9 | 18.7 | 19.5 | 20.3 | 21.2 | 22 | 22.9 | 2.6 | 2.7 | 2.7 | 2.8 | 3 | 3.2 | 3.4 | 3.7 | 4 | 4.3 | 4.6 | 4.9 | 5.3 | 5.6 | 6 | 6.3 | 6.7 | 7 | 7.4 | 7.8 | 8.1 | 8.5 | 8.9 | 9.3 | 9.6 | 10 | 10.4 | 10.8 | 11.2 | 11.5 | 2.6 | 2.7 | 2.9 | 3.1 | 3.6 | 4.2 | 4.8 | 5.4 | 6.1 | 6.7 | 7.5 | 8.2 | 9 | 9.7 | 10.5 | 11.3 | 12.1 | 12.9 | 13.7 | 14.5 | 15.3 | 16.2 | 17 | 17.8 | 18.3 | 19.1 | 19.9 | 20.7 | 21.6 | 22.4 | 2.6 | 2.7 | 2.8 | 3 | 3.3 | 3.7 | 4.2 | 4.6 | 5.1 | 5.6 | 6.1 | 6.6 | 7.2 | 7.7 | 8.3 | 8.9 | 9.4 | 10 | 10.6 | 11.2 | 11.8 | 12.4 | 13 | 13.6 | 14.2 | 14.8 | 15.4 | 16 | 16.6 | 17.2
PSS | BURMAH OIL T1 / VAN LEER NO 1 T1 | 0.4 | 0.4 | 0.4 | 0.4 | 0.4 | 0.4 | 0.4 | 0.4 | 0.4 | 0.4 | 0.5 | 0.5 | 0.5 | 0.5 | 0.5 | 0.5 | 0.5 | 0.5 | 0.5 | 0.5 | 0.5 | 0.6 | 0.6 | 0.6 | 0.6 | 0.6 | 0.6 | 0.6 | 0.6 | 0.6 | 0.4 | 0.4 | 0.4 | 0.5 | 0.5 | 0.6 | 0.6 | 0.6 | 0.7 | 0.7 | 0.7 | 0.7 | 0.7 | 0.8 | 0.8 | 0.8 | 0.8 | 0.8 | 0.8 | 0.8 | 0.8 | 0.8 | 0.8 | 0.8 | 0.8 | 0.8 | 0.8 | 0.8 | 0.8 | 0.8 | 0.4 | 0.4 | 0.4 | 0.4 | 0.4 | 0.5 | 0.5 | 0.5 | 0.5 | 0.6 | 0.6 | 0.6 | 0.6 | 0.6 | 0.6 | 0.7 | 0.7 | 0.7 | 0.7 | 0.7 | 0.7 | 0.7 | 0.7 | 0.7 | 0.7 | 0.7 | 0.7 | 0.7 | 0.8 | 0.8 | 0.4 | 0.4 | 0.4 | 0.5 | 0.5 | 0.6 | 0.6 | 0.7 | 0.7 | 0.7 | 0.8 | 0.8 | 0.8 | 0.8 | 0.8 | 0.8 | 0.8 | 0.8 | 0.8 | 0.9 | 0.9 | 0.9 | 0.9 | 0.9 | 0.8 | 0.8 | 0.8 | 0.8 | 0.8 | 0.8 | 0.4 | 0.4 | 0.4 | 0.4 | 0.5 | 0.5 | 0.5 | 0.6 | 0.6 | 0.6 | 0.6 | 0.7 | 0.7 | 0.7 | 0.7 | 0.7 | 0.7 | 0.7 | 0.7 | 0.8 | 0.8 | 0.8 | 0.8 | 0.8 | 0.8 | 0.8 | 0.8 | 0.8 | 0.8 | 0.8
PSS | BUTLINS T1 | 4.5 | 4.5 | 4.5 | 4.5 | 4.5 | 4.5 | 4.5 | 4.5 | 4.5 | 4.6 | 4.7 | 4.8 | 5 | 5.2 | 5.3 | 5.4 | 5.6 | 5.6 | 5.6 | 5.7 | 5.7 | 5.7 | 5.8 | 5.8 | 5.9 | 5.9 | 5.9 | 6 | 6 | 6.1 | 4.5 | 4.5 | 4.6 | 4.6 | 4.6 | 4.7 | 4.7 | 4.8 | 5 | 5.2 | 5.5 | 5.7 | 6 | 6.3 | 6.4 | 6.6 | 6.6 | 6.6 | 6.6 | 6.8 | 6.9 | 7 | 7.2 | 7.2 | 7.3 | 7.4 | 7.5 | 7.5 | 7.6 | 7.6 | 4.5 | 4.5 | 4.5 | 4.5 | 4.5 | 4.6 | 4.7 | 4.8 | 5 | 5.3 | 5.5 | 5.8 | 6.1 | 6.4 | 6.5 | 6.7 | 6.7 | 6.7 | 6.8 | 6.9 | 7 | 7.2 | 7.3 | 7.4 | 7.4 | 7.5 | 7.6 | 7.6 | 7.7 | 7.8 | 4.5 | 4.5 | 4.7 | 4.9 | 5.2 | 5.5 | 5.7 | 6.1 | 6.4 | 6.7 | 7 | 7.4 | 7.7 | 8 | 8.2 | 8.3 | 8.4 | 8.4 | 8.6 | 8.7 | 8.9 | 9.1 | 9.2 | 9.3 | 9.7 | 9.7 | 9.8 | 9.7 | 9.8 | 9.8 | 4.5 | 4.5 | 4.5 | 4.6 | 4.6 | 4.6 | 4.7 | 4.8 | 5 | 5.2 | 5.5 | 5.8 | 6 | 6.3 | 6.5 | 6.6 | 6.7 | 6.7 | 6.7 | 6.9 | 7 | 7.1 | 7.2 | 7.3 | 7.4 | 7.5 | 7.5 | 7.6 | 7.7 | 7.7
PSS | BUTTINGTON CROSS T1 | 0.7 | 0.7 | 0.7 | 0.8 | 0.8 | 0.8 | 0.8 | 0.8 | 0.8 | 0.9 | 0.9 | 0.9 | 0.9 | 0.9 | 0.9 | 1 | 0.9 | 0.9 | 1 | 1 | 1 | 1 | 1 | 1 | 1 | 1 | 1 | 1 | 1 | 1.1 | 0.7 | 0.8 | 0.8 | 0.9 | 1 | 1.1 | 1.2 | 1.2 | 1.3 | 1.3 | 1.4 | 1.4 | 1.5 | 1.5 | 1.6 | 1.6 | 1.7 | 1.7 | 1.7 | 1.8 | 1.8 | 1.8 | 1.8 | 1.9 | 1.9 | 2 | 2 | 2 | 2.1 | 2.1 | 0.7 | 0.8 | 0.8 | 0.8 | 0.8 | 0.9 | 0.9 | 1 | 1 | 1.1 | 1.1 | 1.1 | 1.2 | 1.2 | 1.2 | 1.3 | 1.3 | 1.3 | 1.4 | 1.4 | 1.4 | 1.4 | 1.4 | 1.4 | 1.5 | 1.5 | 1.5 | 1.5 | 1.6 | 1.6 | 0.7 | 0.8 | 0.8 | 0.9 | 1 | 1.1 | 1.2 | 1.3 | 1.3 | 1.4 | 1.5 | 1.5 | 1.6 | 1.6 | 1.7 | 1.7 | 1.8 | 1.8 | 1.8 | 1.9 | 1.9 | 1.9 | 1.9 | 2 | 1.9 | 1.9 | 2 | 2 | 2 | 2.1 | 0.7 | 0.8 | 0.8 | 0.8 | 0.9 | 1 | 1 | 1.1 | 1.2 | 1.2 | 1.2 | 1.3 | 1.3 | 1.4 | 1.4 | 1.4 | 1.5 | 1.5 | 1.5 | 1.6 | 1.6 | 1.6 | 1.6 | 1.7 | 1.7 | 1.7 | 1.8 | 1.8 | 1.8 | 1.8
PSS | BXL BROMBOROUGH T1 / TULIP T1 | 0.6 | 0.6 | 0.6 | 0.6 | 0.6 | 0.7 | 0.7 | 0.7 | 0.7 | 0.7 | 0.8 | 0.8 | 0.8 | 0.8 | 0.8 | 0.8 | 0.8 | 0.8 | 0.9 | 0.9 | 0.9 | 0.9 | 0.9 | 0.9 | 0.9 | 0.9 | 0.9 | 0.9 | 1 | 1 | 0.6 | 0.6 | 0.7 | 0.8 | 0.9 | 1 | 1 | 1.1 | 1.1 | 1.2 | 1.2 | 1.2 | 1.3 | 1.3 | 1.3 | 1.4 | 1.4 | 1.4 | 1.4 | 1.5 | 1.5 | 1.5 | 1.6 | 1.6 | 1.6 | 1.6 | 1.6 | 1.6 | 1.7 | 1.7 | 0.6 | 0.6 | 0.7 | 0.7 | 0.7 | 0.8 | 0.8 | 0.9 | 0.9 | 1 | 1 | 1 | 1.1 | 1.1 | 1.1 | 1.2 | 1.2 | 1.2 | 1.3 | 1.3 | 1.3 | 1.3 | 1.3 | 1.4 | 1.4 | 1.4 | 1.4 | 1.5 | 1.5 | 1.5 | 0.6 | 0.7 | 0.7 | 0.8 | 0.9 | 1 | 1.1 | 1.1 | 1.2 | 1.2 | 1.3 | 1.3 | 1.4 | 1.4 | 1.4 | 1.5 | 1.5 | 1.5 | 1.5 | 1.5 | 1.6 | 1.6 | 1.6 | 1.7 | 1.6 | 1.6 | 1.6 | 1.6 | 1.6 | 1.6 | 0.6 | 0.6 | 0.7 | 0.7 | 0.8 | 0.9 | 0.9 | 1 | 1 | 1.1 | 1.1 | 1.1 | 1.2 | 1.2 | 1.2 | 1.3 | 1.3 | 1.3 | 1.3 | 1.4 | 1.4 | 1.4 | 1.5 | 1.5 | 1.5 | 1.5 | 1.5 | 1.6 | 1.6 | 1.6
PSS | CABLE ST T1 / GRADWELL ST T2 / OLDHAM PLACE T2 | 0.3 | 0.3 | 0.3 | 0.3 | 0.3 | 0.3 | 0.3 | 0.3 | 0.3 | 0.3 | 0.4 | 0.4 | 0.4 | 0.4 | 0.4 | 0.4 | 0.4 | 0.4 | 0.4 | 0.4 | 0.4 | 0.4 | 0.4 | 0.4 | 0.4 | 0.4 | 0.4 | 0.4 | 0.4 | 0.4 | 0.3 | 0.3 | 0.3 | 0.4 | 0.4 | 0.4 | 0.4 | 0.4 | 0.4 | 0.4 | 0.4 | 0.4 | 0.5 | 0.5 | 0.5 | 0.5 | 0.5 | 0.5 | 0.5 | 0.5 | 0.5 | 0.5 | 0.5 | 0.5 | 0.5 | 0.5 | 0.5 | 0.5 | 0.5 | 0.5 | 0.3 | 0.3 | 0.3 | 0.3 | 0.3 | 0.4 | 0.4 | 0.4 | 0.4 | 0.4 | 0.4 | 0.4 | 0.4 | 0.4 | 0.4 | 0.4 | 0.4 | 0.4 | 0.4 | 0.4 | 0.4 | 0.4 | 0.4 | 0.4 | 0.5 | 0.5 | 0.5 | 0.5 | 0.5 | 0.5 | 0.3 | 0.3 | 0.3 | 0.4 | 0.4 | 0.4 | 0.4 | 0.4 | 0.4 | 0.4 | 0.5 | 0.5 | 0.5 | 0.5 | 0.5 | 0.5 | 0.5 | 0.5 | 0.5 | 0.5 | 0.5 | 0.5 | 0.5 | 0.5 | 0.5 | 0.5 | 0.5 | 0.4 | 0.4 | 0.4 | 0.3 | 0.3 | 0.3 | 0.3 | 0.4 | 0.4 | 0.4 | 0.4 | 0.4 | 0.4 | 0.4 | 0.4 | 0.4 | 0.4 | 0.4 | 0.4 | 0.4 | 0.5 | 0.5 | 0.5 | 0.5 | 0.5 | 0.5 | 0.5 | 0.5 | 0.5 | 0.5 | 0.5 | 0.5 | 0.5
PSS | CABLE ST T2 / CROWN COURTS T1 / GRADWELL ST T1 | 0.3 | 0.3 | 0.3 | 0.3 | 0.3 | 0.3 | 0.3 | 0.3 | 0.3 | 0.3 | 0.3 | 0.3 | 0.3 | 0.3 | 0.3 | 0.3 | 0.3 | 0.3 | 0.3 | 0.3 | 0.3 | 0.3 | 0.3 | 0.3 | 0.3 | 0.4 | 0.4 | 0.4 | 0.4 | 0.4 | 0.3 | 0.3 | 0.3 | 0.3 | 0.3 | 0.4 | 0.4 | 0.4 | 0.4 | 0.4 | 0.4 | 0.4 | 0.4 | 0.4 | 0.4 | 0.4 | 0.4 | 0.4 | 0.4 | 0.4 | 0.5 | 0.5 | 0.5 | 0.5 | 0.5 | 0.5 | 0.5 | 0.5 | 0.5 | 0.5 | 0.3 | 0.3 | 0.3 | 0.3 | 0.3 | 0.3 | 0.3 | 0.3 | 0.4 | 0.4 | 0.4 | 0.4 | 0.4 | 0.4 | 0.4 | 0.4 | 0.4 | 0.4 | 0.4 | 0.4 | 0.4 | 0.4 | 0.4 | 0.4 | 0.4 | 0.4 | 0.4 | 0.4 | 0.4 | 0.4 | 0.3 | 0.3 | 0.3 | 0.3 | 0.4 | 0.4 | 0.4 | 0.4 | 0.4 | 0.4 | 0.4 | 0.4 | 0.4 | 0.5 | 0.5 | 0.5 | 0.5 | 0.5 | 0.5 | 0.5 | 0.5 | 0.5 | 0.5 | 0.5 | 0.4 | 0.4 | 0.4 | 0.4 | 0.4 | 0.4 | 0.3 | 0.3 | 0.3 | 0.3 | 0.3 | 0.3 | 0.4 | 0.4 | 0.4 | 0.4 | 0.4 | 0.4 | 0.4 | 0.4 | 0.4 | 0.4 | 0.4 | 0.4 | 0.4 | 0.4 | 0.4 | 0.4 | 0.4 | 0.4 | 0.4 | 0.4 | 0.4 | 0.4 | 0.4 | 0.4
PSS | CADBURYS KRONOSPAN T1 / CADBURYS KRONOSPAN T2 | 0.7 | 0.7 | 0.7 | 0.8 | 0.8 | 0.8 | 0.8 | 0.8 | 0.9 | 0.9 | 0.9 | 1 | 1 | 1 | 1 | 1.1 | 1.1 | 1.1 | 1.1 | 1.1 | 1.1 | 1.2 | 1.2 | 1.2 | 1.3 | 1.3 | 1.3 | 1.3 | 1.4 | 1.4 | 0.7 | 0.8 | 0.8 | 0.9 | 1.1 | 1.2 | 1.3 | 1.5 | 1.6 | 1.7 | 1.8 | 1.9 | 2 | 2.2 | 2.3 | 2.4 | 2.5 | 2.6 | 2.8 | 2.9 | 3 | 3.1 | 3.2 | 3.3 | 3.4 | 3.6 | 3.7 | 3.8 | 3.9 | 4 | 0.7 | 0.8 | 0.8 | 0.8 | 0.9 | 0.9 | 1 | 1.1 | 1.1 | 1.2 | 1.3 | 1.3 | 1.4 | 1.4 | 1.5 | 1.6 | 1.6 | 1.7 | 1.7 | 1.8 | 1.9 | 1.9 | 2 | 2 | 2.1 | 2.2 | 2.2 | 2.3 | 2.3 | 2.4 | 0.7 | 0.8 | 0.8 | 0.9 | 1.1 | 1.2 | 1.3 | 1.5 | 1.6 | 1.7 | 1.8 | 2 | 2.1 | 2.2 | 2.3 | 2.5 | 2.6 | 2.7 | 2.8 | 2.9 | 3 | 3.1 | 3.2 | 3.4 | 3.4 | 3.5 | 3.6 | 3.7 | 3.8 | 4 | 0.7 | 0.8 | 0.8 | 0.9 | 1 | 1.1 | 1.2 | 1.3 | 1.3 | 1.4 | 1.5 | 1.6 | 1.7 | 1.8 | 1.9 | 2 | 2.1 | 2.2 | 2.3 | 2.3 | 2.4 | 2.5 | 2.6 | 2.7 | 2.8 | 2.9 | 2.9 | 3 | 3.1 | 3.2
PSS | CADBURYS T1 / CADBURYS T2 / HOPFIELD RD T1 | 0.6 | 0.6 | 0.6 | 0.6 | 0.6 | 0.7 | 0.7 | 0.7 | 0.7 | 0.8 | 0.8 | 0.8 | 0.8 | 0.9 | 0.9 | 0.9 | 1 | 1 | 1 | 1 | 1.1 | 1.1 | 1.1 | 1.1 | 1.2 | 1.2 | 1.2 | 1.3 | 1.3 | 1.3 | 0.6 | 0.6 | 0.7 | 0.8 | 0.9 | 1.1 | 1.2 | 1.3 | 1.4 | 1.5 | 1.7 | 1.8 | 1.9 | 2 | 2.1 | 2.3 | 2.4 | 2.5 | 2.6 | 2.7 | 2.8 | 2.9 | 3 | 3.2 | 3.3 | 3.4 | 3.5 | 3.6 | 3.7 | 3.8 | 0.6 | 0.6 | 0.7 | 0.7 | 0.7 | 0.8 | 0.9 | 0.9 | 1 | 1.1 | 1.1 | 1.2 | 1.3 | 1.3 | 1.4 | 1.5 | 1.5 | 1.6 | 1.7 | 1.7 | 1.8 | 1.8 | 1.9 | 1.9 | 2 | 2 | 2.1 | 2.1 | 2.2 | 2.3 | 0.6 | 0.7 | 0.7 | 0.8 | 0.9 | 1.1 | 1.2 | 1.3 | 1.5 | 1.6 | 1.7 | 1.8 | 1.9 | 2.1 | 2.2 | 2.3 | 2.4 | 2.5 | 2.6 | 2.7 | 2.8 | 3 | 3.1 | 3.2 | 3.2 | 3.3 | 3.4 | 3.5 | 3.6 | 3.8 | 0.6 | 0.6 | 0.7 | 0.7 | 0.8 | 0.9 | 1 | 1.1 | 1.2 | 1.3 | 1.4 | 1.5 | 1.6 | 1.7 | 1.8 | 1.9 | 1.9 | 2 | 2.1 | 2.2 | 2.3 | 2.4 | 2.5 | 2.6 | 2.6 | 2.7 | 2.8 | 2.9 | 3 | 3.1
PSS | CAERGEILIOG T1 | 0.3 | 0.3 | 0.3 | 0.3 | 0.3 | 0.3 | 0.3 | 0.4 | 0.4 | 0.4 | 0.4 | 0.4 | 0.5 | 0.5 | 0.5 | 0.5 | 0.5 | 0.6 | 0.6 | 0.6 | 0.6 | 0.6 | 0.7 | 0.7 | 0.7 | 0.7 | 0.8 | 0.8 | 0.8 | 0.8 | 0.3 | 0.3 | 0.4 | 0.4 | 0.5 | 0.7 | 0.8 | 0.9 | 1.1 | 1.2 | 1.4 | 1.5 | 1.7 | 1.8 | 2 | 2.1 | 2.3 | 2.5 | 2.6 | 2.8 | 3 | 3.1 | 3.3 | 3.5 | 3.7 | 3.9 | 4 | 4.2 | 4.4 | 4.5 | 0.3 | 0.3 | 0.3 | 0.4 | 0.4 | 0.4 | 0.5 | 0.5 | 0.6 | 0.7 | 0.7 | 0.8 | 0.9 | 1 | 1 | 1.1 | 1.2 | 1.2 | 1.3 | 1.4 | 1.4 | 1.5 | 1.6 | 1.7 | 1.8 | 1.8 | 1.9 | 2 | 2.1 | 2.2 | 0.3 | 0.3 | 0.4 | 0.4 | 0.5 | 0.7 | 0.8 | 0.9 | 1.1 | 1.2 | 1.3 | 1.5 | 1.7 | 1.8 | 2 | 2.1 | 2.3 | 2.5 | 2.6 | 2.8 | 3 | 3.1 | 3.3 | 3.5 | 3.6 | 3.8 | 4 | 4.2 | 4.3 | 4.5 | 0.3 | 0.3 | 0.4 | 0.4 | 0.5 | 0.5 | 0.6 | 0.7 | 0.8 | 0.9 | 1 | 1.2 | 1.3 | 1.4 | 1.5 | 1.6 | 1.7 | 1.8 | 2 | 2.1 | 2.2 | 2.3 | 2.5 | 2.6 | 2.7 | 2.8 | 3 | 3.1 | 3.2 | 3.4
PSS | CAERGWRLE T1 | 0.6 | 0.6 | 0.6 | 0.6 | 0.6 | 0.7 | 0.7 | 0.7 | 0.7 | 0.8 | 0.8 | 0.9 | 0.9 | 0.9 | 1 | 1 | 1 | 1.1 | 1.1 | 1.1 | 1.2 | 1.2 | 1.3 | 1.3 | 1.4 | 1.4 | 1.4 | 1.5 | 1.5 | 1.6 | 0.6 | 0.7 | 0.7 | 0.8 | 1 | 1.2 | 1.4 | 1.7 | 1.9 | 2.1 | 2.4 | 2.7 | 3 | 3.2 | 3.5 | 3.8 | 4.1 | 4.3 | 4.6 | 4.9 | 5.2 | 5.5 | 5.8 | 6.1 | 6.4 | 6.7 | 7 | 7.3 | 7.6 | 7.9 | 0.6 | 0.6 | 0.7 | 0.7 | 0.8 | 0.8 | 0.9 | 1 | 1.1 | 1.2 | 1.3 | 1.5 | 1.6 | 1.7 | 1.8 | 2 | 2.1 | 2.2 | 2.3 | 2.5 | 2.6 | 2.8 | 2.9 | 3 | 3.2 | 3.3 | 3.4 | 3.6 | 3.7 | 3.9 | 0.6 | 0.7 | 0.7 | 0.8 | 1 | 1.2 | 1.4 | 1.6 | 1.9 | 2.1 | 2.3 | 2.6 | 2.9 | 3.2 | 3.4 | 3.7 | 4 | 4.3 | 4.6 | 4.8 | 5.2 | 5.4 | 5.7 | 6 | 6.2 | 6.6 | 6.8 | 7.1 | 7.4 | 7.7 | 0.6 | 0.7 | 0.7 | 0.8 | 0.9 | 1 | 1.2 | 1.4 | 1.5 | 1.7 | 1.9 | 2.1 | 2.3 | 2.5 | 2.7 | 2.9 | 3.1 | 3.3 | 3.5 | 3.7 | 3.9 | 4.1 | 4.3 | 4.6 | 4.8 | 5 | 5.2 | 5.4 | 5.6 | 5.9
PSS | CAERNARFON T1 | 0.5 | 0.5 | 0.5 | 0.5 | 0.5 | 0.5 | 0.5 | 0.5 | 0.6 | 0.6 | 0.6 | 0.6 | 0.7 | 0.7 | 0.7 | 0.7 | 0.7 | 0.8 | 0.8 | 0.8 | 0.8 | 0.8 | 0.9 | 0.9 | 0.9 | 1 | 1 | 1 | 1 | 1 | 0.5 | 0.5 | 0.5 | 0.6 | 0.7 | 0.8 | 1 | 1.1 | 1.2 | 1.3 | 1.4 | 1.6 | 1.7 | 1.9 | 2 | 2.1 | 2.3 | 2.4 | 2.5 | 2.7 | 2.8 | 3 | 3.1 | 3.2 | 3.4 | 3.5 | 3.6 | 3.8 | 3.9 | 4.1 | 0.5 | 0.5 | 0.5 | 0.5 | 0.6 | 0.6 | 0.7 | 0.7 | 0.8 | 0.8 | 0.9 | 1 | 1 | 1.1 | 1.2 | 1.2 | 1.3 | 1.3 | 1.4 | 1.5 | 1.5 | 1.6 | 1.6 | 1.7 | 1.8 | 1.8 | 1.9 | 1.9 | 2 | 2.1 | 0.5 | 0.5 | 0.5 | 0.6 | 0.7 | 0.8 | 1 | 1.1 | 1.2 | 1.3 | 1.4 | 1.6 | 1.7 | 1.8 | 2 | 2.1 | 2.2 | 2.3 | 2.5 | 2.6 | 2.8 | 2.9 | 3 | 3.2 | 3.2 | 3.4 | 3.5 | 3.6 | 3.8 | 3.9 | 0.5 | 0.5 | 0.5 | 0.6 | 0.6 | 0.7 | 0.8 | 0.9 | 1 | 1.1 | 1.2 | 1.3 | 1.4 | 1.5 | 1.6 | 1.7 | 1.8 | 1.9 | 2 | 2.1 | 2.2 | 2.3 | 2.4 | 2.5 | 2.6 | 2.7 | 2.8 | 2.9 | 3 | 3.1
PSS | CAERSWS T1 | 2.5 | 2.5 | 2.5 | 2.5 | 2.5 | 2.5 | 2.6 | 2.6 | 2.6 | 2.6 | 2.7 | 2.8 | 2.9 | 3 | 3.1 | 3.2 | 3.4 | 3.4 | 3.4 | 3.5 | 3.5 | 3.6 | 3.6 | 3.7 | 3.7 | 3.8 | 3.8 | 3.8 | 3.9 | 3.9 | 2.5 | 2.5 | 2.6 | 2.7 | 2.8 | 3 | 3.1 | 3.2 | 3.4 | 3.7 | 3.9 | 4.2 | 4.4 | 4.6 | 4.8 | 5 | 5.2 | 5.3 | 5.4 | 5.5 | 5.7 | 5.9 | 6 | 6.2 | 6.3 | 6.5 | 6.6 | 6.7 | 6.9 | 7 | 2.5 | 2.5 | 2.5 | 2.6 | 2.6 | 2.7 | 2.7 | 2.9 | 3.1 | 3.2 | 3.5 | 3.7 | 3.8 | 4 | 4.2 | 4.3 | 4.4 | 4.4 | 4.5 | 4.6 | 4.7 | 4.8 | 4.9 | 5 | 5.1 | 5.2 | 5.2 | 5.3 | 5.4 | 5.5 | 2.5 | 2.5 | 2.6 | 2.8 | 3.1 | 3.4 | 3.6 | 3.9 | 4.2 | 4.4 | 4.7 | 5 | 5.3 | 5.6 | 5.8 | 5.9 | 6.1 | 6.2 | 6.3 | 6.5 | 6.7 | 6.9 | 7 | 7.2 | 7.7 | 7.9 | 8 | 8.1 | 8.3 | 8.4 | 2.5 | 2.5 | 2.6 | 2.6 | 2.7 | 2.8 | 2.9 | 3.1 | 3.2 | 3.5 | 3.7 | 3.9 | 4.1 | 4.3 | 4.5 | 4.7 | 4.8 | 4.9 | 5 | 5.1 | 5.2 | 5.3 | 5.5 | 5.6 | 5.7 | 5.8 | 5.9 | 6 | 6.1 | 6.2
PSS | CALDY T1 / HOYLAKE T1 / MEOLS T1 / WEST KIRBY SOUTH T1 | 0.6 | 0.6 | 0.6 | 0.6 | 0.7 | 0.7 | 0.7 | 0.8 | 0.9 | 0.9 | 1 | 1.1 | 1.2 | 1.3 | 1.4 | 1.5 | 1.5 | 1.6 | 1.7 | 1.8 | 1.9 | 2 | 2.1 | 2.2 | 2.3 | 2.5 | 2.6 | 2.7 | 2.8 | 2.9 | 0.6 | 0.7 | 0.8 | 1 | 1.5 | 2 | 2.5 | 3 | 3.6 | 4.2 | 4.8 | 5.5 | 6.1 | 6.8 | 7.5 | 8.2 | 8.9 | 9.5 | 10.2 | 10.9 | 11.7 | 12.4 | 13.1 | 13.9 | 14.6 | 15.3 | 16 | 16.8 | 17.5 | 18.2 | 0.6 | 0.6 | 0.7 | 0.8 | 0.9 | 1 | 1.3 | 1.5 | 1.7 | 2 | 2.2 | 2.5 | 2.8 | 3.1 | 3.4 | 3.7 | 4 | 4.3 | 4.6 | 4.9 | 5.2 | 5.5 | 5.9 | 6.2 | 6.5 | 6.8 | 7.2 | 7.5 | 7.8 | 8.1 | 0.6 | 0.7 | 0.8 | 1 | 1.4 | 1.9 | 2.4 | 2.9 | 3.5 | 4.1 | 4.7 | 5.3 | 5.9 | 6.6 | 7.3 | 8 | 8.6 | 9.4 | 10 | 10.8 | 11.5 | 12.2 | 13 | 13.7 | 14.3 | 15.1 | 15.8 | 16.5 | 17.3 | 18 | 0.6 | 0.7 | 0.8 | 0.9 | 1.2 | 1.5 | 1.9 | 2.2 | 2.7 | 3.1 | 3.5 | 4 | 4.5 | 4.9 | 5.4 | 5.9 | 6.4 | 6.9 | 7.4 | 7.9 | 8.5 | 9 | 9.5 | 10 | 10.5 | 11.1 | 11.6 | 12.1 | 12.6 | 13.2
PSS | CARBORUNDUM T1 / HOUGHTONS LA T1 / RAINFORD T1 / WINDLEHURST T2 | 0.9 | 0.9 | 0.9 | 1 | 1 | 1 | 1.1 | 1.2 | 1.3 | 1.4 | 1.5 | 1.6 | 1.8 | 1.9 | 2 | 2.1 | 2.2 | 2.3 | 2.5 | 2.6 | 2.7 | 2.8 | 2.9 | 3.1 | 3.2 | 3.3 | 3.5 | 3.6 | 3.7 | 3.8 | 0.9 | 1 | 1.2 | 1.5 | 2.1 | 2.7 | 3.3 | 4 | 4.6 | 5.3 | 6 | 6.7 | 7.5 | 8.2 | 9 | 9.7 | 10.4 | 11.2 | 11.9 | 12.7 | 13.5 | 14.3 | 15 | 15.8 | 16.6 | 17.4 | 18.1 | 18.9 | 19.7 | 20.5 | 0.9 | 1 | 1 | 1.1 | 1.3 | 1.5 | 1.8 | 2.1 | 2.4 | 2.7 | 3 | 3.4 | 3.7 | 4.1 | 4.4 | 4.7 | 5.1 | 5.4 | 5.8 | 6.1 | 6.5 | 6.9 | 7.2 | 7.5 | 7.9 | 8.3 | 8.6 | 9 | 9.3 | 9.7 | 0.9 | 1 | 1.2 | 1.5 | 2.1 | 2.7 | 3.3 | 3.9 | 4.6 | 5.2 | 5.9 | 6.7 | 7.4 | 8.1 | 8.8 | 9.6 | 10.3 | 11.1 | 11.8 | 12.6 | 13.4 | 14.2 | 15 | 15.8 | 16.5 | 17.3 | 18.1 | 18.8 | 19.6 | 20.4 | 0.9 | 1 | 1.1 | 1.3 | 1.7 | 2.1 | 2.6 | 3.1 | 3.5 | 4 | 4.5 | 5.1 | 5.6 | 6.1 | 6.7 | 7.2 | 7.8 | 8.3 | 8.9 | 9.4 | 10 | 10.6 | 11.1 | 11.7 | 12.3 | 12.8 | 13.4 | 13.9 | 14.5 | 15.1
PSS | CARLTON ST T1 / CARLTON ST T2 / CHALON WAY T2 | 0.9 | 0.9 | 0.9 | 0.9 | 0.9 | 1 | 1 | 1.1 | 1.1 | 1.2 | 1.2 | 1.3 | 1.4 | 1.4 | 1.5 | 1.5 | 1.5 | 1.6 | 1.6 | 1.7 | 1.7 | 1.8 | 1.8 | 1.9 | 1.9 | 1.9 | 2 | 2 | 2 | 2.1 | 0.9 | 1 | 1.1 | 1.2 | 1.5 | 1.7 | 1.9 | 2.2 | 2.3 | 2.5 | 2.7 | 2.8 | 2.9 | 3.1 | 3.2 | 3.4 | 3.5 | 3.6 | 3.8 | 3.9 | 4.1 | 4.2 | 4.3 | 4.4 | 4.5 | 4.7 | 4.8 | 4.9 | 5 | 5.1 | 0.9 | 0.9 | 1 | 1 | 1.1 | 1.3 | 1.4 | 1.5 | 1.6 | 1.7 | 1.8 | 2 | 2 | 2.1 | 2.2 | 2.3 | 2.4 | 2.5 | 2.6 | 2.6 | 2.7 | 2.8 | 2.9 | 2.9 | 3 | 3.1 | 3.1 | 3.2 | 3.3 | 3.3 | 0.9 | 1 | 1.1 | 1.2 | 1.5 | 1.8 | 2 | 2.2 | 2.4 | 2.6 | 2.7 | 2.9 | 3.1 | 3.3 | 3.4 | 3.5 | 3.6 | 3.8 | 3.9 | 4 | 4.1 | 4.3 | 4.4 | 4.5 | 4.6 | 4.7 | 4.8 | 4.9 | 5 | 5.2 | 0.9 | 0.9 | 1 | 1.1 | 1.3 | 1.5 | 1.7 | 1.8 | 2 | 2.1 | 2.2 | 2.4 | 2.5 | 2.6 | 2.7 | 2.8 | 3 | 3.1 | 3.2 | 3.3 | 3.4 | 3.5 | 3.6 | 3.7 | 3.8 | 3.9 | 4 | 4.1 | 4.2 | 4.2
PSS | CARMEL T1 | 0.3 | 0.3 | 0.3 | 0.3 | 0.4 | 0.4 | 0.4 | 0.4 | 0.4 | 0.4 | 0.5 | 0.6 | 0.7 | 0.9 | 1 | 1 | 1.2 | 1.2 | 1.2 | 1.3 | 1.4 | 1.4 | 1.5 | 1.5 | 1.6 | 1.6 | 1.6 | 1.7 | 1.7 | 1.7 | 0.3 | 0.4 | 0.4 | 0.4 | 0.5 | 0.6 | 0.7 | 0.9 | 1.1 | 1.3 | 1.5 | 1.7 | 2 | 2.2 | 2.4 | 2.5 | 2.6 | 2.7 | 2.9 | 3 | 3.2 | 3.4 | 3.5 | 3.7 | 3.8 | 4 | 4.1 | 4.3 | 4.4 | 4.6 | 0.3 | 0.3 | 0.4 | 0.4 | 0.4 | 0.5 | 0.6 | 0.7 | 0.8 | 1 | 1.2 | 1.4 | 1.5 | 1.7 | 1.9 | 2 | 2.1 | 2.1 | 2.2 | 2.3 | 2.4 | 2.5 | 2.6 | 2.7 | 2.8 | 2.9 | 3 | 3.1 | 3.2 | 3.3 | 0.3 | 0.4 | 0.5 | 0.7 | 0.9 | 1.1 | 1.3 | 1.5 | 1.8 | 2 | 2.3 | 2.6 | 2.8 | 3.1 | 3.3 | 3.5 | 3.6 | 3.7 | 3.9 | 4.1 | 4.3 | 4.5 | 4.7 | 4.8 | 5.4 | 5.5 | 5.6 | 5.7 | 5.8 | 6 | 0.3 | 0.4 | 0.4 | 0.4 | 0.5 | 0.6 | 0.7 | 0.8 | 1 | 1.1 | 1.3 | 1.5 | 1.8 | 2 | 2.1 | 2.2 | 2.4 | 2.4 | 2.5 | 2.7 | 2.8 | 3 | 3.1 | 3.2 | 3.3 | 3.4 | 3.6 | 3.7 | 3.8 | 3.9
PSS | CASTLE BEESTON ST T1 / HARTFORD T2 / LEICESTER STREET T1 / NORTHWICH TOWN T1 / WINNINGTON T1 | 0.8 | 0.8 | 0.9 | 0.9 | 0.9 | 0.9 | 1 | 1.1 | 1.1 | 1.2 | 1.3 | 1.4 | 1.5 | 1.6 | 1.7 | 1.8 | 1.8 | 1.9 | 2 | 2.1 | 2.2 | 2.3 | 2.4 | 2.5 | 2.6 | 2.7 | 2.8 | 2.9 | 3 | 3.1 | 0.8 | 0.9 | 1.1 | 1.3 | 1.7 | 2.3 | 2.8 | 3.3 | 3.8 | 4.4 | 5 | 5.6 | 6.2 | 6.8 | 7.4 | 8.1 | 8.7 | 9.3 | 9.9 | 10.6 | 11.2 | 11.9 | 12.6 | 13.2 | 13.8 | 14.5 | 15.2 | 15.8 | 16.5 | 17.1 | 0.8 | 0.9 | 0.9 | 1 | 1.2 | 1.3 | 1.6 | 1.8 | 2 | 2.3 | 2.5 | 2.8 | 3 | 3.3 | 3.6 | 3.9 | 4.2 | 4.5 | 4.7 | 5 | 5.3 | 5.6 | 5.9 | 6.2 | 6.5 | 6.8 | 7.1 | 7.4 | 7.7 | 8 | 0.8 | 0.9 | 1.1 | 1.3 | 1.7 | 2.2 | 2.7 | 3.2 | 3.8 | 4.3 | 4.9 | 5.5 | 6.1 | 6.7 | 7.3 | 7.9 | 8.6 | 9.2 | 9.8 | 10.5 | 11.1 | 11.8 | 12.5 | 13.1 | 13.7 | 14.4 | 15 | 15.7 | 16.3 | 17 | 0.8 | 0.9 | 1 | 1.2 | 1.4 | 1.8 | 2.2 | 2.5 | 2.9 | 3.3 | 3.7 | 4.2 | 4.6 | 5.1 | 5.5 | 6 | 6.4 | 6.9 | 7.3 | 7.8 | 8.3 | 8.7 | 9.2 | 9.7 | 10.2 | 10.7 | 11.1 | 11.6 | 12.1 | 12.5
PSS | CEFN MAWR T1 | 0.4 | 0.4 | 0.4 | 0.4 | 0.4 | 0.5 | 0.5 | 0.5 | 0.5 | 0.6 | 0.7 | 0.8 | 0.9 | 1.1 | 1.2 | 1.3 | 1.5 | 1.5 | 1.6 | 1.7 | 1.7 | 1.8 | 1.8 | 1.9 | 2 | 2 | 2.1 | 2.1 | 2.2 | 2.3 | 0.4 | 0.5 | 0.5 | 0.6 | 0.8 | 0.9 | 1.1 | 1.4 | 1.6 | 1.9 | 2.2 | 2.5 | 2.9 | 3.2 | 3.5 | 3.7 | 3.9 | 4.1 | 4.4 | 4.6 | 4.9 | 5.1 | 5.4 | 5.6 | 5.9 | 6.1 | 6.4 | 6.6 | 6.9 | 7.1 | 0.4 | 0.5 | 0.5 | 0.5 | 0.6 | 0.7 | 0.8 | 1 | 1.1 | 1.3 | 1.5 | 1.8 | 2 | 2.2 | 2.4 | 2.5 | 2.7 | 2.8 | 2.9 | 3.1 | 3.2 | 3.4 | 3.5 | 3.6 | 3.8 | 3.9 | 4 | 4.2 | 4.4 | 4.5 | 0.4 | 0.5 | 0.6 | 0.8 | 1.1 | 1.4 | 1.7 | 2 | 2.3 | 2.6 | 3 | 3.4 | 3.7 | 4.1 | 4.4 | 4.7 | 4.9 | 5.1 | 5.4 | 5.7 | 6 | 6.3 | 6.6 | 6.8 | 7.5 | 7.7 | 7.9 | 8.1 | 8.3 | 8.5 | 0.4 | 0.5 | 0.5 | 0.5 | 0.7 | 0.8 | 1 | 1.2 | 1.4 | 1.6 | 1.9 | 2.2 | 2.4 | 2.7 | 2.9 | 3.1 | 3.3 | 3.5 | 3.6 | 3.8 | 4.1 | 4.3 | 4.5 | 4.6 | 4.8 | 5 | 5.2 | 5.4 | 5.6 | 5.8
PSS | CEMAES BAY T1 | 0.3 | 0.3 | 0.3 | 0.3 | 0.3 | 0.3 | 0.3 | 0.3 | 0.4 | 0.4 | 0.4 | 0.4 | 0.4 | 0.4 | 0.5 | 0.5 | 0.4 | 0.5 | 0.5 | 0.5 | 0.5 | 0.5 | 0.5 | 0.5 | 0.6 | 0.6 | 0.6 | 0.6 | 0.6 | 0.6 | 0.3 | 0.3 | 0.3 | 0.4 | 0.5 | 0.5 | 0.6 | 0.7 | 0.7 | 0.8 | 0.9 | 0.9 | 1 | 1.1 | 1.2 | 1.2 | 1.3 | 1.4 | 1.4 | 1.5 | 1.6 | 1.6 | 1.7 | 1.8 | 1.9 | 1.9 | 2 | 2.1 | 2.1 | 2.2 | 0.3 | 0.3 | 0.3 | 0.3 | 0.4 | 0.4 | 0.4 | 0.5 | 0.5 | 0.5 | 0.6 | 0.6 | 0.6 | 0.7 | 0.7 | 0.7 | 0.8 | 0.8 | 0.9 | 0.9 | 0.9 | 1 | 1 | 1 | 1 | 1.1 | 1.1 | 1.2 | 1.2 | 1.3 | 0.3 | 0.3 | 0.3 | 0.4 | 0.4 | 0.5 | 0.6 | 0.7 | 0.7 | 0.8 | 0.8 | 0.9 | 1 | 1 | 1.1 | 1.2 | 1.2 | 1.3 | 1.4 | 1.5 | 1.5 | 1.6 | 1.7 | 1.8 | 1.8 | 1.8 | 1.9 | 2 | 2 | 2.1 | 0.3 | 0.3 | 0.3 | 0.4 | 0.4 | 0.5 | 0.5 | 0.6 | 0.6 | 0.7 | 0.7 | 0.8 | 0.8 | 0.9 | 0.9 | 1 | 1 | 1.1 | 1.2 | 1.2 | 1.2 | 1.3 | 1.4 | 1.4 | 1.5 | 1.5 | 1.6 | 1.6 | 1.7 | 1.7
PSS | CEMMAES RD T1 | 0.3 | 0.3 | 0.4 | 0.4 | 0.4 | 0.4 | 0.4 | 0.4 | 0.4 | 0.4 | 0.4 | 0.5 | 0.5 | 0.5 | 0.5 | 0.6 | 0.7 | 0.7 | 0.7 | 0.8 | 0.8 | 0.9 | 0.9 | 0.9 | 0.9 | 0.9 | 0.9 | 1 | 1 | 1 | 0.3 | 0.4 | 0.4 | 0.4 | 0.5 | 0.6 | 0.7 | 0.8 | 0.8 | 1 | 1.1 | 1.2 | 1.4 | 1.5 | 1.6 | 1.7 | 1.8 | 2 | 2.1 | 2.2 | 2.3 | 2.4 | 2.5 | 2.6 | 2.8 | 2.8 | 2.9 | 3.1 | 3.2 | 3.3 | 0.3 | 0.4 | 0.4 | 0.4 | 0.4 | 0.4 | 0.5 | 0.5 | 0.6 | 0.6 | 0.7 | 0.8 | 0.9 | 1 | 1.1 | 1.2 | 1.2 | 1.3 | 1.3 | 1.4 | 1.4 | 1.5 | 1.5 | 1.6 | 1.6 | 1.7 | 1.7 | 1.8 | 1.8 | 1.9 | 0.3 | 0.4 | 0.4 | 0.5 | 0.6 | 0.7 | 0.8 | 1 | 1.1 | 1.2 | 1.4 | 1.5 | 1.6 | 1.8 | 2 | 2.1 | 2.2 | 2.3 | 2.3 | 2.5 | 2.6 | 2.7 | 2.8 | 2.9 | 3.4 | 3.5 | 3.6 | 3.7 | 3.8 | 4 | 0.3 | 0.4 | 0.4 | 0.4 | 0.4 | 0.5 | 0.6 | 0.6 | 0.7 | 0.8 | 0.9 | 1 | 1.1 | 1.3 | 1.4 | 1.5 | 1.5 | 1.6 | 1.7 | 1.8 | 1.9 | 1.9 | 2 | 2.1 | 2.2 | 2.3 | 2.3 | 2.4 | 2.5 | 2.6
PSS | CEREAL PARTNERS T1 / LEVER GEORGIA AVE T1 / POOL LA T1 / UML LEVER BROMBOROUGH T2 | 0.6 | 0.6 | 0.6 | 0.6 | 0.6 | 0.7 | 0.7 | 0.7 | 0.7 | 0.7 | 0.8 | 0.8 | 0.8 | 0.8 | 0.9 | 0.9 | 0.9 | 0.9 | 0.9 | 1 | 1 | 1 | 1 | 1 | 1.1 | 1.1 | 1.1 | 1.1 | 1.1 | 1.2 | 0.6 | 0.6 | 0.7 | 0.8 | 0.9 | 1 | 1.1 | 1.2 | 1.2 | 1.3 | 1.4 | 1.5 | 1.5 | 1.6 | 1.7 | 1.8 | 1.8 | 1.9 | 1.9 | 2 | 2.1 | 2.1 | 2.2 | 2.2 | 2.3 | 2.4 | 2.4 | 2.5 | 2.5 | 2.6 | 0.6 | 0.6 | 0.7 | 0.7 | 0.7 | 0.8 | 0.8 | 0.9 | 0.9 | 1 | 1 | 1.1 | 1.2 | 1.2 | 1.2 | 1.3 | 1.3 | 1.4 | 1.4 | 1.4 | 1.4 | 1.5 | 1.5 | 1.6 | 1.6 | 1.6 | 1.7 | 1.7 | 1.7 | 1.8 | 0.6 | 0.7 | 0.7 | 0.8 | 0.9 | 1 | 1.1 | 1.2 | 1.3 | 1.4 | 1.4 | 1.5 | 1.6 | 1.7 | 1.7 | 1.8 | 1.8 | 1.9 | 2 | 2 | 2.1 | 2.1 | 2.2 | 2.3 | 2.3 | 2.3 | 2.4 | 2.4 | 2.5 | 2.5 | 0.6 | 0.6 | 0.7 | 0.7 | 0.8 | 0.9 | 1 | 1 | 1.1 | 1.2 | 1.2 | 1.3 | 1.3 | 1.4 | 1.4 | 1.5 | 1.6 | 1.6 | 1.7 | 1.7 | 1.8 | 1.8 | 1.9 | 1.9 | 1.9 | 2 | 2 | 2.1 | 2.1 | 2.2
PSS | CHALON WAY T1 / TECHNOLOGY CAMPUS T1 / WOODVILLE ST T1 | 0.9 | 0.9 | 0.9 | 0.9 | 0.9 | 1 | 1 | 1.1 | 1.1 | 1.2 | 1.3 | 1.3 | 1.4 | 1.4 | 1.5 | 1.6 | 1.6 | 1.7 | 1.7 | 1.8 | 1.8 | 1.9 | 1.9 | 2 | 2 | 2.1 | 2.1 | 2.2 | 2.2 | 2.3 | 0.9 | 1 | 1.1 | 1.3 | 1.6 | 1.9 | 2.1 | 2.4 | 2.6 | 2.8 | 3.1 | 3.3 | 3.5 | 3.7 | 4 | 4.2 | 4.4 | 4.6 | 4.8 | 5 | 5.2 | 5.4 | 5.6 | 5.8 | 6.1 | 6.3 | 6.5 | 6.7 | 6.9 | 7.1 | 0.9 | 0.9 | 1 | 1 | 1.1 | 1.3 | 1.4 | 1.6 | 1.7 | 1.8 | 2 | 2.1 | 2.3 | 2.4 | 2.5 | 2.6 | 2.7 | 2.8 | 3 | 3.1 | 3.2 | 3.3 | 3.4 | 3.5 | 3.6 | 3.7 | 3.8 | 3.9 | 4 | 4.1 | 0.9 | 1 | 1.1 | 1.3 | 1.6 | 1.9 | 2.2 | 2.4 | 2.7 | 2.9 | 3.1 | 3.4 | 3.6 | 3.8 | 4 | 4.3 | 4.5 | 4.7 | 4.9 | 5.1 | 5.3 | 5.5 | 5.7 | 5.9 | 6.1 | 6.3 | 6.5 | 6.7 | 6.9 | 7.1 | 0.9 | 0.9 | 1 | 1.1 | 1.4 | 1.6 | 1.8 | 2 | 2.2 | 2.3 | 2.5 | 2.7 | 2.9 | 3.1 | 3.2 | 3.4 | 3.6 | 3.7 | 3.9 | 4.1 | 4.2 | 4.4 | 4.5 | 4.7 | 4.9 | 5 | 5.1 | 5.3 | 5.4 | 5.6
PSS | CHESTER GATES T1 / UNILEVER DUNKIRK T1 | 0.5 | 0.6 | 0.6 | 0.6 | 0.6 | 0.6 | 0.6 | 0.6 | 0.6 | 0.6 | 0.7 | 0.7 | 0.7 | 0.7 | 0.7 | 0.7 | 0.7 | 0.7 | 0.7 | 0.7 | 0.7 | 0.8 | 0.8 | 0.8 | 0.8 | 0.8 | 0.8 | 0.8 | 0.8 | 0.8 | 0.5 | 0.6 | 0.6 | 0.7 | 0.8 | 0.8 | 0.9 | 0.9 | 1 | 1 | 1 | 1.1 | 1.1 | 1.1 | 1.1 | 1.2 | 1.2 | 1.2 | 1.2 | 1.2 | 1.3 | 1.3 | 1.3 | 1.3 | 1.4 | 1.4 | 1.4 | 1.4 | 1.4 | 1.4 | 0.5 | 0.6 | 0.6 | 0.6 | 0.6 | 0.7 | 0.7 | 0.8 | 0.8 | 0.8 | 0.9 | 0.9 | 0.9 | 0.9 | 1 | 1 | 1 | 1 | 1 | 1.1 | 1.1 | 1.1 | 1.1 | 1.1 | 1.2 | 1.2 | 1.2 | 1.2 | 1.2 | 1.2 | 0.5 | 0.6 | 0.6 | 0.7 | 0.7 | 0.8 | 0.9 | 0.9 | 1 | 1 | 1.1 | 1.1 | 1.2 | 1.2 | 1.2 | 1.2 | 1.3 | 1.3 | 1.3 | 1.3 | 1.3 | 1.3 | 1.4 | 1.4 | 1.3 | 1.4 | 1.4 | 1.4 | 1.4 | 1.4 | 0.5 | 0.6 | 0.6 | 0.6 | 0.7 | 0.7 | 0.8 | 0.8 | 0.9 | 0.9 | 0.9 | 1 | 1 | 1 | 1.1 | 1.1 | 1.1 | 1.1 | 1.1 | 1.2 | 1.2 | 1.2 | 1.2 | 1.2 | 1.3 | 1.3 | 1.3 | 1.3 | 1.3 | 1.3
PSS | CHESTER ST (WREXHAM) T1 / EAGLES MEADOW T1 / RHOSNESNI T1 / WHITEGATE T1 | 0.8 | 0.8 | 0.8 | 0.8 | 0.8 | 0.8 | 0.9 | 0.9 | 0.9 | 1 | 1 | 1.1 | 1.2 | 1.2 | 1.3 | 1.3 | 1.3 | 1.4 | 1.4 | 1.5 | 1.5 | 1.6 | 1.6 | 1.7 | 1.7 | 1.8 | 1.9 | 1.9 | 2 | 2 | 0.8 | 0.8 | 0.9 | 1 | 1.3 | 1.6 | 1.9 | 2.2 | 2.5 | 2.8 | 3.1 | 3.4 | 3.8 | 4.1 | 4.5 | 4.8 | 5.2 | 5.5 | 5.9 | 6.2 | 6.6 | 7 | 7.3 | 7.7 | 8.1 | 8.4 | 8.8 | 9.2 | 9.5 | 9.9 | 0.8 | 0.8 | 0.8 | 0.9 | 1 | 1.1 | 1.2 | 1.3 | 1.4 | 1.6 | 1.7 | 1.9 | 2 | 2.2 | 2.3 | 2.5 | 2.7 | 2.8 | 3 | 3.2 | 3.3 | 3.5 | 3.6 | 3.8 | 3.9 | 4.1 | 4.3 | 4.4 | 4.6 | 4.8 | 0.8 | 0.8 | 0.9 | 1 | 1.3 | 1.6 | 1.8 | 2.1 | 2.4 | 2.7 | 3.1 | 3.4 | 3.7 | 4.1 | 4.4 | 4.8 | 5.1 | 5.5 | 5.8 | 6.2 | 6.5 | 6.9 | 7.2 | 7.7 | 7.9 | 8.3 | 8.7 | 9 | 9.4 | 9.8 | 0.8 | 0.8 | 0.9 | 1 | 1.1 | 1.3 | 1.5 | 1.7 | 2 | 2.2 | 2.4 | 2.7 | 2.9 | 3.1 | 3.4 | 3.7 | 3.9 | 4.2 | 4.4 | 4.7 | 4.9 | 5.2 | 5.5 | 5.7 | 6 | 6.3 | 6.5 | 6.8 | 7.1 | 7.3
PSS | CHILDWALL T1 / CHILDWALL FIVEWAYS T1 / LYNDENE RD T1 / MIDDLEMASS HEY T1 / NAYLORS RD T1 | 1.8 | 1.8 | 1.8 | 1.9 | 1.9 | 1.9 | 2 | 2.1 | 2.2 | 2.3 | 2.4 | 2.5 | 2.6 | 2.7 | 2.8 | 2.9 | 2.9 | 3 | 3.1 | 3.2 | 3.3 | 3.4 | 3.6 | 3.6 | 3.8 | 3.9 | 4 | 4.1 | 4.2 | 4.3 | 1.8 | 1.9 | 2.1 | 2.4 | 2.9 | 3.5 | 4 | 4.6 | 5.1 | 5.7 | 6.3 | 7 | 7.6 | 8.2 | 8.9 | 9.5 | 10.1 | 10.7 | 11.4 | 12 | 12.7 | 13.4 | 14 | 14.7 | 15.3 | 16 | 16.7 | 17.3 | 18 | 18.6 | 1.8 | 1.9 | 1.9 | 2.1 | 2.2 | 2.4 | 2.7 | 2.9 | 3.2 | 3.5 | 3.7 | 4 | 4.3 | 4.6 | 4.9 | 5.2 | 5.5 | 5.8 | 6.1 | 6.4 | 6.7 | 7 | 7.3 | 7.6 | 7.9 | 8.2 | 8.5 | 8.8 | 9.1 | 9.4 | 1.8 | 1.9 | 2.1 | 2.4 | 2.9 | 3.4 | 4 | 4.5 | 5.1 | 5.7 | 6.3 | 6.9 | 7.5 | 8.1 | 8.8 | 9.4 | 10.1 | 10.7 | 11.3 | 12 | 12.6 | 13.3 | 14 | 14.6 | 15.1 | 15.7 | 16.4 | 17 | 17.7 | 18.3 | 1.8 | 1.9 | 2 | 2.2 | 2.6 | 2.9 | 3.3 | 3.7 | 4.2 | 4.6 | 5 | 5.5 | 6 | 6.4 | 6.9 | 7.3 | 7.8 | 8.3 | 8.7 | 9.2 | 9.7 | 10.2 | 10.7 | 11.1 | 11.6 | 12.1 | 12.6 | 13 | 13.5 | 14
PSS | CHOWLEY T1 | 0.7 | 0.8 | 0.8 | 0.8 | 0.8 | 0.8 | 0.8 | 0.9 | 0.9 | 0.9 | 1 | 1 | 1.1 | 1.1 | 1.2 | 1.2 | 1.2 | 1.2 | 1.3 | 1.3 | 1.4 | 1.4 | 1.5 | 1.5 | 1.5 | 1.6 | 1.7 | 1.7 | 1.7 | 1.8 | 0.7 | 0.8 | 0.9 | 1 | 1.2 | 1.4 | 1.6 | 1.8 | 2.1 | 2.3 | 2.5 | 2.8 | 3 | 3.3 | 3.5 | 3.7 | 4 | 4.2 | 4.5 | 4.8 | 5 | 5.3 | 5.5 | 5.8 | 6 | 6.3 | 6.6 | 6.8 | 7.1 | 7.3 | 0.7 | 0.8 | 0.8 | 0.8 | 0.9 | 1 | 1.1 | 1.2 | 1.3 | 1.4 | 1.5 | 1.6 | 1.7 | 1.9 | 2 | 2.1 | 2.2 | 2.3 | 2.4 | 2.5 | 2.7 | 2.8 | 2.9 | 3 | 3.2 | 3.3 | 3.4 | 3.5 | 3.6 | 3.7 | 0.7 | 0.8 | 0.9 | 1 | 1.2 | 1.4 | 1.6 | 1.8 | 2.1 | 2.3 | 2.5 | 2.8 | 3 | 3.3 | 3.5 | 3.7 | 4 | 4.2 | 4.5 | 4.8 | 5 | 5.3 | 5.5 | 5.8 | 6 | 6.2 | 6.5 | 6.7 | 7 | 7.2 | 0.7 | 0.8 | 0.8 | 0.9 | 1 | 1.2 | 1.4 | 1.5 | 1.7 | 1.8 | 2 | 2.2 | 2.4 | 2.6 | 2.7 | 2.9 | 3.1 | 3.3 | 3.5 | 3.6 | 3.8 | 4 | 4.2 | 4.4 | 4.6 | 4.8 | 5 | 5.2 | 5.4 | 5.5
PSS | CHURCH LANE T1 / NANT HALL T1 / PRESTATYN T1 | 0.4 | 0.4 | 0.4 | 0.5 | 0.5 | 0.5 | 0.5 | 0.5 | 0.6 | 0.6 | 0.7 | 0.7 | 0.8 | 0.8 | 0.9 | 0.9 | 1 | 1 | 1.1 | 1.1 | 1.2 | 1.3 | 1.3 | 1.4 | 1.4 | 1.5 | 1.6 | 1.6 | 1.7 | 1.7 | 0.4 | 0.5 | 0.5 | 0.7 | 0.9 | 1.2 | 1.5 | 1.8 | 2.2 | 2.5 | 2.9 | 3.3 | 3.7 | 4.1 | 4.5 | 4.9 | 5.3 | 5.7 | 6.1 | 6.6 | 7 | 7.4 | 7.8 | 8.3 | 8.7 | 9.2 | 9.6 | 10 | 10.4 | 10.9 | 0.4 | 0.5 | 0.5 | 0.5 | 0.6 | 0.7 | 0.8 | 0.9 | 1.1 | 1.2 | 1.4 | 1.5 | 1.7 | 1.9 | 2.1 | 2.3 | 2.5 | 2.6 | 2.8 | 3 | 3.2 | 3.4 | 3.6 | 3.8 | 4 | 4.2 | 4.4 | 4.6 | 4.8 | 5 | 0.4 | 0.5 | 0.6 | 0.6 | 0.9 | 1.2 | 1.5 | 1.8 | 2.1 | 2.5 | 2.8 | 3.2 | 3.6 | 4 | 4.4 | 4.8 | 5.2 | 5.7 | 6.1 | 6.5 | 6.9 | 7.4 | 7.8 | 8.3 | 8.7 | 9.1 | 9.5 | 10 | 10.4 | 10.8 | 0.4 | 0.5 | 0.5 | 0.6 | 0.8 | 0.9 | 1.2 | 1.4 | 1.6 | 1.9 | 2.1 | 2.4 | 2.7 | 3 | 3.3 | 3.6 | 3.9 | 4.2 | 4.5 | 4.8 | 5.1 | 5.4 | 5.7 | 6.1 | 6.4 | 6.7 | 7 | 7.3 | 7.6 | 7.9
PSS | CHURCH LAWTON T1 | 0.6 | 0.6 | 0.6 | 0.6 | 0.6 | 0.7 | 0.7 | 0.7 | 0.8 | 0.8 | 0.8 | 0.9 | 0.9 | 0.9 | 1 | 1 | 1 | 1 | 1.1 | 1.1 | 1.2 | 1.2 | 1.2 | 1.3 | 1.3 | 1.3 | 1.4 | 1.4 | 1.5 | 1.5 | 0.6 | 0.7 | 0.7 | 0.8 | 1 | 1.2 | 1.4 | 1.6 | 1.8 | 2 | 2.1 | 2.4 | 2.6 | 2.8 | 3 | 3.2 | 3.4 | 3.6 | 3.8 | 4 | 4.2 | 4.4 | 4.6 | 4.8 | 5.1 | 5.2 | 5.5 | 5.7 | 5.9 | 6.1 | 0.6 | 0.6 | 0.7 | 0.7 | 0.8 | 0.8 | 0.9 | 1 | 1.1 | 1.2 | 1.3 | 1.4 | 1.5 | 1.6 | 1.7 | 1.8 | 1.9 | 2 | 2.1 | 2.1 | 2.2 | 2.3 | 2.4 | 2.5 | 2.6 | 2.7 | 2.8 | 2.9 | 3 | 3.1 | 0.6 | 0.7 | 0.7 | 0.8 | 1 | 1.2 | 1.4 | 1.6 | 1.7 | 2 | 2.1 | 2.3 | 2.6 | 2.8 | 3 | 3.2 | 3.4 | 3.5 | 3.7 | 4 | 4.1 | 4.4 | 4.6 | 4.8 | 4.9 | 5.1 | 5.3 | 5.5 | 5.7 | 6 | 0.6 | 0.7 | 0.7 | 0.8 | 0.9 | 1 | 1.2 | 1.3 | 1.4 | 1.6 | 1.7 | 1.9 | 2 | 2.2 | 2.3 | 2.5 | 2.6 | 2.8 | 2.9 | 3.1 | 3.2 | 3.4 | 3.5 | 3.7 | 3.8 | 4 | 4.1 | 4.3 | 4.4 | 4.6
PSS | CHURCH ST WINSFORD T1 / OVER T1 / WHARTON PK T1 / WOODFORD PK T1 | 0.8 | 0.8 | 0.8 | 0.8 | 0.9 | 0.9 | 0.9 | 1 | 1.1 | 1.2 | 1.2 | 1.3 | 1.4 | 1.5 | 1.6 | 1.7 | 1.7 | 1.8 | 1.9 | 2 | 2.1 | 2.2 | 2.3 | 2.4 | 2.5 | 2.6 | 2.7 | 2.8 | 2.9 | 3 | 0.8 | 0.9 | 1 | 1.2 | 1.7 | 2.1 | 2.6 | 3.1 | 3.6 | 4.1 | 4.7 | 5.3 | 5.8 | 6.4 | 7 | 7.6 | 8.2 | 8.7 | 9.3 | 10 | 10.6 | 11.2 | 11.8 | 12.4 | 13 | 13.6 | 14.2 | 14.9 | 15.4 | 16.1 | 0.8 | 0.8 | 0.9 | 1 | 1.1 | 1.3 | 1.5 | 1.7 | 1.9 | 2.1 | 2.4 | 2.6 | 2.9 | 3.2 | 3.4 | 3.7 | 4 | 4.2 | 4.5 | 4.8 | 5 | 5.3 | 5.6 | 5.9 | 6.2 | 6.4 | 6.7 | 7 | 7.2 | 7.5 | 0.8 | 0.9 | 1 | 1.2 | 1.6 | 2.1 | 2.6 | 3 | 3.5 | 4 | 4.6 | 5.2 | 5.7 | 6.3 | 6.8 | 7.4 | 8 | 8.6 | 9.2 | 9.8 | 10.4 | 11 | 11.6 | 12.2 | 12.8 | 13.4 | 14 | 14.6 | 15.2 | 15.9 | 0.8 | 0.9 | 1 | 1.1 | 1.4 | 1.7 | 2 | 2.4 | 2.8 | 3.1 | 3.5 | 3.9 | 4.4 | 4.8 | 5.2 | 5.6 | 6.1 | 6.5 | 6.9 | 7.4 | 7.8 | 8.2 | 8.7 | 9.1 | 9.6 | 10 | 10.5 | 10.9 | 11.3 | 11.8
PSS | CIVIC CENTRE T1 / CLAUGHTON AVE T1 / ELECTRICITY ST T1 | 0.6 | 0.6 | 0.6 | 0.6 | 0.6 | 0.7 | 0.7 | 0.7 | 0.8 | 0.8 | 0.9 | 0.9 | 1 | 1 | 1 | 1.1 | 1.1 | 1.1 | 1.2 | 1.2 | 1.3 | 1.3 | 1.4 | 1.4 | 1.5 | 1.5 | 1.6 | 1.6 | 1.6 | 1.7 | 0.6 | 0.7 | 0.8 | 0.8 | 1.1 | 1.3 | 1.5 | 1.8 | 2 | 2.3 | 2.5 | 2.8 | 3 | 3.3 | 3.6 | 3.8 | 4.1 | 4.4 | 4.7 | 4.9 | 5.2 | 5.5 | 5.8 | 6 | 6.3 | 6.6 | 6.9 | 7.1 | 7.4 | 7.7 | 0.6 | 0.6 | 0.7 | 0.7 | 0.8 | 0.9 | 1 | 1.1 | 1.2 | 1.3 | 1.4 | 1.6 | 1.7 | 1.8 | 1.9 | 2 | 2.2 | 2.3 | 2.4 | 2.6 | 2.7 | 2.8 | 2.9 | 3.1 | 3.2 | 3.3 | 3.4 | 3.6 | 3.7 | 3.8 | 0.6 | 0.7 | 0.7 | 0.9 | 1.1 | 1.3 | 1.5 | 1.8 | 2 | 2.3 | 2.5 | 2.7 | 3 | 3.3 | 3.5 | 3.8 | 4.1 | 4.3 | 4.6 | 4.9 | 5.2 | 5.4 | 5.8 | 6 | 6.2 | 6.5 | 6.8 | 7.1 | 7.3 | 7.6 | 0.6 | 0.7 | 0.7 | 0.8 | 0.9 | 1.1 | 1.3 | 1.4 | 1.6 | 1.8 | 2 | 2.2 | 2.4 | 2.5 | 2.7 | 2.9 | 3.1 | 3.3 | 3.5 | 3.7 | 3.9 | 4.1 | 4.4 | 4.6 | 4.7 | 4.9 | 5.1 | 5.4 | 5.6 | 5.8
PSS | CLEDFORD T1 | 1.1 | 1.1 | 1.1 | 1.2 | 1.2 | 1.2 | 1.2 | 1.3 | 1.3 | 1.4 | 1.5 | 1.5 | 1.6 | 1.6 | 1.7 | 1.7 | 1.7 | 1.8 | 1.8 | 1.9 | 1.9 | 2 | 2 | 2.1 | 2.1 | 2.2 | 2.2 | 2.3 | 2.4 | 2.4 | 1.1 | 1.2 | 1.3 | 1.4 | 1.7 | 2 | 2.2 | 2.5 | 2.8 | 3 | 3.3 | 3.6 | 3.9 | 4.2 | 4.4 | 4.7 | 5 | 5.3 | 5.5 | 5.8 | 6.1 | 6.4 | 6.7 | 7 | 7.2 | 7.5 | 7.8 | 8.1 | 8.4 | 8.6 | 1.1 | 1.2 | 1.2 | 1.3 | 1.4 | 1.5 | 1.6 | 1.7 | 1.9 | 2 | 2.1 | 2.3 | 2.4 | 2.5 | 2.7 | 2.8 | 2.9 | 3.1 | 3.2 | 3.4 | 3.5 | 3.6 | 3.7 | 3.9 | 4 | 4.1 | 4.3 | 4.4 | 4.6 | 4.7 | 1.1 | 1.2 | 1.3 | 1.4 | 1.7 | 2 | 2.3 | 2.5 | 2.8 | 3.1 | 3.3 | 3.6 | 3.9 | 4.2 | 4.5 | 4.7 | 5 | 5.3 | 5.5 | 5.8 | 6.1 | 6.4 | 6.6 | 6.9 | 7.1 | 7.4 | 7.6 | 7.9 | 8.1 | 8.4 | 1.1 | 1.2 | 1.3 | 1.3 | 1.5 | 1.7 | 1.9 | 2.1 | 2.3 | 2.5 | 2.7 | 2.9 | 3.1 | 3.3 | 3.6 | 3.8 | 4 | 4.2 | 4.4 | 4.6 | 4.8 | 5 | 5.2 | 5.4 | 5.6 | 5.8 | 6 | 6.2 | 6.5 | 6.7
PSS | CLOCKFACE T1 / GEC ST HELENS T1 / HILLS MOSS T1 / NCB SUTTON MANOR T2 | 0.9 | 0.9 | 0.9 | 1 | 1 | 1 | 1.1 | 1.2 | 1.2 | 1.3 | 1.4 | 1.5 | 1.5 | 1.6 | 1.7 | 1.8 | 1.8 | 1.9 | 2 | 2.1 | 2.1 | 2.2 | 2.3 | 2.4 | 2.4 | 2.5 | 2.6 | 2.7 | 2.7 | 2.8 | 0.9 | 1 | 1.2 | 1.4 | 1.8 | 2.2 | 2.6 | 2.9 | 3.3 | 3.6 | 4 | 4.4 | 4.8 | 5.2 | 5.6 | 5.9 | 6.3 | 6.7 | 7.1 | 7.5 | 7.8 | 8.3 | 8.6 | 9 | 9.4 | 9.8 | 10.2 | 10.6 | 11 | 11.3 | 0.9 | 1 | 1 | 1.1 | 1.2 | 1.4 | 1.6 | 1.8 | 2 | 2.2 | 2.4 | 2.6 | 2.8 | 3 | 3.2 | 3.4 | 3.5 | 3.7 | 3.9 | 4.1 | 4.3 | 4.5 | 4.7 | 4.9 | 5.1 | 5.3 | 5.4 | 5.6 | 5.8 | 6 | 0.9 | 1 | 1.2 | 1.4 | 1.8 | 2.2 | 2.6 | 2.9 | 3.3 | 3.7 | 4.1 | 4.5 | 4.9 | 5.3 | 5.6 | 6 | 6.4 | 6.8 | 7.2 | 7.6 | 7.9 | 8.3 | 8.7 | 9.1 | 9.4 | 9.8 | 10.2 | 10.6 | 11 | 11.3 | 0.9 | 1 | 1.1 | 1.2 | 1.5 | 1.8 | 2.1 | 2.4 | 2.6 | 2.9 | 3.2 | 3.5 | 3.8 | 4.1 | 4.4 | 4.6 | 4.9 | 5.2 | 5.5 | 5.8 | 6.1 | 6.4 | 6.7 | 6.9 | 7.3 | 7.5 | 7.8 | 8.1 | 8.4 | 8.7
PSS | CLUBMOOR T1 / DUNLOPS WALTON T1 / WALTON T2 | 0.1 | 0.1 | 0.1 | 0.1 | 0.1 | 0.2 | 0.2 | 0.2 | 0.2 | 0.2 | 0.2 | 0.2 | 0.2 | 0.2 | 0.2 | 0.2 | 0.2 | 0.2 | 0.2 | 0.2 | 0.2 | 0.2 | 0.2 | 0.2 | 0.2 | 0.2 | 0.2 | 0.2 | 0.2 | 0.2 | 0.1 | 0.2 | 0.2 | 0.2 | 0.2 | 0.2 | 0.2 | 0.2 | 0.3 | 0.3 | 0.3 | 0.3 | 0.3 | 0.3 | 0.3 | 0.3 | 0.3 | 0.3 | 0.3 | 0.3 | 0.3 | 0.3 | 0.3 | 0.3 | 0.3 | 0.3 | 0.3 | 0.3 | 0.3 | 0.3 | 0.1 | 0.1 | 0.2 | 0.2 | 0.2 | 0.2 | 0.2 | 0.2 | 0.2 | 0.2 | 0.2 | 0.2 | 0.2 | 0.2 | 0.2 | 0.3 | 0.3 | 0.3 | 0.3 | 0.3 | 0.3 | 0.3 | 0.3 | 0.3 | 0.3 | 0.3 | 0.3 | 0.3 | 0.3 | 0.3 | 0.1 | 0.2 | 0.2 | 0.2 | 0.2 | 0.2 | 0.2 | 0.3 | 0.3 | 0.3 | 0.3 | 0.3 | 0.3 | 0.3 | 0.3 | 0.3 | 0.3 | 0.3 | 0.3 | 0.3 | 0.3 | 0.3 | 0.3 | 0.3 | 0.3 | 0.3 | 0.3 | 0.3 | 0.3 | 0.3 | 0.1 | 0.2 | 0.2 | 0.2 | 0.2 | 0.2 | 0.2 | 0.2 | 0.2 | 0.2 | 0.2 | 0.3 | 0.3 | 0.3 | 0.3 | 0.3 | 0.3 | 0.3 | 0.3 | 0.3 | 0.3 | 0.3 | 0.3 | 0.3 | 0.3 | 0.3 | 0.3 | 0.3 | 0.3 | 0.3
PSS | COEDPOETH T1 | 0.7 | 0.7 | 0.7 | 0.8 | 0.8 | 0.8 | 0.8 | 0.8 | 0.8 | 0.9 | 0.9 | 0.9 | 0.9 | 1 | 1 | 1 | 1 | 1 | 1 | 1 | 1.1 | 1.1 | 1.1 | 1.1 | 1.2 | 1.2 | 1.2 | 1.2 | 1.2 | 1.2 | 0.7 | 0.8 | 0.8 | 0.9 | 1 | 1.1 | 1.2 | 1.3 | 1.4 | 1.5 | 1.6 | 1.7 | 1.7 | 1.8 | 1.9 | 2 | 2.1 | 2.1 | 2.2 | 2.3 | 2.4 | 2.5 | 2.5 | 2.6 | 2.7 | 2.7 | 2.8 | 2.9 | 2.9 | 3 | 0.7 | 0.8 | 0.8 | 0.8 | 0.9 | 0.9 | 1 | 1 | 1.1 | 1.1 | 1.2 | 1.2 | 1.3 | 1.3 | 1.3 | 1.4 | 1.4 | 1.5 | 1.5 | 1.5 | 1.6 | 1.6 | 1.6 | 1.7 | 1.7 | 1.7 | 1.8 | 1.8 | 1.8 | 1.9 | 0.7 | 0.8 | 0.8 | 0.9 | 1 | 1.1 | 1.3 | 1.3 | 1.4 | 1.5 | 1.6 | 1.7 | 1.8 | 1.9 | 2 | 2 | 2.1 | 2.2 | 2.2 | 2.3 | 2.4 | 2.5 | 2.5 | 2.6 | 2.6 | 2.7 | 2.7 | 2.8 | 2.8 | 2.9 | 0.7 | 0.8 | 0.8 | 0.8 | 0.9 | 1 | 1.1 | 1.2 | 1.2 | 1.3 | 1.4 | 1.4 | 1.5 | 1.6 | 1.6 | 1.7 | 1.7 | 1.8 | 1.9 | 1.9 | 2 | 2 | 2.1 | 2.1 | 2.2 | 2.2 | 2.3 | 2.3 | 2.4 | 2.4
PSS | COLWYN BAY T1 / COLWYN BAY T2 / RHOS-ON-SEA T1 | 0.5 | 0.5 | 0.5 | 0.5 | 0.5 | 0.5 | 0.5 | 0.6 | 0.6 | 0.6 | 0.7 | 0.7 | 0.7 | 0.8 | 0.8 | 0.9 | 0.9 | 0.9 | 0.9 | 1 | 1 | 1 | 1.1 | 1.1 | 1.2 | 1.2 | 1.3 | 1.3 | 1.4 | 1.4 | 0.5 | 0.5 | 0.6 | 0.7 | 0.8 | 1 | 1.2 | 1.4 | 1.6 | 1.8 | 2.1 | 2.3 | 2.5 | 2.8 | 3 | 3.3 | 3.5 | 3.7 | 4 | 4.2 | 4.5 | 4.8 | 5 | 5.3 | 5.5 | 5.8 | 6 | 6.3 | 6.5 | 6.8 | 0.5 | 0.5 | 0.5 | 0.5 | 0.6 | 0.7 | 0.7 | 0.8 | 0.9 | 1 | 1.1 | 1.2 | 1.3 | 1.4 | 1.5 | 1.6 | 1.7 | 1.8 | 2 | 2.1 | 2.2 | 2.3 | 2.4 | 2.5 | 2.6 | 2.7 | 2.8 | 3 | 3.1 | 3.2 | 0.5 | 0.5 | 0.6 | 0.6 | 0.8 | 1 | 1.2 | 1.4 | 1.6 | 1.8 | 2 | 2.2 | 2.5 | 2.7 | 3 | 3.2 | 3.4 | 3.7 | 3.9 | 4.2 | 4.4 | 4.7 | 5 | 5.2 | 5.4 | 5.6 | 5.9 | 6.2 | 6.4 | 6.7 | 0.5 | 0.5 | 0.5 | 0.6 | 0.7 | 0.8 | 1 | 1.1 | 1.3 | 1.4 | 1.6 | 1.8 | 1.9 | 2.1 | 2.3 | 2.4 | 2.6 | 2.8 | 3 | 3.2 | 3.3 | 3.5 | 3.7 | 3.9 | 4 | 4.2 | 4.4 | 4.6 | 4.8 | 5
PSS | CONEY GREEN T1 / OSWESTRY T2 / OSWESTRY T1 | 2.7 | 2.7 | 2.7 | 2.7 | 2.7 | 2.8 | 2.8 | 2.8 | 3.3 | 3.5 | 3.5 | 3.6 | 3.6 | 3.7 | 3.7 | 3.8 | 3.9 | 3.9 | 4 | 4 | 4 | 4.1 | 4.1 | 4.2 | 4.2 | 4.3 | 4.3 | 4.4 | 4.5 | 4.5 | 2.7 | 2.8 | 2.9 | 3.2 | 3.5 | 3.9 | 4.3 | 4.6 | 4.9 | 5.2 | 5.6 | 5.9 | 6.2 | 6.6 | 6.9 | 7.3 | 7.7 | 8 | 8.3 | 8.7 | 9.1 | 9.4 | 9.8 | 10.2 | 10.5 | 10.9 | 11.3 | 11.6 | 12 | 12.4 | 2.7 | 2.7 | 2.8 | 3 | 3.2 | 3.4 | 3.7 | 3.8 | 3.9 | 4.1 | 4.2 | 4.4 | 4.5 | 4.7 | 4.8 | 5 | 5.2 | 5.3 | 5.5 | 5.6 | 5.8 | 6 | 6.1 | 6.3 | 6.4 | 6.6 | 6.8 | 6.9 | 7.1 | 7.3 | 2.7 | 2.8 | 3 | 3.2 | 3.6 | 4 | 4.4 | 4.7 | 5 | 5.4 | 5.7 | 6 | 6.4 | 6.7 | 7.1 | 7.4 | 7.8 | 8.1 | 8.5 | 8.9 | 9.2 | 9.6 | 10 | 10.4 | 10.3 | 10.7 | 11 | 11.3 | 11.7 | 12 | 2.7 | 2.8 | 2.8 | 3.1 | 3.4 | 3.7 | 4 | 4.2 | 4.4 | 4.6 | 4.9 | 5.1 | 5.4 | 5.6 | 5.9 | 6.1 | 6.4 | 6.7 | 6.9 | 7.2 | 7.4 | 7.7 | 8 | 8.2 | 8.5 | 8.8 | 9 | 9.3 | 9.6 | 9.8
PSS | CONIX T1 / CONIX T2 / MEDEVA T1 | 0.9 | 0.9 | 0.9 | 0.9 | 0.9 | 1 | 1 | 1 | 1.1 | 1.2 | 1.4 | 1.5 | 1.7 | 1.9 | 2 | 2.1 | 2.3 | 2.4 | 2.5 | 2.6 | 2.7 | 2.8 | 2.8 | 2.9 | 3 | 3.1 | 3.1 | 3.2 | 3.2 | 3.3 | 0.9 | 0.9 | 1.1 | 1.2 | 1.5 | 1.7 | 1.9 | 2.1 | 2.3 | 2.5 | 2.8 | 3 | 3.2 | 3.4 | 3.6 | 3.7 | 3.8 | 3.8 | 3.9 | 4 | 4.1 | 4.2 | 4.3 | 4.4 | 4.5 | 4.6 | 4.6 | 4.7 | 4.8 | 4.8 | 0.9 | 0.9 | 1 | 1 | 1.2 | 1.4 | 1.5 | 1.7 | 1.9 | 2.2 | 2.4 | 2.7 | 2.9 | 3.1 | 3.3 | 3.4 | 3.5 | 3.6 | 3.6 | 3.8 | 3.9 | 4 | 4.1 | 4.2 | 4.3 | 4.4 | 4.5 | 4.6 | 4.6 | 4.7 | 0.9 | 1 | 1.2 | 1.5 | 1.9 | 2.3 | 2.6 | 2.9 | 3.2 | 3.5 | 3.8 | 4.1 | 4.4 | 4.7 | 4.9 | 5 | 5.1 | 5.1 | 5.3 | 5.4 | 5.6 | 5.7 | 5.8 | 5.9 | 6.4 | 6.4 | 6.4 | 6.5 | 6.5 | 6.5 | 0.9 | 0.9 | 1 | 1.1 | 1.3 | 1.5 | 1.7 | 1.9 | 2.1 | 2.3 | 2.6 | 2.8 | 3.1 | 3.3 | 3.5 | 3.6 | 3.6 | 3.7 | 3.8 | 3.9 | 4 | 4.1 | 4.2 | 4.3 | 4.4 | 4.5 | 4.6 | 4.6 | 4.7 | 4.8
PSS | CONNAHS QUAY LOCAL T1 / CONNAHS QUAY LOCAL T2 / HAWARDEN T1 / KING GEORGE ST T1 | 0.6 | 0.6 | 0.6 | 0.6 | 0.6 | 0.6 | 0.7 | 1.3 | 1.8 | 2 | 2.1 | 2.2 | 2.3 | 2.4 | 2.5 | 2.6 | 2.9 | 3 | 3.1 | 3.3 | 3.4 | 3.5 | 3.6 | 3.7 | 3.9 | 4 | 4.1 | 4.3 | 4.4 | 4.5 | 0.6 | 0.6 | 0.9 | 1.4 | 2.1 | 2.8 | 3.6 | 4.4 | 5 | 5.7 | 6.5 | 7.3 | 8.1 | 8.9 | 9.7 | 10.6 | 11.4 | 12.2 | 13.1 | 13.9 | 14.8 | 15.7 | 16.6 | 17.5 | 18.4 | 19.3 | 20.1 | 21 | 21.9 | 22.8 | 0.6 | 0.6 | 0.9 | 1.2 | 1.5 | 1.8 | 2.2 | 2.6 | 2.9 | 3.1 | 3.5 | 3.8 | 4.1 | 4.5 | 4.8 | 5.2 | 5.5 | 5.9 | 6.3 | 6.6 | 7 | 7.4 | 7.8 | 8.2 | 8.6 | 8.9 | 9.3 | 9.8 | 10.2 | 10.5 | 0.6 | 0.8 | 1.1 | 1.5 | 2.1 | 2.8 | 3.6 | 4.3 | 4.9 | 5.6 | 6.4 | 7.1 | 7.9 | 8.7 | 9.6 | 10.4 | 11.2 | 12 | 12.9 | 13.8 | 14.7 | 15.6 | 16.5 | 17.4 | 18.4 | 19.2 | 20.2 | 21.1 | 22 | 22.9 | 0.6 | 0.6 | 0.9 | 1.3 | 1.8 | 2.3 | 2.9 | 3.5 | 3.9 | 4.4 | 5 | 5.5 | 6.1 | 6.7 | 7.3 | 7.9 | 8.5 | 9.1 | 9.7 | 10.3 | 10.9 | 11.6 | 12.2 | 12.8 | 13.5 | 14.1 | 14.7 | 15.4 | 16 | 16.7
PSS | CONWY T1 / DEGANWY T1 / LLANDUDNO JUNCTION T1 | 0.4 | 0.4 | 0.4 | 0.5 | 0.5 | 0.5 | 0.5 | 0.6 | 0.6 | 0.7 | 0.7 | 0.8 | 0.8 | 0.9 | 0.9 | 1 | 1 | 1.1 | 1.2 | 1.2 | 1.3 | 1.4 | 1.4 | 1.5 | 1.6 | 1.7 | 1.7 | 1.8 | 1.9 | 2 | 0.4 | 0.5 | 0.6 | 0.7 | 1 | 1.3 | 1.7 | 2 | 2.4 | 2.8 | 3.2 | 3.7 | 4.2 | 4.6 | 5.1 | 5.5 | 6 | 6.5 | 7 | 7.4 | 7.9 | 8.4 | 8.9 | 9.4 | 9.9 | 10.4 | 10.9 | 11.4 | 11.9 | 12.4 | 0.4 | 0.5 | 0.5 | 0.5 | 0.6 | 0.7 | 0.8 | 1 | 1.1 | 1.3 | 1.5 | 1.7 | 1.9 | 2.1 | 2.3 | 2.5 | 2.7 | 2.9 | 3.1 | 3.3 | 3.5 | 3.8 | 4 | 4.2 | 4.4 | 4.6 | 4.9 | 5.1 | 5.3 | 5.6 | 0.4 | 0.5 | 0.6 | 0.7 | 1 | 1.3 | 1.6 | 2 | 2.3 | 2.7 | 3.1 | 3.6 | 4 | 4.5 | 4.9 | 5.4 | 5.9 | 6.3 | 6.8 | 7.3 | 7.8 | 8.3 | 8.8 | 9.3 | 9.7 | 10.2 | 10.7 | 11.2 | 11.7 | 12.2 | 0.4 | 0.5 | 0.5 | 0.6 | 0.8 | 1 | 1.3 | 1.5 | 1.8 | 2.1 | 2.4 | 2.7 | 3 | 3.3 | 3.7 | 4 | 4.3 | 4.7 | 5 | 5.4 | 5.7 | 6.1 | 6.5 | 6.8 | 7.2 | 7.5 | 7.9 | 8.3 | 8.6 | 9
PSS | CORWEN T1 | 1.8 | 1.8 | 1.8 | 1.8 | 1.8 | 1.8 | 1.8 | 1.8 | 1.8 | 1.9 | 1.9 | 1.9 | 2 | 2.1 | 2.2 | 2.2 | 2.4 | 2.4 | 2.5 | 2.5 | 2.5 | 2.5 | 2.6 | 2.6 | 2.6 | 2.6 | 2.6 | 2.7 | 2.7 | 2.7 | 1.8 | 1.8 | 1.8 | 1.9 | 1.9 | 2 | 2.1 | 2.2 | 2.4 | 2.6 | 2.8 | 3 | 3.2 | 3.4 | 3.6 | 3.7 | 3.8 | 3.9 | 4 | 4.2 | 4.3 | 4.5 | 4.6 | 4.7 | 4.9 | 5 | 5.1 | 5.2 | 5.4 | 5.5 | 1.8 | 1.8 | 1.8 | 1.8 | 1.8 | 1.9 | 1.9 | 2 | 2.1 | 2.3 | 2.4 | 2.6 | 2.8 | 2.9 | 3 | 3.1 | 3.2 | 3.2 | 3.3 | 3.3 | 3.4 | 3.5 | 3.6 | 3.7 | 3.7 | 3.8 | 3.8 | 3.9 | 4 | 4 | 1.8 | 1.8 | 1.8 | 2 | 2.2 | 2.3 | 2.5 | 2.7 | 2.9 | 3.1 | 3.4 | 3.6 | 3.9 | 4.1 | 4.2 | 4.4 | 4.5 | 4.6 | 4.8 | 4.9 | 5.1 | 5.3 | 5.4 | 5.6 | 6.1 | 6.2 | 6.3 | 6.4 | 6.5 | 6.7 | 1.8 | 1.8 | 1.8 | 1.8 | 1.9 | 2 | 2 | 2.1 | 2.2 | 2.4 | 2.6 | 2.8 | 3 | 3.1 | 3.3 | 3.4 | 3.5 | 3.6 | 3.6 | 3.8 | 3.9 | 4 | 4.1 | 4.2 | 4.3 | 4.4 | 4.5 | 4.6 | 4.7 | 4.7
PSS | CREWE T1 | 3.3 | 3.3 | 3.3 | 3.3 | 3.3 | 3.3 | 3.3 | 3.3 | 3.4 | 3.4 | 3.4 | 3.4 | 3.5 | 3.5 | 3.5 | 3.5 | 3.3 | 3.3 | 3.3 | 3.3 | 3.3 | 3.3 | 3.4 | 3.4 | 3.4 | 3.4 | 3.5 | 3.5 | 3.5 | 3.5 | 3.3 | 3.3 | 3.4 | 3.4 | 3.6 | 3.7 | 3.8 | 3.9 | 4 | 4.1 | 4.2 | 4.3 | 4.4 | 4.5 | 4.6 | 4.7 | 4.8 | 4.9 | 5 | 5.1 | 5.2 | 5.3 | 5.4 | 5.5 | 5.6 | 5.7 | 5.8 | 5.9 | 6 | 6.1 | 3.3 | 3.3 | 3.3 | 3.3 | 3.4 | 3.4 | 3.5 | 3.6 | 3.6 | 3.7 | 3.7 | 3.8 | 3.8 | 3.9 | 3.9 | 4 | 4 | 4.1 | 4.2 | 4.2 | 4.3 | 4.3 | 4.3 | 4.4 | 4.4 | 4.5 | 4.5 | 4.6 | 4.6 | 4.7 | 3.3 | 3.3 | 3.4 | 3.4 | 3.6 | 3.7 | 3.8 | 3.9 | 4 | 4.1 | 4.2 | 4.3 | 4.5 | 4.5 | 4.6 | 4.7 | 4.8 | 4.9 | 5 | 5.1 | 5.2 | 5.3 | 5.4 | 5.5 | 5.1 | 5.1 | 5.2 | 5.3 | 5.4 | 5.4 | 3.3 | 3.3 | 3.3 | 3.4 | 3.5 | 3.6 | 3.6 | 3.7 | 3.8 | 3.9 | 4 | 4.1 | 4.1 | 4.2 | 4.3 | 4.4 | 4.4 | 4.5 | 4.6 | 4.7 | 4.7 | 4.8 | 4.9 | 4.9 | 5 | 5.1 | 5.2 | 5.3 | 5.3 | 5.4
PSS | CRIGGION RADIO STATION T1 | 0.7 | 0.7 | 0.7 | 0.8 | 0.8 | 0.8 | 0.8 | 0.8 | 0.8 | 0.9 | 0.9 | 0.9 | 1 | 1.1 | 1.2 | 1.2 | 1.4 | 1.4 | 1.5 | 1.5 | 1.5 | 1.6 | 1.6 | 1.6 | 1.6 | 1.6 | 1.7 | 1.7 | 1.7 | 1.7 | 0.7 | 0.8 | 0.8 | 0.9 | 1 | 1.1 | 1.2 | 1.2 | 1.3 | 1.4 | 1.6 | 1.7 | 1.8 | 2 | 2.1 | 2.2 | 2.2 | 2.2 | 2.3 | 2.3 | 2.4 | 2.5 | 2.5 | 2.6 | 2.6 | 2.7 | 2.7 | 2.7 | 2.8 | 2.8 | 0.7 | 0.8 | 0.8 | 0.8 | 0.8 | 0.9 | 0.9 | 1 | 1.1 | 1.3 | 1.4 | 1.5 | 1.6 | 1.8 | 1.8 | 1.9 | 2 | 2 | 2 | 2.1 | 2.1 | 2.2 | 2.2 | 2.3 | 2.3 | 2.3 | 2.4 | 2.4 | 2.4 | 2.5 | 0.7 | 0.8 | 0.9 | 1 | 1.2 | 1.4 | 1.6 | 1.8 | 1.9 | 2.1 | 2.3 | 2.5 | 2.6 | 2.7 | 2.8 | 2.9 | 3 | 3 | 3.1 | 3.2 | 3.3 | 3.4 | 3.4 | 3.5 | 3.9 | 4 | 4 | 4.1 | 4.1 | 4.2 | 0.7 | 0.8 | 0.8 | 0.8 | 0.9 | 1 | 1 | 1.1 | 1.2 | 1.4 | 1.5 | 1.6 | 1.7 | 1.9 | 2 | 2.1 | 2.1 | 2.1 | 2.2 | 2.2 | 2.3 | 2.3 | 2.4 | 2.4 | 2.4 | 2.5 | 2.6 | 2.6 | 2.6 | 2.6
PSS | CROSSFIELDS T1 / CROSSFIELDS T2 / LEVERS CROSSFIELDS T3 / GATEWARTH SEWAGE T1 | 0.8 | 0.8 | 0.8 | 0.8 | 0.8 | 0.8 | 0.9 | 0.9 | 0.9 | 1 | 1 | 1 | 1.1 | 1.1 | 1.1 | 1.2 | 1.2 | 1.2 | 1.2 | 1.2 | 1.3 | 1.3 | 1.3 | 1.3 | 1.4 | 1.4 | 1.4 | 1.5 | 1.5 | 1.5 | 0.8 | 0.8 | 0.9 | 1 | 1.2 | 1.3 | 1.4 | 1.5 | 1.6 | 1.7 | 1.8 | 1.9 | 1.9 | 2 | 2.1 | 2.1 | 2.2 | 2.2 | 2.3 | 2.4 | 2.4 | 2.5 | 2.5 | 2.6 | 2.6 | 2.7 | 2.7 | 2.8 | 2.8 | 2.9 | 0.8 | 0.8 | 0.8 | 0.9 | 0.9 | 1 | 1.1 | 1.2 | 1.3 | 1.3 | 1.4 | 1.4 | 1.5 | 1.5 | 1.6 | 1.6 | 1.7 | 1.7 | 1.8 | 1.8 | 1.8 | 1.9 | 1.9 | 1.9 | 2 | 2 | 2.1 | 2.1 | 2.1 | 2.1 | 0.8 | 0.8 | 0.9 | 1 | 1.2 | 1.3 | 1.5 | 1.6 | 1.7 | 1.8 | 1.9 | 2 | 2.1 | 2.1 | 2.2 | 2.3 | 2.3 | 2.4 | 2.4 | 2.5 | 2.5 | 2.6 | 2.6 | 2.7 | 2.7 | 2.7 | 2.8 | 2.8 | 2.8 | 2.8 | 0.8 | 0.8 | 0.9 | 0.9 | 1.1 | 1.2 | 1.3 | 1.3 | 1.4 | 1.5 | 1.6 | 1.6 | 1.7 | 1.8 | 1.8 | 1.9 | 1.9 | 2 | 2 | 2.1 | 2.1 | 2.2 | 2.2 | 2.3 | 2.3 | 2.4 | 2.4 | 2.4 | 2.5 | 2.5
PSS | CROWTON T1 | 0.4 | 0.4 | 0.4 | 0.4 | 0.4 | 0.4 | 0.4 | 0.5 | 0.5 | 0.6 | 0.7 | 0.8 | 1 | 1.1 | 1.2 | 1.3 | 1.5 | 1.6 | 1.7 | 1.8 | 1.8 | 1.9 | 1.9 | 2 | 2.1 | 2.2 | 2.2 | 2.3 | 2.4 | 2.5 | 0.4 | 0.4 | 0.5 | 0.5 | 0.7 | 0.9 | 1 | 1.2 | 1.5 | 1.8 | 2.1 | 2.4 | 2.7 | 3 | 3.3 | 3.5 | 3.7 | 3.9 | 4.1 | 4.3 | 4.6 | 4.8 | 5 | 5.2 | 5.4 | 5.6 | 5.8 | 6 | 6.2 | 6.4 | 0.4 | 0.4 | 0.4 | 0.5 | 0.5 | 0.6 | 0.7 | 0.9 | 1.1 | 1.3 | 1.5 | 1.8 | 2 | 2.3 | 2.5 | 2.6 | 2.7 | 2.8 | 2.9 | 3.1 | 3.3 | 3.4 | 3.6 | 3.7 | 3.8 | 4 | 4.1 | 4.2 | 4.3 | 4.5 | 0.4 | 0.4 | 0.6 | 0.8 | 1.2 | 1.4 | 1.7 | 2.1 | 2.4 | 2.7 | 3 | 3.4 | 3.8 | 4.1 | 4.4 | 4.6 | 4.8 | 5 | 5.3 | 5.5 | 5.8 | 6.1 | 6.4 | 6.5 | 7.2 | 7.3 | 7.5 | 7.7 | 7.9 | 8 | 0.4 | 0.4 | 0.4 | 0.5 | 0.6 | 0.7 | 0.9 | 1.1 | 1.3 | 1.5 | 1.8 | 2.1 | 2.4 | 2.7 | 2.9 | 3.1 | 3.2 | 3.3 | 3.5 | 3.7 | 3.9 | 4.1 | 4.3 | 4.5 | 4.6 | 4.8 | 5 | 5.1 | 5.3 | 5.4
PSS | CWM DYLI T1 | 0.3 | 0.3 | 0.3 | 0.3 | 0.3 | 0.3 | 0.3 | 0.3 | 0.3 | 0.4 | 0.4 | 0.4 | 0.4 | 0.4 | 0.4 | 0.4 | 0.5 | 0.5 | 0.5 | 0.6 | 0.6 | 0.6 | 0.6 | 0.6 | 0.6 | 0.6 | 0.6 | 0.6 | 0.6 | 0.6 | 0.3 | 0.3 | 0.3 | 0.4 | 0.4 | 0.4 | 0.5 | 0.5 | 0.5 | 0.6 | 0.6 | 0.7 | 0.8 | 0.8 | 0.9 | 0.9 | 0.9 | 1 | 1 | 1 | 1 | 1.1 | 1.1 | 1.1 | 1.2 | 1.2 | 1.2 | 1.3 | 1.3 | 1.3 | 0.3 | 0.3 | 0.3 | 0.3 | 0.3 | 0.4 | 0.4 | 0.4 | 0.4 | 0.5 | 0.5 | 0.6 | 0.6 | 0.7 | 0.7 | 0.8 | 0.8 | 0.8 | 0.8 | 0.8 | 0.9 | 0.9 | 0.9 | 0.9 | 0.9 | 0.9 | 1 | 1 | 1 | 1 | 0.3 | 0.3 | 0.3 | 0.4 | 0.4 | 0.5 | 0.5 | 0.6 | 0.7 | 0.8 | 0.8 | 0.9 | 0.9 | 1 | 1 | 1.1 | 1.1 | 1.2 | 1.2 | 1.2 | 1.2 | 1.3 | 1.3 | 1.3 | 1.7 | 1.7 | 1.8 | 1.8 | 1.8 | 1.9 | 0.3 | 0.3 | 0.3 | 0.3 | 0.4 | 0.4 | 0.4 | 0.5 | 0.5 | 0.5 | 0.6 | 0.6 | 0.7 | 0.8 | 0.8 | 0.8 | 0.9 | 0.9 | 0.9 | 0.9 | 1 | 1 | 1 | 1 | 1.1 | 1.1 | 1.1 | 1.1 | 1.1 | 1.2
PSS | DAILY POST & ECHO T1 / DAILY POST & ECHO T2 | 0.1 | 0.1 | 0.1 | 0.1 | 0.1 | 0.2 | 0.2 | 0.2 | 0.2 | 0.2 | 0.2 | 0.2 | 0.2 | 0.2 | 0.2 | 0.2 | 0.2 | 0.2 | 0.2 | 0.2 | 0.2 | 0.2 | 0.2 | 0.2 | 0.2 | 0.2 | 0.2 | 0.2 | 0.2 | 0.2 | 0.1 | 0.2 | 0.2 | 0.2 | 0.2 | 0.2 | 0.2 | 0.2 | 0.3 | 0.3 | 0.3 | 0.3 | 0.3 | 0.3 | 0.3 | 0.3 | 0.3 | 0.3 | 0.3 | 0.3 | 0.3 | 0.3 | 0.3 | 0.3 | 0.3 | 0.3 | 0.3 | 0.3 | 0.3 | 0.3 | 0.1 | 0.1 | 0.2 | 0.2 | 0.2 | 0.2 | 0.2 | 0.2 | 0.2 | 0.2 | 0.2 | 0.2 | 0.2 | 0.2 | 0.2 | 0.3 | 0.3 | 0.3 | 0.3 | 0.3 | 0.3 | 0.3 | 0.3 | 0.3 | 0.3 | 0.3 | 0.3 | 0.3 | 0.3 | 0.3 | 0.1 | 0.2 | 0.2 | 0.2 | 0.2 | 0.2 | 0.2 | 0.3 | 0.3 | 0.3 | 0.3 | 0.3 | 0.3 | 0.3 | 0.3 | 0.3 | 0.3 | 0.3 | 0.3 | 0.3 | 0.3 | 0.3 | 0.3 | 0.3 | 0.3 | 0.3 | 0.3 | 0.3 | 0.3 | 0.3 | 0.1 | 0.2 | 0.2 | 0.2 | 0.2 | 0.2 | 0.2 | 0.2 | 0.2 | 0.2 | 0.2 | 0.3 | 0.3 | 0.3 | 0.3 | 0.3 | 0.3 | 0.3 | 0.3 | 0.3 | 0.3 | 0.3 | 0.3 | 0.3 | 0.3 | 0.3 | 0.3 | 0.3 | 0.3 | 0.3
PSS | DARESBURY NPL T1 / DARESBURY PK T1 | 0.4 | 0.4 | 0.4 | 0.4 | 0.4 | 0.4 | 0.4 | 0.4 | 0.5 | 0.5 | 0.5 | 0.5 | 0.6 | 0.6 | 0.6 | 0.6 | 0.6 | 0.7 | 0.7 | 0.7 | 0.7 | 0.8 | 0.8 | 0.8 | 0.8 | 0.9 | 0.9 | 0.9 | 0.9 | 0.9 | 0.4 | 0.4 | 0.4 | 0.5 | 0.6 | 0.8 | 0.9 | 1 | 1.1 | 1.2 | 1.3 | 1.5 | 1.6 | 1.7 | 1.8 | 2 | 2.1 | 2.2 | 2.3 | 2.5 | 2.6 | 2.7 | 2.8 | 2.9 | 3.1 | 3.2 | 3.3 | 3.4 | 3.6 | 3.7 | 0.4 | 0.4 | 0.4 | 0.4 | 0.5 | 0.5 | 0.6 | 0.6 | 0.7 | 0.7 | 0.8 | 0.9 | 0.9 | 1 | 1 | 1.1 | 1.2 | 1.2 | 1.3 | 1.3 | 1.4 | 1.5 | 1.5 | 1.5 | 1.6 | 1.6 | 1.7 | 1.8 | 1.8 | 1.9 | 0.4 | 0.4 | 0.4 | 0.5 | 0.6 | 0.8 | 0.9 | 1 | 1.1 | 1.2 | 1.3 | 1.5 | 1.6 | 1.7 | 1.8 | 2 | 2.1 | 2.2 | 2.3 | 2.4 | 2.6 | 2.7 | 2.8 | 3 | 3.1 | 3.1 | 3.3 | 3.4 | 3.5 | 3.6 | 0.4 | 0.4 | 0.4 | 0.5 | 0.5 | 0.6 | 0.7 | 0.8 | 0.9 | 1 | 1.1 | 1.2 | 1.3 | 1.4 | 1.4 | 1.5 | 1.6 | 1.7 | 1.8 | 1.9 | 2 | 2.1 | 2.2 | 2.2 | 2.3 | 2.4 | 2.5 | 2.6 | 2.7 | 2.8
PSS | DAVY WAY T1 / LLAY T1 | 0.9 | 0.9 | 0.9 | 0.9 | 0.9 | 1 | 1 | 1 | 1 | 1.1 | 1.1 | 1.1 | 1.2 | 1.2 | 1.2 | 1.3 | 1.3 | 1.3 | 1.3 | 1.3 | 1.3 | 1.4 | 1.4 | 1.4 | 1.4 | 1.5 | 1.5 | 1.5 | 1.6 | 1.6 | 0.9 | 1 | 1 | 1.1 | 1.3 | 1.4 | 1.5 | 1.7 | 1.8 | 1.9 | 2 | 2.2 | 2.3 | 2.5 | 2.6 | 2.7 | 2.9 | 3 | 3.1 | 3.2 | 3.3 | 3.5 | 3.6 | 3.8 | 3.9 | 4 | 4.1 | 4.2 | 4.4 | 4.5 | 0.9 | 0.9 | 1 | 1 | 1.1 | 1.1 | 1.2 | 1.3 | 1.3 | 1.4 | 1.5 | 1.5 | 1.6 | 1.7 | 1.7 | 1.8 | 1.9 | 1.9 | 2 | 2.1 | 2.2 | 2.2 | 2.3 | 2.4 | 2.4 | 2.5 | 2.5 | 2.6 | 2.7 | 2.7 | 0.9 | 1 | 1 | 1.1 | 1.3 | 1.4 | 1.5 | 1.7 | 1.8 | 1.9 | 2.1 | 2.2 | 2.3 | 2.5 | 2.6 | 2.7 | 2.9 | 3 | 3.1 | 3.2 | 3.4 | 3.5 | 3.7 | 3.8 | 3.8 | 3.9 | 4.1 | 4.2 | 4.3 | 4.5 | 0.9 | 1 | 1 | 1.1 | 1.2 | 1.3 | 1.4 | 1.5 | 1.6 | 1.7 | 1.8 | 1.9 | 2 | 2.1 | 2.2 | 2.3 | 2.4 | 2.5 | 2.6 | 2.7 | 2.8 | 2.9 | 3 | 3.1 | 3.1 | 3.3 | 3.3 | 3.4 | 3.5 | 3.6
PSS | DEESIDE ALUMINIUM T1 / DUNLOP PLASTICS T1 / FIRESTONE T1 / TETRAPAK T1 | 0 | 0 | 0 | 0 | 0 | 0 | 0 | 0 | 0 | 0 | 0 | 0 | 0 | 0 | 0 | 0 | 0.1 | 0.1 | 0.1 | 0.1 | 0.1 | 0.1 | 0.1 | 0.1 | 0.1 | 0.1 | 0.1 | 0.1 | 0.1 | 0.1 | 0 | 0 | 0 | 0 | 0 | 0 | 0.1 | 0.1 | 0.1 | 0.2 | 0.2 | 0.2 | 0.2 | 0.2 | 0.3 | 0.3 | 0.3 | 0.3 | 0.4 | 0.4 | 0.4 | 0.5 | 0.5 | 0.5 | 0.6 | 0.6 | 0.6 | 0.6 | 0.6 | 0.7 | 0 | 0 | 0 | 0 | 0 | 0 | 0 | 0 | 0 | 0 | 0 | 0.1 | 0.1 | 0.1 | 0.1 | 0.1 | 0.1 | 0.1 | 0.2 | 0.2 | 0.2 | 0.2 | 0.2 | 0.2 | 0.2 | 0.2 | 0.2 | 0.2 | 0.3 | 0.3 | 0 | 0 | 0 | 0 | 0 | 0.1 | 0.1 | 0.1 | 0.1 | 0.2 | 0.2 | 0.2 | 0.3 | 0.3 | 0.3 | 0.3 | 0.4 | 0.4 | 0.4 | 0.4 | 0.4 | 0.5 | 0.5 | 0.5 | 0.6 | 0.6 | 0.7 | 0.7 | 0.7 | 0.8 | 0 | 0 | 0 | 0 | 0 | 0 | 0 | 0.1 | 0.1 | 0.1 | 0.1 | 0.1 | 0.1 | 0.2 | 0.2 | 0.2 | 0.2 | 0.2 | 0.3 | 0.3 | 0.3 | 0.3 | 0.3 | 0.4 | 0.4 | 0.4 | 0.4 | 0.4 | 0.5 | 0.5
PSS | DEESIDE IND PK T1 / DEESIDE IND PK 6TH AVE T1 / RAF SEALAND T1 | 0.6 | 0.6 | 0.6 | 0.6 | 0.6 | 0.6 | 0.6 | 0.6 | 0.7 | 0.7 | 0.7 | 0.7 | 0.7 | 0.7 | 0.8 | 0.8 | 0.8 | 0.8 | 0.8 | 0.8 | 0.8 | 0.8 | 0.8 | 0.9 | 0.9 | 0.9 | 0.9 | 0.9 | 0.9 | 1 | 0.6 | 0.6 | 0.6 | 0.7 | 0.8 | 0.8 | 0.9 | 1 | 1 | 1.1 | 1.1 | 1.2 | 1.2 | 1.3 | 1.4 | 1.4 | 1.5 | 1.5 | 1.6 | 1.6 | 1.7 | 1.8 | 1.8 | 1.9 | 1.9 | 2 | 2.1 | 2.1 | 2.2 | 2.2 | 0.6 | 0.6 | 0.6 | 0.6 | 0.7 | 0.7 | 0.7 | 0.8 | 0.8 | 0.9 | 0.9 | 0.9 | 1 | 1 | 1 | 1.1 | 1.1 | 1.1 | 1.1 | 1.2 | 1.2 | 1.2 | 1.3 | 1.3 | 1.3 | 1.4 | 1.4 | 1.4 | 1.4 | 1.5 | 0.6 | 0.6 | 0.6 | 0.7 | 0.8 | 0.8 | 0.9 | 1 | 1.1 | 1.1 | 1.2 | 1.3 | 1.3 | 1.4 | 1.4 | 1.5 | 1.5 | 1.6 | 1.6 | 1.7 | 1.8 | 1.8 | 1.8 | 1.9 | 1.9 | 2 | 2 | 2 | 2.1 | 2.1 | 0.6 | 0.6 | 0.6 | 0.7 | 0.7 | 0.8 | 0.8 | 0.9 | 0.9 | 1 | 1 | 1.1 | 1.1 | 1.1 | 1.2 | 1.3 | 1.3 | 1.3 | 1.4 | 1.4 | 1.5 | 1.5 | 1.6 | 1.6 | 1.6 | 1.7 | 1.7 | 1.8 | 1.8 | 1.9
PSS | DELAMORE ST T1 / KIRKDALE T1 / WALTON T1 | 0.1 | 0.1 | 0.1 | 0.2 | 0.2 | 0.2 | 0.2 | 0.2 | 0.2 | 0.2 | 0.3 | 0.3 | 0.3 | 0.3 | 0.4 | 0.4 | 0.4 | 0.5 | 0.5 | 0.5 | 0.5 | 0.6 | 0.6 | 0.6 | 0.7 | 0.7 | 0.7 | 0.8 | 0.8 | 0.8 | 0.1 | 0.2 | 0.2 | 0.3 | 0.4 | 0.5 | 0.7 | 0.9 | 1.1 | 1.3 | 1.5 | 1.7 | 1.9 | 2.1 | 2.3 | 2.5 | 2.8 | 3 | 3.2 | 3.4 | 3.7 | 3.9 | 4.1 | 4.3 | 4.6 | 4.8 | 5.1 | 5.3 | 5.5 | 5.7 | 0.1 | 0.1 | 0.2 | 0.2 | 0.2 | 0.3 | 0.3 | 0.4 | 0.5 | 0.5 | 0.6 | 0.7 | 0.8 | 0.9 | 1 | 1.1 | 1.2 | 1.3 | 1.4 | 1.4 | 1.6 | 1.7 | 1.7 | 1.9 | 1.9 | 2.1 | 2.1 | 2.2 | 2.4 | 2.4 | 0.1 | 0.2 | 0.2 | 0.2 | 0.4 | 0.5 | 0.7 | 0.8 | 1 | 1.2 | 1.4 | 1.6 | 1.8 | 2 | 2.2 | 2.5 | 2.7 | 2.9 | 3.2 | 3.4 | 3.6 | 3.9 | 4.1 | 4.3 | 4.5 | 4.8 | 5 | 5.2 | 5.5 | 5.7 | 0.1 | 0.2 | 0.2 | 0.2 | 0.3 | 0.4 | 0.5 | 0.6 | 0.8 | 0.9 | 1.1 | 1.2 | 1.3 | 1.5 | 1.6 | 1.8 | 2 | 2.1 | 2.3 | 2.4 | 2.6 | 2.8 | 2.9 | 3.1 | 3.3 | 3.4 | 3.6 | 3.8 | 3.9 | 4.1
PSS | DENBIGH T1 | 0.4 | 0.4 | 0.4 | 0.4 | 0.4 | 0.5 | 0.5 | 0.5 | 0.5 | 0.5 | 0.6 | 0.6 | 0.6 | 0.6 | 0.7 | 0.7 | 0.7 | 0.7 | 0.7 | 0.7 | 0.8 | 0.8 | 0.8 | 0.8 | 0.8 | 0.9 | 0.9 | 0.9 | 0.9 | 0.9 | 0.4 | 0.5 | 0.5 | 0.6 | 0.7 | 0.8 | 0.9 | 1 | 1.1 | 1.2 | 1.4 | 1.5 | 1.6 | 1.7 | 1.8 | 2 | 2.1 | 2.2 | 2.3 | 2.5 | 2.6 | 2.7 | 2.8 | 3 | 3.1 | 3.2 | 3.4 | 3.5 | 3.6 | 3.7 | 0.4 | 0.4 | 0.5 | 0.5 | 0.5 | 0.6 | 0.6 | 0.7 | 0.7 | 0.8 | 0.8 | 0.9 | 0.9 | 1 | 1.1 | 1.1 | 1.2 | 1.2 | 1.3 | 1.3 | 1.4 | 1.4 | 1.5 | 1.5 | 1.6 | 1.7 | 1.7 | 1.8 | 1.8 | 1.9 | 0.4 | 0.5 | 0.5 | 0.6 | 0.7 | 0.8 | 0.9 | 1 | 1.1 | 1.2 | 1.4 | 1.5 | 1.6 | 1.7 | 1.9 | 2 | 2.1 | 2.2 | 2.4 | 2.5 | 2.6 | 2.7 | 2.9 | 3 | 3 | 3.2 | 3.3 | 3.4 | 3.5 | 3.7 | 0.4 | 0.4 | 0.5 | 0.5 | 0.6 | 0.7 | 0.8 | 0.8 | 0.9 | 1 | 1.1 | 1.2 | 1.3 | 1.4 | 1.5 | 1.5 | 1.6 | 1.7 | 1.8 | 1.9 | 2 | 2.1 | 2.2 | 2.3 | 2.4 | 2.4 | 2.5 | 2.6 | 2.7 | 2.8
PSS | DESOTO RD T1 / MERSEY BRIDGE T1 / PITT ST T1 | 0.9 | 0.9 | 0.9 | 0.9 | 0.9 | 1 | 1 | 1 | 1.1 | 1.1 | 1.2 | 1.2 | 1.3 | 1.3 | 1.4 | 1.4 | 1.4 | 1.5 | 1.5 | 1.5 | 1.5 | 1.6 | 1.6 | 1.6 | 1.6 | 1.7 | 1.7 | 1.7 | 1.7 | 1.7 | 0.9 | 0.9 | 1.1 | 1.2 | 1.4 | 1.6 | 1.7 | 1.9 | 1.9 | 2 | 2.1 | 2.2 | 2.2 | 2.3 | 2.4 | 2.4 | 2.5 | 2.5 | 2.5 | 2.6 | 2.6 | 2.6 | 2.7 | 2.7 | 2.7 | 2.7 | 2.8 | 2.8 | 2.8 | 2.8 | 0.9 | 0.9 | 1 | 1 | 1.1 | 1.2 | 1.3 | 1.4 | 1.5 | 1.6 | 1.6 | 1.7 | 1.8 | 1.8 | 1.9 | 1.9 | 1.9 | 2 | 2 | 2 | 2.1 | 2.1 | 2.1 | 2.1 | 2.2 | 2.2 | 2.2 | 2.2 | 2.2 | 2.2 | 0.9 | 1 | 1.1 | 1.2 | 1.5 | 1.6 | 1.8 | 2 | 2.1 | 2.2 | 2.3 | 2.4 | 2.4 | 2.5 | 2.6 | 2.6 | 2.7 | 2.7 | 2.7 | 2.7 | 2.8 | 2.8 | 2.8 | 2.9 | 2.8 | 2.8 | 2.9 | 2.9 | 2.9 | 2.9 | 0.9 | 0.9 | 1 | 1.1 | 1.3 | 1.4 | 1.5 | 1.6 | 1.7 | 1.8 | 1.9 | 1.9 | 2 | 2.1 | 2.1 | 2.1 | 2.2 | 2.2 | 2.3 | 2.3 | 2.3 | 2.4 | 2.4 | 2.4 | 2.4 | 2.5 | 2.5 | 2.5 | 2.5 | 2.5
PSS | DIBBINSDALE T1 / PLYMYARD T1 / WIBP HARDKNOTT RD T1 | 0.6 | 0.6 | 0.6 | 0.6 | 0.6 | 0.7 | 0.7 | 0.8 | 0.8 | 0.9 | 0.9 | 1 | 1 | 1.1 | 1.1 | 1.2 | 1.2 | 1.3 | 1.3 | 1.4 | 1.4 | 1.5 | 1.5 | 1.6 | 1.7 | 1.7 | 1.8 | 1.9 | 1.9 | 2 | 0.6 | 0.7 | 0.8 | 0.9 | 1.2 | 1.5 | 1.8 | 2.1 | 2.4 | 2.7 | 3.1 | 3.4 | 3.8 | 4.2 | 4.5 | 4.9 | 5.3 | 5.6 | 6 | 6.4 | 6.7 | 7.1 | 7.5 | 7.9 | 8.3 | 8.6 | 9.1 | 9.4 | 9.8 | 10.2 | 0.6 | 0.6 | 0.7 | 0.7 | 0.8 | 0.9 | 1 | 1.2 | 1.3 | 1.5 | 1.6 | 1.8 | 2 | 2.1 | 2.3 | 2.5 | 2.6 | 2.8 | 3 | 3.1 | 3.3 | 3.5 | 3.7 | 3.9 | 4 | 4.2 | 4.4 | 4.5 | 4.7 | 4.9 | 0.6 | 0.7 | 0.8 | 0.9 | 1.2 | 1.4 | 1.7 | 2 | 2.4 | 2.7 | 3 | 3.4 | 3.7 | 4.1 | 4.5 | 4.8 | 5.2 | 5.5 | 5.9 | 6.3 | 6.7 | 7.1 | 7.5 | 7.9 | 8.2 | 8.6 | 9 | 9.4 | 9.7 | 10.1 | 0.6 | 0.7 | 0.7 | 0.8 | 1 | 1.2 | 1.4 | 1.6 | 1.9 | 2.1 | 2.4 | 2.6 | 2.9 | 3.1 | 3.4 | 3.7 | 3.9 | 4.2 | 4.5 | 4.7 | 5 | 5.3 | 5.6 | 5.9 | 6.2 | 6.4 | 6.7 | 7 | 7.3 | 7.5
PSS | DINGLE T1 / GRANBY T1 / ST JAMES T2 | 0.1 | 0.1 | 0.1 | 0.1 | 0.1 | 0.2 | 0.2 | 0.2 | 0.2 | 0.2 | 0.2 | 0.2 | 0.2 | 0.2 | 0.2 | 0.3 | 0.3 | 0.3 | 0.3 | 0.3 | 0.3 | 0.3 | 0.3 | 0.3 | 0.3 | 0.4 | 0.4 | 0.4 | 0.4 | 0.4 | 0.1 | 0.2 | 0.2 | 0.2 | 0.2 | 0.3 | 0.3 | 0.4 | 0.4 | 0.5 | 0.5 | 0.5 | 0.6 | 0.6 | 0.7 | 0.7 | 0.8 | 0.8 | 0.9 | 0.9 | 1 | 1 | 1 | 1.1 | 1.1 | 1.1 | 1.2 | 1.2 | 1.3 | 1.3 | 0.1 | 0.1 | 0.2 | 0.2 | 0.2 | 0.2 | 0.2 | 0.3 | 0.3 | 0.3 | 0.3 | 0.4 | 0.4 | 0.4 | 0.4 | 0.5 | 0.5 | 0.5 | 0.5 | 0.6 | 0.6 | 0.6 | 0.6 | 0.7 | 0.7 | 0.7 | 0.8 | 0.8 | 0.8 | 0.8 | 0.1 | 0.2 | 0.2 | 0.2 | 0.2 | 0.3 | 0.3 | 0.4 | 0.4 | 0.5 | 0.5 | 0.6 | 0.6 | 0.7 | 0.7 | 0.8 | 0.8 | 0.9 | 0.9 | 0.9 | 1 | 1 | 1.1 | 1.1 | 1.1 | 1.2 | 1.2 | 1.3 | 1.3 | 1.4 | 0.1 | 0.2 | 0.2 | 0.2 | 0.2 | 0.3 | 0.3 | 0.3 | 0.4 | 0.4 | 0.4 | 0.4 | 0.5 | 0.5 | 0.6 | 0.6 | 0.6 | 0.7 | 0.7 | 0.7 | 0.8 | 0.8 | 0.8 | 0.9 | 0.9 | 0.9 | 1 | 1 | 1 | 1.1
PSS | DITTON T1 / GAVIN RD T1 / HOUGH GREEN T1 / RTZ T1 | 1.4 | 1.4 | 1.4 | 1.5 | 1.5 | 1.5 | 1.6 | 1.7 | 1.8 | 1.9 | 2 | 2.1 | 2.2 | 2.2 | 2.4 | 2.4 | 2.5 | 2.6 | 2.7 | 2.8 | 2.9 | 3 | 3.1 | 3.2 | 3.3 | 3.4 | 3.5 | 3.6 | 3.7 | 3.8 | 1.4 | 1.5 | 1.7 | 1.9 | 2.4 | 3 | 3.5 | 4 | 4.5 | 5 | 5.6 | 6.2 | 6.7 | 7.3 | 7.9 | 8.4 | 9 | 9.6 | 10.1 | 10.7 | 11.3 | 11.9 | 12.5 | 13.1 | 13.7 | 14.3 | 14.9 | 15.5 | 16.1 | 16.7 | 1.4 | 1.5 | 1.5 | 1.6 | 1.8 | 2 | 2.2 | 2.5 | 2.7 | 2.9 | 3.2 | 3.5 | 3.7 | 4 | 4.3 | 4.5 | 4.8 | 5.1 | 5.4 | 5.6 | 5.9 | 6.2 | 6.5 | 6.7 | 7 | 7.3 | 7.6 | 7.8 | 8.1 | 8.4 | 1.4 | 1.5 | 1.7 | 1.9 | 2.5 | 3 | 3.5 | 4 | 4.5 | 5 | 5.6 | 6.1 | 6.7 | 7.2 | 7.8 | 8.4 | 9 | 9.5 | 10.1 | 10.7 | 11.3 | 11.9 | 12.5 | 13.1 | 13.5 | 14.1 | 14.7 | 15.3 | 15.9 | 16.5 | 1.4 | 1.5 | 1.6 | 1.8 | 2.1 | 2.5 | 2.8 | 3.2 | 3.6 | 4 | 4.4 | 4.8 | 5.2 | 5.6 | 6.1 | 6.5 | 6.9 | 7.3 | 7.8 | 8.2 | 8.6 | 9 | 9.5 | 9.9 | 10.3 | 10.8 | 11.2 | 11.6 | 12.1 | 12.5
PSS | DODDS LA T1 / HOLBORN HILL T1 / MAGHULL T1 / MAGHULL T2 / ROBBINS BRIDGE T1 | 1 | 1.1 | 1.1 | 1.1 | 1.1 | 1.2 | 1.3 | 1.4 | 1.5 | 1.6 | 1.8 | 1.9 | 2.1 | 2.3 | 2.4 | 2.6 | 2.7 | 2.9 | 3.1 | 3.3 | 3.5 | 3.6 | 3.8 | 4.1 | 4.3 | 4.5 | 4.7 | 4.9 | 5.1 | 5.3 | 1 | 1.2 | 1.4 | 1.7 | 2.5 | 3.5 | 4.4 | 5.5 | 6.5 | 7.6 | 8.8 | 10 | 11.3 | 12.5 | 13.8 | 15.1 | 16.4 | 17.7 | 18.9 | 20.3 | 21.7 | 23 | 24.4 | 25.8 | 27.2 | 28.5 | 29.9 | 31.2 | 32.6 | 34 | 1 | 1.1 | 1.2 | 1.3 | 1.5 | 1.8 | 2.2 | 2.6 | 3 | 3.5 | 4 | 4.5 | 5 | 5.6 | 6.1 | 6.7 | 7.3 | 7.8 | 8.4 | 9 | 9.6 | 10.2 | 10.8 | 11.4 | 12 | 12.6 | 13.2 | 13.8 | 14.4 | 15.1 | 1 | 1.2 | 1.4 | 1.7 | 2.5 | 3.3 | 4.2 | 5.2 | 6.3 | 7.3 | 8.5 | 9.7 | 10.9 | 12.2 | 13.4 | 14.7 | 16 | 17.3 | 18.6 | 20 | 21.4 | 22.8 | 24.1 | 25.5 | 26.8 | 28.2 | 29.5 | 30.9 | 32.3 | 33.7 | 1 | 1.1 | 1.3 | 1.5 | 2 | 2.6 | 3.3 | 4 | 4.8 | 5.6 | 6.4 | 7.3 | 8.2 | 9.1 | 10 | 10.9 | 11.8 | 12.8 | 13.7 | 14.7 | 15.6 | 16.6 | 17.6 | 18.6 | 19.6 | 20.6 | 21.6 | 22.5 | 23.5 | 24.5
PSS | DOLGARROG GRID T1 / DOLGARROG GRID T2 | 0.5 | 0.5 | 0.5 | 0.5 | 0.5 | 0.6 | 0.6 | 0.6 | 0.6 | 0.7 | 0.8 | 0.9 | 1 | 1.1 | 1.2 | 1.3 | 1.5 | 1.5 | 1.6 | 1.7 | 1.7 | 1.8 | 1.9 | 1.9 | 2 | 2 | 2.1 | 2.1 | 2.2 | 2.2 | 0.5 | 0.6 | 0.6 | 0.7 | 0.8 | 0.9 | 1.1 | 1.3 | 1.5 | 1.7 | 2 | 2.3 | 2.5 | 2.8 | 3 | 3.2 | 3.3 | 3.4 | 3.6 | 3.8 | 4 | 4.2 | 4.4 | 4.5 | 4.7 | 4.9 | 5.1 | 5.3 | 5.4 | 5.6 | 0.5 | 0.5 | 0.6 | 0.6 | 0.7 | 0.7 | 0.8 | 1 | 1.1 | 1.3 | 1.5 | 1.7 | 1.9 | 2.1 | 2.3 | 2.4 | 2.5 | 2.6 | 2.7 | 2.8 | 2.9 | 3.1 | 3.2 | 3.3 | 3.4 | 3.5 | 3.6 | 3.8 | 3.8 | 4 | 0.5 | 0.6 | 0.7 | 0.9 | 1.2 | 1.4 | 1.7 | 2 | 2.2 | 2.5 | 2.8 | 3.1 | 3.4 | 3.7 | 3.9 | 4.1 | 4.3 | 4.4 | 4.6 | 4.9 | 5.1 | 5.3 | 5.6 | 5.7 | 6.3 | 6.4 | 6.6 | 6.7 | 6.9 | 7 | 0.5 | 0.6 | 0.6 | 0.6 | 0.7 | 0.8 | 1 | 1.1 | 1.3 | 1.5 | 1.7 | 2 | 2.2 | 2.5 | 2.6 | 2.8 | 2.9 | 3 | 3.1 | 3.3 | 3.5 | 3.6 | 3.8 | 3.9 | 4.1 | 4.2 | 4.4 | 4.5 | 4.6 | 4.8
PSS | DOLGELLAU T1 | 0.3 | 0.3 | 0.3 | 0.3 | 0.3 | 0.3 | 0.3 | 0.4 | 0.4 | 0.5 | 0.5 | 0.5 | 0.5 | 0.6 | 0.6 | 0.6 | 0.7 | 0.8 | 0.8 | 0.8 | 0.8 | 0.8 | 0.8 | 0.9 | 0.9 | 0.9 | 0.9 | 1 | 1 | 1 | 0.3 | 0.3 | 0.4 | 0.4 | 0.5 | 0.6 | 0.7 | 0.9 | 1 | 1.1 | 1.2 | 1.3 | 1.4 | 1.5 | 1.6 | 1.8 | 1.9 | 2 | 2.1 | 2.3 | 2.4 | 2.5 | 2.6 | 2.7 | 2.9 | 3 | 3.1 | 3.2 | 3.4 | 3.5 | 0.3 | 0.3 | 0.3 | 0.4 | 0.4 | 0.5 | 0.6 | 0.6 | 0.7 | 0.7 | 0.8 | 0.8 | 0.9 | 0.9 | 1 | 1 | 1.1 | 1.1 | 1.2 | 1.2 | 1.3 | 1.3 | 1.4 | 1.4 | 1.5 | 1.5 | 1.6 | 1.7 | 1.7 | 1.7 | 0.3 | 0.3 | 0.4 | 0.5 | 0.6 | 0.7 | 0.8 | 0.9 | 1 | 1.2 | 1.3 | 1.4 | 1.5 | 1.6 | 1.8 | 1.9 | 2 | 2.1 | 2.2 | 2.3 | 2.5 | 2.6 | 2.7 | 2.8 | 3 | 3.1 | 3.2 | 3.3 | 3.4 | 3.5 | 0.3 | 0.3 | 0.4 | 0.4 | 0.5 | 0.6 | 0.7 | 0.7 | 0.8 | 0.9 | 1 | 1.1 | 1.1 | 1.2 | 1.3 | 1.4 | 1.5 | 1.6 | 1.7 | 1.7 | 1.8 | 1.9 | 2 | 2.1 | 2.2 | 2.3 | 2.3 | 2.4 | 2.5 | 2.6
PSS | DUCKINGTON T1 / DUCKINGTON T2 | 0.7 | 0.7 | 0.7 | 0.7 | 0.7 | 0.7 | 0.8 | 0.8 | 0.8 | 0.9 | 0.9 | 0.9 | 1 | 1 | 1 | 1.1 | 1 | 1.1 | 1.1 | 1.1 | 1.2 | 1.2 | 1.2 | 1.2 | 1.3 | 1.3 | 1.3 | 1.4 | 1.4 | 1.4 | 0.7 | 0.7 | 0.8 | 0.9 | 1 | 1.2 | 1.3 | 1.5 | 1.6 | 1.7 | 1.9 | 2 | 2.1 | 2.3 | 2.4 | 2.6 | 2.7 | 2.9 | 3 | 3.1 | 3.3 | 3.4 | 3.6 | 3.7 | 3.9 | 4 | 4.1 | 4.3 | 4.4 | 4.6 | 0.7 | 0.7 | 0.7 | 0.8 | 0.8 | 0.9 | 1 | 1.1 | 1.1 | 1.2 | 1.3 | 1.3 | 1.4 | 1.5 | 1.6 | 1.6 | 1.7 | 1.8 | 1.8 | 1.9 | 2 | 2 | 2.1 | 2.2 | 2.3 | 2.3 | 2.4 | 2.5 | 2.5 | 2.6 | 0.7 | 0.7 | 0.8 | 0.9 | 1.1 | 1.2 | 1.3 | 1.5 | 1.6 | 1.8 | 1.9 | 2 | 2.2 | 2.3 | 2.4 | 2.6 | 2.7 | 2.8 | 3 | 3.1 | 3.3 | 3.4 | 3.5 | 3.7 | 3.7 | 3.9 | 4 | 4.1 | 4.2 | 4.4 | 0.7 | 0.7 | 0.8 | 0.8 | 0.9 | 1 | 1.2 | 1.3 | 1.4 | 1.5 | 1.6 | 1.7 | 1.8 | 1.9 | 2 | 2.1 | 2.2 | 2.3 | 2.4 | 2.5 | 2.6 | 2.7 | 2.8 | 2.9 | 3.1 | 3.2 | 3.3 | 3.4 | 3.5 | 3.6
PSS | DUDDON T1 | 0.5 | 0.6 | 0.6 | 0.6 | 0.6 | 0.6 | 0.6 | 0.6 | 0.6 | 0.7 | 0.9 | 1 | 1.2 | 1.4 | 1.5 | 1.6 | 1.8 | 1.8 | 1.9 | 2 | 2.1 | 2.1 | 2.2 | 2.2 | 2.3 | 2.4 | 2.4 | 2.5 | 2.6 | 2.6 | 0.5 | 0.6 | 0.6 | 0.7 | 0.9 | 1 | 1.1 | 1.3 | 1.5 | 1.7 | 2 | 2.3 | 2.5 | 2.8 | 3 | 3.1 | 3.2 | 3.3 | 3.5 | 3.6 | 3.8 | 3.9 | 4.1 | 4.2 | 4.4 | 4.5 | 4.7 | 4.8 | 4.9 | 5 | 0.5 | 0.6 | 0.6 | 0.6 | 0.7 | 0.8 | 0.9 | 1.1 | 1.3 | 1.5 | 1.7 | 1.9 | 2.2 | 2.4 | 2.6 | 2.7 | 2.8 | 2.8 | 2.9 | 3.1 | 3.2 | 3.3 | 3.5 | 3.6 | 3.7 | 3.8 | 3.9 | 4 | 4.1 | 4.2 | 0.5 | 0.6 | 0.8 | 1 | 1.3 | 1.6 | 1.8 | 2.1 | 2.4 | 2.6 | 2.9 | 3.3 | 3.6 | 3.9 | 4.1 | 4.3 | 4.4 | 4.5 | 4.7 | 4.9 | 5.1 | 5.3 | 5.5 | 5.6 | 6.1 | 6.2 | 6.3 | 6.4 | 6.5 | 6.6 | 0.5 | 0.6 | 0.6 | 0.7 | 0.8 | 0.9 | 1 | 1.2 | 1.4 | 1.6 | 1.9 | 2.1 | 2.3 | 2.6 | 2.8 | 2.9 | 3 | 3.1 | 3.2 | 3.3 | 3.5 | 3.6 | 3.8 | 3.9 | 4.1 | 4.2 | 4.3 | 4.4 | 4.5 | 4.6
PSS | DYFFRYN ARDUDWY T1 | 0.3 | 0.3 | 0.3 | 0.3 | 0.3 | 0.3 | 0.3 | 0.4 | 0.4 | 0.4 | 0.5 | 0.6 | 0.7 | 0.8 | 0.9 | 1 | 1.1 | 1.2 | 1.2 | 1.3 | 1.3 | 1.4 | 1.4 | 1.5 | 1.5 | 1.5 | 1.6 | 1.6 | 1.7 | 1.7 | 0.3 | 0.3 | 0.4 | 0.4 | 0.5 | 0.6 | 0.7 | 0.8 | 0.9 | 1.1 | 1.3 | 1.5 | 1.7 | 2 | 2.1 | 2.2 | 2.3 | 2.4 | 2.5 | 2.6 | 2.8 | 2.9 | 3 | 3.1 | 3.2 | 3.3 | 3.4 | 3.5 | 3.6 | 3.7 | 0.3 | 0.3 | 0.3 | 0.4 | 0.4 | 0.5 | 0.5 | 0.6 | 0.8 | 0.9 | 1.1 | 1.3 | 1.4 | 1.6 | 1.8 | 1.9 | 1.9 | 1.9 | 2 | 2.1 | 2.2 | 2.4 | 2.4 | 2.5 | 2.6 | 2.7 | 2.7 | 2.8 | 2.8 | 2.9 | 0.3 | 0.3 | 0.5 | 0.6 | 0.8 | 1 | 1.1 | 1.4 | 1.6 | 1.8 | 2 | 2.2 | 2.5 | 2.7 | 2.9 | 3 | 3.2 | 3.2 | 3.4 | 3.5 | 3.7 | 3.8 | 4 | 4.1 | 4.6 | 4.7 | 4.8 | 4.9 | 5 | 5.1 | 0.3 | 0.3 | 0.3 | 0.4 | 0.4 | 0.5 | 0.6 | 0.7 | 0.9 | 1 | 1.2 | 1.4 | 1.6 | 1.8 | 1.9 | 2 | 2.1 | 2.2 | 2.2 | 2.4 | 2.5 | 2.6 | 2.7 | 2.8 | 2.9 | 3 | 3.1 | 3.2 | 3.2 | 3.3
PSS | DYSERTH RD T1 / FFORDD LAS T1 / FFORDD LAS T2 / WESTBOURNE AVE T1 | 0.4 | 0.4 | 0.4 | 0.5 | 0.5 | 0.5 | 0.5 | 0.6 | 0.6 | 0.7 | 0.7 | 0.8 | 0.8 | 0.9 | 1 | 1 | 1.1 | 1.2 | 1.2 | 1.3 | 1.4 | 1.4 | 1.5 | 1.6 | 1.7 | 1.8 | 1.8 | 1.9 | 2 | 2.1 | 0.4 | 0.5 | 0.6 | 0.7 | 1 | 1.4 | 1.7 | 2.2 | 2.6 | 3 | 3.5 | 4 | 4.5 | 5 | 5.5 | 6 | 6.5 | 7 | 7.5 | 8.1 | 8.6 | 9.1 | 9.7 | 10.2 | 10.7 | 11.3 | 11.8 | 12.4 | 12.9 | 13.4 | 0.4 | 0.5 | 0.5 | 0.5 | 0.6 | 0.7 | 0.9 | 1 | 1.2 | 1.4 | 1.6 | 1.8 | 2 | 2.2 | 2.4 | 2.6 | 2.8 | 3.1 | 3.3 | 3.5 | 3.7 | 4 | 4.2 | 4.4 | 4.7 | 4.9 | 5.1 | 5.4 | 5.6 | 5.9 | 0.4 | 0.5 | 0.6 | 0.7 | 1 | 1.3 | 1.7 | 2.1 | 2.5 | 2.9 | 3.3 | 3.8 | 4.3 | 4.8 | 5.3 | 5.8 | 6.3 | 6.8 | 7.3 | 7.9 | 8.4 | 9 | 9.5 | 10.1 | 10.6 | 11.1 | 11.7 | 12.2 | 12.8 | 13.3 | 0.4 | 0.5 | 0.5 | 0.6 | 0.8 | 1 | 1.3 | 1.6 | 1.9 | 2.2 | 2.5 | 2.9 | 3.2 | 3.6 | 3.9 | 4.3 | 4.7 | 5 | 5.4 | 5.8 | 6.2 | 6.6 | 6.9 | 7.3 | 7.7 | 8.1 | 8.5 | 8.9 | 9.3 | 9.7
PSS | EDEN VALE T1 | 0.8 | 0.8 | 0.8 | 0.8 | 0.8 | 0.8 | 0.9 | 0.9 | 1 | 1 | 1.1 | 1.1 | 1.2 | 1.2 | 1.3 | 1.3 | 1.3 | 1.4 | 1.4 | 1.4 | 1.5 | 1.5 | 1.6 | 1.6 | 1.7 | 1.7 | 1.8 | 1.8 | 1.8 | 1.9 | 0.8 | 0.8 | 0.9 | 1.1 | 1.3 | 1.5 | 1.7 | 2 | 2.2 | 2.4 | 2.6 | 2.8 | 3 | 3.2 | 3.4 | 3.6 | 3.8 | 4 | 4.2 | 4.4 | 4.7 | 4.9 | 5.1 | 5.3 | 5.5 | 5.7 | 5.9 | 6.1 | 6.3 | 6.5 | 0.8 | 0.8 | 0.8 | 0.9 | 1 | 1.1 | 1.2 | 1.3 | 1.4 | 1.5 | 1.6 | 1.8 | 1.9 | 2 | 2.1 | 2.2 | 2.3 | 2.4 | 2.5 | 2.6 | 2.7 | 2.8 | 2.9 | 3 | 3.1 | 3.2 | 3.3 | 3.4 | 3.5 | 3.6 | 0.8 | 0.8 | 0.9 | 1.1 | 1.3 | 1.5 | 1.8 | 2 | 2.2 | 2.4 | 2.6 | 2.8 | 3.1 | 3.3 | 3.5 | 3.7 | 3.9 | 4.1 | 4.3 | 4.5 | 4.7 | 4.9 | 5.1 | 5.3 | 5.4 | 5.6 | 5.8 | 6 | 6.2 | 6.4 | 0.8 | 0.8 | 0.9 | 1 | 1.2 | 1.3 | 1.5 | 1.6 | 1.8 | 2 | 2.1 | 2.3 | 2.4 | 2.6 | 2.7 | 2.9 | 3.1 | 3.2 | 3.4 | 3.5 | 3.7 | 3.8 | 4 | 4.1 | 4.3 | 4.4 | 4.6 | 4.8 | 4.9 | 5.1
PSS | EDERN T1 | 0.4 | 0.4 | 0.4 | 0.4 | 0.4 | 0.4 | 0.4 | 0.4 | 0.4 | 0.4 | 0.5 | 0.5 | 0.5 | 0.5 | 0.5 | 0.5 | 0.6 | 0.6 | 0.6 | 0.6 | 0.6 | 0.7 | 0.7 | 0.7 | 0.7 | 0.7 | 0.8 | 0.8 | 0.8 | 0.8 | 0.4 | 0.4 | 0.4 | 0.5 | 0.6 | 0.7 | 0.7 | 0.8 | 1 | 1 | 1.2 | 1.3 | 1.4 | 1.5 | 1.7 | 1.7 | 1.9 | 2 | 2.1 | 2.2 | 2.4 | 2.5 | 2.6 | 2.7 | 2.9 | 3 | 3.1 | 3.2 | 3.3 | 3.5 | 0.4 | 0.4 | 0.4 | 0.4 | 0.4 | 0.5 | 0.5 | 0.6 | 0.6 | 0.7 | 0.7 | 0.7 | 0.8 | 0.9 | 0.9 | 0.9 | 1 | 1 | 1.1 | 1.2 | 1.2 | 1.3 | 1.4 | 1.4 | 1.5 | 1.5 | 1.6 | 1.7 | 1.7 | 1.8 | 0.4 | 0.4 | 0.4 | 0.5 | 0.6 | 0.7 | 0.7 | 0.8 | 0.9 | 1 | 1.1 | 1.3 | 1.4 | 1.5 | 1.6 | 1.7 | 1.9 | 2 | 2.1 | 2.2 | 2.4 | 2.5 | 2.6 | 2.7 | 2.8 | 2.9 | 3 | 3.2 | 3.3 | 3.4 | 0.4 | 0.4 | 0.4 | 0.4 | 0.5 | 0.6 | 0.6 | 0.7 | 0.8 | 0.8 | 0.9 | 1 | 1.1 | 1.2 | 1.3 | 1.3 | 1.4 | 1.5 | 1.6 | 1.7 | 1.8 | 1.9 | 2 | 2.1 | 2.2 | 2.3 | 2.3 | 2.5 | 2.5 | 2.6
PSS | EDGE HILL T1 / LIVERPOOL UNIVERSITY T1 / LIVERPOOL UNIVERSITY T2 / LIVERPOOL UNIVERSITY T3 | 0.1 | 0.1 | 0.1 | 0.1 | 0.1 | 0.2 | 0.2 | 0.2 | 0.2 | 0.2 | 0.2 | 0.2 | 0.2 | 0.2 | 0.2 | 0.2 | 0.2 | 0.2 | 0.2 | 0.2 | 0.2 | 0.2 | 0.2 | 0.2 | 0.2 | 0.2 | 0.2 | 0.2 | 0.2 | 0.2 | 0.1 | 0.2 | 0.2 | 0.2 | 0.2 | 0.2 | 0.3 | 0.3 | 0.3 | 0.3 | 0.3 | 0.4 | 0.4 | 0.4 | 0.4 | 0.4 | 0.4 | 0.5 | 0.5 | 0.5 | 0.5 | 0.5 | 0.5 | 0.5 | 0.6 | 0.6 | 0.6 | 0.6 | 0.6 | 0.6 | 0.1 | 0.1 | 0.2 | 0.2 | 0.2 | 0.2 | 0.2 | 0.2 | 0.2 | 0.3 | 0.3 | 0.3 | 0.3 | 0.3 | 0.3 | 0.3 | 0.4 | 0.4 | 0.4 | 0.4 | 0.4 | 0.4 | 0.4 | 0.5 | 0.5 | 0.5 | 0.5 | 0.5 | 0.5 | 0.6 | 0.1 | 0.2 | 0.2 | 0.2 | 0.2 | 0.2 | 0.3 | 0.3 | 0.3 | 0.3 | 0.4 | 0.4 | 0.4 | 0.4 | 0.5 | 0.5 | 0.5 | 0.5 | 0.5 | 0.5 | 0.5 | 0.6 | 0.6 | 0.6 | 0.6 | 0.6 | 0.6 | 0.6 | 0.6 | 0.6 | 0.1 | 0.2 | 0.2 | 0.2 | 0.2 | 0.2 | 0.2 | 0.3 | 0.3 | 0.3 | 0.3 | 0.3 | 0.3 | 0.4 | 0.4 | 0.4 | 0.4 | 0.4 | 0.4 | 0.5 | 0.5 | 0.5 | 0.5 | 0.5 | 0.5 | 0.5 | 0.6 | 0.6 | 0.6 | 0.6
PSS | EDGE LA (TAPLEY PLACE) T1 / LISTER DV B T3 / MILL LA (WAVERTREE) T1 / PLESSEY (EDGE LA) T1 / STONEYCROFT T1 | 0.1 | 0.1 | 0.1 | 0.1 | 0.1 | 0.2 | 0.2 | 0.2 | 0.2 | 0.2 | 0.2 | 0.2 | 0.2 | 0.2 | 0.2 | 0.2 | 0.2 | 0.2 | 0.2 | 0.2 | 0.2 | 0.2 | 0.2 | 0.2 | 0.2 | 0.2 | 0.2 | 0.2 | 0.2 | 0.2 | 0.1 | 0.2 | 0.2 | 0.2 | 0.2 | 0.2 | 0.3 | 0.3 | 0.3 | 0.3 | 0.3 | 0.3 | 0.3 | 0.3 | 0.3 | 0.3 | 0.3 | 0.3 | 0.3 | 0.3 | 0.3 | 0.3 | 0.3 | 0.4 | 0.4 | 0.4 | 0.4 | 0.4 | 0.4 | 0.4 | 0.1 | 0.1 | 0.2 | 0.2 | 0.2 | 0.2 | 0.2 | 0.2 | 0.2 | 0.2 | 0.2 | 0.3 | 0.3 | 0.3 | 0.3 | 0.3 | 0.3 | 0.3 | 0.3 | 0.3 | 0.3 | 0.3 | 0.3 | 0.3 | 0.3 | 0.3 | 0.3 | 0.3 | 0.3 | 0.3 | 0.1 | 0.2 | 0.2 | 0.2 | 0.2 | 0.2 | 0.3 | 0.3 | 0.3 | 0.3 | 0.3 | 0.3 | 0.3 | 0.3 | 0.3 | 0.4 | 0.4 | 0.4 | 0.4 | 0.4 | 0.4 | 0.4 | 0.4 | 0.4 | 0.4 | 0.4 | 0.4 | 0.4 | 0.4 | 0.4 | 0.1 | 0.2 | 0.2 | 0.2 | 0.2 | 0.2 | 0.2 | 0.2 | 0.3 | 0.3 | 0.3 | 0.3 | 0.3 | 0.3 | 0.3 | 0.3 | 0.3 | 0.3 | 0.3 | 0.3 | 0.3 | 0.3 | 0.3 | 0.3 | 0.3 | 0.3 | 0.3 | 0.3 | 0.3 | 0.3
PSS | EGA ELECTRIC T1 | 0.5 | 0.5 | 0.5 | 0.5 | 0.5 | 0.5 | 0.5 | 0.5 | 0.6 | 0.6 | 0.6 | 0.6 | 0.7 | 0.7 | 0.7 | 0.7 | 0.7 | 0.8 | 0.8 | 0.8 | 0.8 | 0.8 | 0.9 | 0.9 | 0.9 | 1 | 1 | 1 | 1 | 1 | 0.5 | 0.5 | 0.5 | 0.6 | 0.7 | 0.8 | 0.9 | 1.1 | 1.2 | 1.3 | 1.4 | 1.5 | 1.7 | 1.8 | 1.9 | 2.1 | 2.2 | 2.3 | 2.4 | 2.6 | 2.7 | 2.8 | 3 | 3.1 | 3.3 | 3.4 | 3.5 | 3.6 | 3.8 | 3.9 | 0.5 | 0.5 | 0.5 | 0.5 | 0.6 | 0.6 | 0.7 | 0.7 | 0.8 | 0.8 | 0.9 | 1 | 1 | 1.1 | 1.1 | 1.2 | 1.3 | 1.3 | 1.4 | 1.5 | 1.5 | 1.6 | 1.6 | 1.7 | 1.8 | 1.8 | 1.9 | 1.9 | 2 | 2.1 | 0.5 | 0.5 | 0.5 | 0.6 | 0.7 | 0.8 | 1 | 1.1 | 1.2 | 1.3 | 1.4 | 1.6 | 1.7 | 1.8 | 1.9 | 2.1 | 2.2 | 2.3 | 2.4 | 2.6 | 2.7 | 2.9 | 3 | 3.1 | 3.2 | 3.3 | 3.4 | 3.6 | 3.7 | 3.8 | 0.5 | 0.5 | 0.5 | 0.6 | 0.6 | 0.7 | 0.8 | 0.9 | 1 | 1.1 | 1.2 | 1.3 | 1.3 | 1.4 | 1.5 | 1.6 | 1.7 | 1.8 | 1.9 | 2 | 2.1 | 2.2 | 2.3 | 2.4 | 2.5 | 2.6 | 2.7 | 2.8 | 2.9 | 3
PSS | EGERTON T1 / ROCK FERRY T1 / SHELL TRANMERE T1 | 0.6 | 0.6 | 0.6 | 0.6 | 0.6 | 0.7 | 0.7 | 0.7 | 0.7 | 0.8 | 0.8 | 0.9 | 0.9 | 0.9 | 1 | 1 | 1 | 1.1 | 1.1 | 1.1 | 1.1 | 1.2 | 1.2 | 1.3 | 1.3 | 1.3 | 1.4 | 1.4 | 1.5 | 1.5 | 0.6 | 0.7 | 0.7 | 0.8 | 1 | 1.2 | 1.4 | 1.5 | 1.7 | 1.9 | 2.1 | 2.2 | 2.4 | 2.6 | 2.8 | 3 | 3.2 | 3.3 | 3.5 | 3.7 | 3.9 | 4.1 | 4.2 | 4.4 | 4.6 | 4.8 | 5 | 5.2 | 5.4 | 5.5 | 0.6 | 0.6 | 0.7 | 0.7 | 0.8 | 0.8 | 0.9 | 1 | 1.1 | 1.2 | 1.3 | 1.4 | 1.5 | 1.6 | 1.6 | 1.7 | 1.8 | 1.9 | 2 | 2 | 2.1 | 2.2 | 2.3 | 2.4 | 2.5 | 2.6 | 2.6 | 2.7 | 2.8 | 2.9 | 0.6 | 0.7 | 0.7 | 0.8 | 1 | 1.2 | 1.3 | 1.5 | 1.7 | 1.9 | 2.1 | 2.2 | 2.4 | 2.6 | 2.8 | 3 | 3.1 | 3.3 | 3.5 | 3.7 | 3.9 | 4.1 | 4.3 | 4.4 | 4.6 | 4.7 | 5 | 5.1 | 5.3 | 5.5 | 0.6 | 0.6 | 0.7 | 0.8 | 0.9 | 1 | 1.1 | 1.3 | 1.4 | 1.5 | 1.7 | 1.8 | 1.9 | 2.1 | 2.2 | 2.3 | 2.5 | 2.6 | 2.8 | 2.9 | 3 | 3.1 | 3.3 | 3.4 | 3.5 | 3.7 | 3.8 | 4 | 4.1 | 4.2
PSS | EGREMONT T1 / LISCARD T1 / POULTON T1 / STONE MANGANESE T1 | 0.6 | 0.6 | 0.6 | 0.6 | 0.6 | 0.7 | 0.7 | 0.7 | 0.7 | 0.8 | 0.8 | 0.8 | 0.8 | 0.9 | 0.9 | 0.9 | 0.9 | 1 | 1 | 1 | 1.1 | 1.1 | 1.1 | 1.1 | 1.2 | 1.2 | 1.2 | 1.2 | 1.3 | 1.3 | 0.6 | 0.7 | 0.7 | 0.8 | 0.9 | 1.1 | 1.2 | 1.4 | 1.5 | 1.6 | 1.8 | 1.9 | 2 | 2.1 | 2.3 | 2.4 | 2.5 | 2.6 | 2.8 | 2.9 | 3 | 3.2 | 3.3 | 3.4 | 3.6 | 3.7 | 3.8 | 3.9 | 4.1 | 4.2 | 0.6 | 0.6 | 0.7 | 0.7 | 0.7 | 0.8 | 0.9 | 0.9 | 1 | 1.1 | 1.2 | 1.2 | 1.3 | 1.3 | 1.4 | 1.5 | 1.5 | 1.6 | 1.7 | 1.7 | 1.8 | 1.8 | 1.9 | 1.9 | 2 | 2.1 | 2.1 | 2.2 | 2.2 | 2.3 | 0.6 | 0.7 | 0.7 | 0.8 | 0.9 | 1.1 | 1.2 | 1.4 | 1.5 | 1.7 | 1.8 | 1.9 | 2 | 2.1 | 2.3 | 2.4 | 2.6 | 2.7 | 2.8 | 2.9 | 3 | 3.2 | 3.3 | 3.4 | 3.5 | 3.6 | 3.7 | 3.8 | 3.9 | 4 | 0.6 | 0.6 | 0.7 | 0.7 | 0.8 | 1 | 1.1 | 1.2 | 1.3 | 1.4 | 1.5 | 1.5 | 1.6 | 1.7 | 1.8 | 1.9 | 2 | 2.1 | 2.2 | 2.3 | 2.4 | 2.5 | 2.6 | 2.7 | 2.8 | 2.9 | 3 | 3.1 | 3.2 | 3.2
PSS | ELLESMERE T1 / MMB ELLESMERE T1 | 1.1 | 1.1 | 1.1 | 1.1 | 1.1 | 1.1 | 1.2 | 1.2 | 1.2 | 1.3 | 1.3 | 1.4 | 1.4 | 1.4 | 1.5 | 1.5 | 1.5 | 1.5 | 1.6 | 1.6 | 1.6 | 1.7 | 1.7 | 1.7 | 1.8 | 1.8 | 1.9 | 1.9 | 1.9 | 2 | 1.1 | 1.1 | 1.2 | 1.3 | 1.5 | 1.7 | 1.9 | 2.1 | 2.3 | 2.6 | 2.8 | 3 | 3.2 | 3.5 | 3.7 | 3.9 | 4.2 | 4.4 | 4.7 | 4.9 | 5.1 | 5.3 | 5.6 | 5.9 | 6.1 | 6.4 | 6.6 | 6.8 | 7.1 | 7.3 | 1.1 | 1.1 | 1.1 | 1.2 | 1.2 | 1.3 | 1.4 | 1.5 | 1.6 | 1.7 | 1.8 | 1.9 | 2 | 2.2 | 2.3 | 2.4 | 2.5 | 2.6 | 2.7 | 2.8 | 2.9 | 3.1 | 3.2 | 3.3 | 3.4 | 3.5 | 3.6 | 3.7 | 3.9 | 4 | 1.1 | 1.1 | 1.2 | 1.3 | 1.5 | 1.7 | 1.9 | 2.1 | 2.3 | 2.5 | 2.8 | 3 | 3.2 | 3.5 | 3.7 | 3.9 | 4.1 | 4.4 | 4.6 | 4.9 | 5.1 | 5.3 | 5.6 | 5.8 | 5.9 | 6.2 | 6.4 | 6.6 | 6.9 | 7.1 | 1.1 | 1.1 | 1.2 | 1.2 | 1.4 | 1.5 | 1.7 | 1.8 | 2 | 2.1 | 2.3 | 2.5 | 2.6 | 2.8 | 3 | 3.2 | 3.3 | 3.5 | 3.7 | 3.8 | 4 | 4.2 | 4.4 | 4.6 | 4.7 | 4.9 | 5.1 | 5.3 | 5.5 | 5.7
PSS | ELTON T1 | 0.4 | 0.4 | 0.4 | 0.4 | 0.4 | 0.4 | 0.4 | 0.4 | 0.4 | 0.5 | 0.5 | 0.5 | 0.5 | 0.6 | 0.6 | 0.6 | 0.6 | 0.6 | 0.7 | 0.7 | 0.7 | 0.7 | 0.8 | 0.8 | 0.8 | 0.8 | 0.9 | 0.9 | 0.9 | 0.9 | 0.4 | 0.4 | 0.4 | 0.5 | 0.6 | 0.7 | 0.8 | 0.9 | 1 | 1.2 | 1.3 | 1.4 | 1.5 | 1.6 | 1.7 | 1.8 | 2 | 2.1 | 2.2 | 2.3 | 2.4 | 2.5 | 2.7 | 2.8 | 2.9 | 3.1 | 3.1 | 3.3 | 3.4 | 3.5 | 0.4 | 0.4 | 0.4 | 0.4 | 0.4 | 0.5 | 0.5 | 0.6 | 0.7 | 0.7 | 0.8 | 0.8 | 0.9 | 1 | 1 | 1.1 | 1.1 | 1.2 | 1.2 | 1.3 | 1.3 | 1.4 | 1.5 | 1.5 | 1.6 | 1.6 | 1.7 | 1.7 | 1.8 | 1.8 | 0.4 | 0.4 | 0.4 | 0.5 | 0.6 | 0.7 | 0.8 | 0.9 | 1 | 1.2 | 1.3 | 1.4 | 1.5 | 1.6 | 1.7 | 1.8 | 2 | 2.1 | 2.2 | 2.3 | 2.5 | 2.6 | 2.7 | 2.8 | 2.9 | 3 | 3.1 | 3.2 | 3.4 | 3.5 | 0.4 | 0.4 | 0.4 | 0.5 | 0.5 | 0.6 | 0.7 | 0.8 | 0.9 | 0.9 | 1 | 1.1 | 1.2 | 1.3 | 1.4 | 1.5 | 1.5 | 1.6 | 1.7 | 1.8 | 1.9 | 2 | 2.1 | 2.1 | 2.2 | 2.3 | 2.4 | 2.5 | 2.6 | 2.7
PSS | ENGINEER PK T1 / PILKINGTONS QUEENSFERRY T1 / QUEENSFERRY T1 | 0.7 | 0.7 | 0.7 | 0.7 | 0.7 | 0.7 | 0.7 | 0.7 | 0.8 | 0.8 | 0.8 | 0.8 | 0.9 | 0.9 | 0.9 | 0.9 | 0.9 | 0.9 | 1 | 1 | 1 | 1 | 1.1 | 1.1 | 1.1 | 1.1 | 1.2 | 1.2 | 1.2 | 1.2 | 0.7 | 0.7 | 0.7 | 0.8 | 0.9 | 1.1 | 1.2 | 1.3 | 1.4 | 1.6 | 1.7 | 1.8 | 1.9 | 2.1 | 2.2 | 2.3 | 2.5 | 2.6 | 2.8 | 2.9 | 3 | 3.2 | 3.3 | 3.5 | 3.6 | 3.7 | 3.9 | 4 | 4.2 | 4.3 | 0.7 | 0.7 | 0.7 | 0.7 | 0.8 | 0.8 | 0.9 | 0.9 | 1 | 1 | 1.1 | 1.2 | 1.2 | 1.3 | 1.4 | 1.4 | 1.5 | 1.5 | 1.6 | 1.7 | 1.8 | 1.8 | 1.9 | 1.9 | 2 | 2.1 | 2.2 | 2.2 | 2.3 | 2.3 | 0.7 | 0.7 | 0.7 | 0.8 | 0.9 | 1.1 | 1.2 | 1.3 | 1.4 | 1.5 | 1.7 | 1.8 | 1.9 | 2 | 2.2 | 2.3 | 2.4 | 2.6 | 2.7 | 2.9 | 3 | 3.1 | 3.3 | 3.4 | 3.4 | 3.6 | 3.7 | 3.8 | 4 | 4.1 | 0.7 | 0.7 | 0.7 | 0.8 | 0.8 | 0.9 | 1 | 1.1 | 1.2 | 1.3 | 1.4 | 1.5 | 1.6 | 1.7 | 1.8 | 1.9 | 2 | 2.1 | 2.2 | 2.3 | 2.4 | 2.5 | 2.6 | 2.7 | 2.8 | 2.9 | 3 | 3.1 | 3.2 | 3.3
PSS | ESTUARY COMMERCE PK T1 / LEEWARD DR T1 / LEEWARD DR T2 / SPEKE HALL RD T1 / SPEKE SKY PK T1 | 0.1 | 0.1 | 0.1 | 0.1 | 0.1 | 0.2 | 0.2 | 0.2 | 0.2 | 0.2 | 0.2 | 0.2 | 0.2 | 0.2 | 0.2 | 0.2 | 0.2 | 0.2 | 0.2 | 0.2 | 0.2 | 0.2 | 0.2 | 0.2 | 0.2 | 0.2 | 0.2 | 0.2 | 0.2 | 0.2 | 0.1 | 0.2 | 0.2 | 0.2 | 0.2 | 0.2 | 0.2 | 0.2 | 0.3 | 0.3 | 0.3 | 0.3 | 0.3 | 0.3 | 0.3 | 0.3 | 0.3 | 0.3 | 0.3 | 0.3 | 0.3 | 0.3 | 0.3 | 0.3 | 0.3 | 0.3 | 0.3 | 0.3 | 0.3 | 0.3 | 0.1 | 0.1 | 0.2 | 0.2 | 0.2 | 0.2 | 0.2 | 0.2 | 0.2 | 0.2 | 0.2 | 0.2 | 0.2 | 0.2 | 0.2 | 0.3 | 0.3 | 0.3 | 0.3 | 0.3 | 0.3 | 0.3 | 0.3 | 0.3 | 0.3 | 0.3 | 0.3 | 0.3 | 0.3 | 0.3 | 0.1 | 0.2 | 0.2 | 0.2 | 0.2 | 0.2 | 0.2 | 0.3 | 0.3 | 0.3 | 0.3 | 0.3 | 0.3 | 0.3 | 0.3 | 0.3 | 0.3 | 0.3 | 0.3 | 0.3 | 0.3 | 0.3 | 0.3 | 0.3 | 0.3 | 0.3 | 0.3 | 0.3 | 0.3 | 0.3 | 0.1 | 0.2 | 0.2 | 0.2 | 0.2 | 0.2 | 0.2 | 0.2 | 0.2 | 0.2 | 0.2 | 0.3 | 0.3 | 0.3 | 0.3 | 0.3 | 0.3 | 0.3 | 0.3 | 0.3 | 0.3 | 0.3 | 0.3 | 0.3 | 0.3 | 0.3 | 0.3 | 0.3 | 0.3 | 0.3
PSS | EVERTON BROW T1 / GARDNERS ROW T1 / SHEIL PK T1 | 0.1 | 0.1 | 0.1 | 0.1 | 0.1 | 0.2 | 0.2 | 0.2 | 0.2 | 0.2 | 0.2 | 0.2 | 0.2 | 0.2 | 0.3 | 0.3 | 0.3 | 0.3 | 0.3 | 0.3 | 0.3 | 0.3 | 0.3 | 0.4 | 0.4 | 0.4 | 0.4 | 0.4 | 0.4 | 0.4 | 0.1 | 0.2 | 0.2 | 0.2 | 0.3 | 0.3 | 0.4 | 0.4 | 0.5 | 0.5 | 0.6 | 0.6 | 0.7 | 0.8 | 0.8 | 0.9 | 0.9 | 1 | 1 | 1.1 | 1.1 | 1.2 | 1.2 | 1.3 | 1.4 | 1.4 | 1.5 | 1.5 | 1.6 | 1.7 | 0.1 | 0.2 | 0.2 | 0.2 | 0.2 | 0.2 | 0.2 | 0.3 | 0.3 | 0.3 | 0.3 | 0.4 | 0.4 | 0.4 | 0.5 | 0.5 | 0.5 | 0.5 | 0.6 | 0.6 | 0.6 | 0.7 | 0.7 | 0.7 | 0.7 | 0.8 | 0.8 | 0.8 | 0.8 | 0.9 | 0.1 | 0.2 | 0.2 | 0.2 | 0.2 | 0.3 | 0.3 | 0.4 | 0.5 | 0.5 | 0.6 | 0.6 | 0.7 | 0.7 | 0.8 | 0.9 | 0.9 | 1 | 1 | 1.1 | 1.1 | 1.2 | 1.2 | 1.3 | 1.4 | 1.4 | 1.4 | 1.5 | 1.5 | 1.6 | 0.1 | 0.2 | 0.2 | 0.2 | 0.2 | 0.3 | 0.3 | 0.3 | 0.4 | 0.4 | 0.5 | 0.5 | 0.5 | 0.6 | 0.6 | 0.7 | 0.7 | 0.7 | 0.8 | 0.9 | 0.9 | 0.9 | 1 | 1 | 1.1 | 1.1 | 1.1 | 1.2 | 1.2 | 1.3
PSS | EXPRESS FOODS T1 | 0.7 | 0.7 | 0.7 | 0.8 | 0.8 | 0.8 | 0.8 | 0.8 | 0.8 | 0.9 | 0.9 | 1 | 1.1 | 1.2 | 1.3 | 1.3 | 1.5 | 1.5 | 1.5 | 1.6 | 1.6 | 1.6 | 1.7 | 1.7 | 1.7 | 1.7 | 1.7 | 1.8 | 1.8 | 1.8 | 0.7 | 0.8 | 0.8 | 0.9 | 1 | 1.1 | 1.2 | 1.2 | 1.3 | 1.5 | 1.7 | 1.8 | 1.9 | 2 | 2.2 | 2.3 | 2.3 | 2.4 | 2.4 | 2.5 | 2.6 | 2.6 | 2.7 | 2.7 | 2.8 | 2.9 | 2.9 | 2.9 | 2.9 | 3 | 0.7 | 0.8 | 0.8 | 0.8 | 0.9 | 0.9 | 0.9 | 1.1 | 1.2 | 1.3 | 1.4 | 1.6 | 1.7 | 1.8 | 1.9 | 2 | 2 | 2.1 | 2.1 | 2.2 | 2.3 | 2.3 | 2.4 | 2.4 | 2.5 | 2.5 | 2.5 | 2.6 | 2.6 | 2.6 | 0.7 | 0.8 | 0.9 | 1 | 1.3 | 1.5 | 1.6 | 1.8 | 2 | 2.2 | 2.4 | 2.5 | 2.7 | 2.9 | 3 | 3.1 | 3.1 | 3.2 | 3.2 | 3.3 | 3.4 | 3.5 | 3.6 | 3.6 | 4.1 | 4.1 | 4.2 | 4.2 | 4.2 | 4.3 | 0.7 | 0.8 | 0.8 | 0.8 | 0.9 | 1 | 1 | 1.1 | 1.3 | 1.4 | 1.5 | 1.7 | 1.8 | 1.9 | 2.1 | 2.1 | 2.2 | 2.2 | 2.2 | 2.3 | 2.4 | 2.5 | 2.5 | 2.6 | 2.6 | 2.7 | 2.7 | 2.8 | 2.8 | 2.8
PSS | FAIRBOURNE T1 | 0.6 | 0.6 | 0.6 | 0.6 | 0.6 | 0.6 | 0.6 | 0.6 | 0.7 | 0.7 | 0.7 | 0.7 | 0.8 | 0.8 | 0.9 | 1 | 1.1 | 1.2 | 1.2 | 1.2 | 1.3 | 1.3 | 1.3 | 1.3 | 1.3 | 1.3 | 1.3 | 1.4 | 1.4 | 1.4 | 0.6 | 0.6 | 0.6 | 0.7 | 0.8 | 0.9 | 0.9 | 1 | 1.1 | 1.2 | 1.4 | 1.5 | 1.6 | 1.7 | 1.8 | 2 | 2 | 2.1 | 2.1 | 2.2 | 2.3 | 2.3 | 2.4 | 2.5 | 2.6 | 2.6 | 2.7 | 2.8 | 2.8 | 2.9 | 0.6 | 0.6 | 0.6 | 0.6 | 0.7 | 0.7 | 0.7 | 0.8 | 0.9 | 1 | 1.1 | 1.2 | 1.3 | 1.5 | 1.5 | 1.6 | 1.6 | 1.7 | 1.7 | 1.7 | 1.8 | 1.8 | 1.9 | 1.9 | 1.9 | 2 | 2 | 2 | 2.1 | 2.1 | 0.6 | 0.6 | 0.7 | 0.8 | 1 | 1.1 | 1.3 | 1.4 | 1.6 | 1.7 | 1.9 | 2 | 2.1 | 2.3 | 2.4 | 2.5 | 2.6 | 2.6 | 2.7 | 2.8 | 2.9 | 3 | 3.1 | 3.1 | 3.6 | 3.7 | 3.8 | 3.9 | 3.9 | 4 | 0.6 | 0.6 | 0.6 | 0.7 | 0.7 | 0.8 | 0.8 | 0.9 | 1 | 1.1 | 1.3 | 1.4 | 1.5 | 1.6 | 1.7 | 1.8 | 1.8 | 1.9 | 1.9 | 2 | 2 | 2.1 | 2.2 | 2.2 | 2.3 | 2.3 | 2.4 | 2.4 | 2.5 | 2.5
PSS | FAZAKERLEY HOSPITAL T1 / JACOBS T1 / JACOBS T2 / SEEDS LA T1 | 0.8 | 0.8 | 0.8 | 0.8 | 0.8 | 0.9 | 0.9 | 0.9 | 1 | 1 | 1.1 | 1.1 | 1.2 | 1.2 | 1.2 | 1.3 | 1.3 | 1.3 | 1.3 | 1.4 | 1.4 | 1.5 | 1.5 | 1.5 | 1.6 | 1.6 | 1.6 | 1.7 | 1.7 | 1.7 | 0.8 | 0.9 | 1 | 1.1 | 1.3 | 1.5 | 1.6 | 1.8 | 2 | 2.1 | 2.3 | 2.5 | 2.6 | 2.7 | 2.9 | 3 | 3.2 | 3.3 | 3.5 | 3.6 | 3.8 | 3.9 | 4.1 | 4.2 | 4.4 | 4.5 | 4.6 | 4.8 | 4.9 | 5.1 | 0.8 | 0.8 | 0.9 | 0.9 | 1 | 1.1 | 1.2 | 1.3 | 1.4 | 1.5 | 1.5 | 1.6 | 1.7 | 1.8 | 1.9 | 1.9 | 2 | 2.1 | 2.2 | 2.3 | 2.4 | 2.4 | 2.5 | 2.6 | 2.6 | 2.7 | 2.8 | 2.9 | 2.9 | 3 | 0.8 | 0.9 | 1 | 1.1 | 1.3 | 1.5 | 1.7 | 1.9 | 2 | 2.2 | 2.3 | 2.5 | 2.6 | 2.8 | 2.9 | 3.1 | 3.2 | 3.4 | 3.5 | 3.6 | 3.8 | 3.9 | 4.1 | 4.2 | 4.3 | 4.4 | 4.5 | 4.7 | 4.8 | 4.9 | 0.8 | 0.9 | 0.9 | 1 | 1.1 | 1.3 | 1.4 | 1.5 | 1.7 | 1.8 | 1.9 | 2 | 2.2 | 2.3 | 2.4 | 2.5 | 2.6 | 2.7 | 2.8 | 2.9 | 3.1 | 3.2 | 3.3 | 3.4 | 3.5 | 3.6 | 3.7 | 3.8 | 3.9 | 4
PSS | FERODO T1 | 0.6 | 0.6 | 0.6 | 0.6 | 0.6 | 0.6 | 0.6 | 0.6 | 0.6 | 0.6 | 0.7 | 0.7 | 0.7 | 0.7 | 0.7 | 0.8 | 0.7 | 0.8 | 0.8 | 0.8 | 0.8 | 0.8 | 0.8 | 0.8 | 0.9 | 0.9 | 0.9 | 0.9 | 0.9 | 0.9 | 0.6 | 0.6 | 0.6 | 0.7 | 0.8 | 0.9 | 1 | 1.1 | 1.1 | 1.2 | 1.4 | 1.5 | 1.6 | 1.7 | 1.8 | 1.8 | 1.9 | 2 | 2.1 | 2.2 | 2.4 | 2.5 | 2.6 | 2.6 | 2.7 | 2.8 | 2.9 | 3 | 3.1 | 3.2 | 0.6 | 0.6 | 0.6 | 0.6 | 0.6 | 0.7 | 0.7 | 0.8 | 0.8 | 0.9 | 0.9 | 1 | 1 | 1.1 | 1.1 | 1.2 | 1.2 | 1.3 | 1.3 | 1.4 | 1.4 | 1.5 | 1.5 | 1.6 | 1.6 | 1.7 | 1.7 | 1.8 | 1.8 | 1.9 | 0.6 | 0.6 | 0.6 | 0.7 | 0.8 | 0.9 | 1 | 1.1 | 1.2 | 1.3 | 1.4 | 1.5 | 1.6 | 1.7 | 1.8 | 1.9 | 2 | 2.1 | 2.2 | 2.3 | 2.4 | 2.5 | 2.6 | 2.7 | 2.7 | 2.8 | 2.9 | 3 | 3.1 | 3.2 | 0.6 | 0.6 | 0.6 | 0.6 | 0.7 | 0.8 | 0.8 | 0.9 | 1 | 1.1 | 1.1 | 1.2 | 1.3 | 1.4 | 1.4 | 1.5 | 1.6 | 1.7 | 1.7 | 1.8 | 1.9 | 2 | 2 | 2.1 | 2.2 | 2.3 | 2.3 | 2.4 | 2.5 | 2.5
PSS | FISONS T1 | 0.8 | 0.8 | 0.8 | 0.8 | 0.8 | 0.8 | 0.9 | 0.9 | 0.9 | 1 | 1 | 1.1 | 1.1 | 1.1 | 1.2 | 1.2 | 1.2 | 1.2 | 1.3 | 1.3 | 1.3 | 1.3 | 1.4 | 1.4 | 1.4 | 1.4 | 1.4 | 1.5 | 1.5 | 1.5 | 0.8 | 0.8 | 0.9 | 1 | 1.2 | 1.3 | 1.5 | 1.6 | 1.7 | 1.8 | 1.9 | 2 | 2.1 | 2.2 | 2.3 | 2.4 | 2.5 | 2.5 | 2.6 | 2.7 | 2.8 | 2.9 | 3 | 3 | 3.1 | 3.2 | 3.3 | 3.3 | 3.4 | 3.5 | 0.8 | 0.8 | 0.8 | 0.9 | 0.9 | 1 | 1.1 | 1.2 | 1.3 | 1.3 | 1.4 | 1.5 | 1.5 | 1.6 | 1.6 | 1.7 | 1.7 | 1.8 | 1.8 | 1.9 | 1.9 | 1.9 | 2 | 2 | 2.1 | 2.1 | 2.1 | 2.2 | 2.2 | 2.2 | 0.8 | 0.8 | 0.9 | 1 | 1.2 | 1.4 | 1.5 | 1.7 | 1.8 | 1.9 | 2 | 2.1 | 2.2 | 2.3 | 2.4 | 2.4 | 2.5 | 2.6 | 2.7 | 2.8 | 2.9 | 2.9 | 3 | 3.1 | 3.1 | 3.1 | 3.2 | 3.3 | 3.4 | 3.4 | 0.8 | 0.8 | 0.9 | 0.9 | 1.1 | 1.2 | 1.3 | 1.4 | 1.5 | 1.6 | 1.7 | 1.7 | 1.8 | 1.9 | 2 | 2 | 2.1 | 2.2 | 2.2 | 2.3 | 2.4 | 2.4 | 2.5 | 2.5 | 2.6 | 2.6 | 2.7 | 2.7 | 2.8 | 2.9
PSS | FLINT T1 / FLINT T2 | 0.4 | 0.4 | 0.4 | 0.4 | 0.4 | 0.5 | 0.9 | 1.7 | 2.2 | 2.4 | 2.4 | 2.4 | 2.5 | 2.5 | 2.5 | 2.5 | 2.7 | 2.7 | 2.8 | 2.8 | 2.8 | 2.8 | 2.9 | 2.9 | 2.9 | 2.9 | 2.9 | 3 | 3 | 3 | 0.4 | 0.5 | 0.8 | 1.3 | 1.7 | 2.1 | 2.4 | 2.9 | 3 | 3.1 | 3.2 | 3.4 | 3.5 | 3.6 | 3.7 | 3.8 | 4 | 4.1 | 4.2 | 4.4 | 4.5 | 4.6 | 4.8 | 4.9 | 5 | 5.2 | 5.3 | 5.5 | 5.6 | 5.7 | 0.4 | 0.5 | 0.9 | 1.2 | 1.6 | 1.9 | 2.2 | 2.5 | 2.6 | 2.7 | 2.7 | 2.8 | 2.9 | 2.9 | 3 | 3 | 3.1 | 3.2 | 3.2 | 3.3 | 3.4 | 3.4 | 3.5 | 3.6 | 3.6 | 3.7 | 3.7 | 3.8 | 3.9 | 3.9 | 0.4 | 0.7 | 1 | 1.3 | 1.8 | 2.1 | 2.5 | 3 | 3.1 | 3.2 | 3.3 | 3.5 | 3.6 | 3.7 | 3.8 | 4 | 4.1 | 4.2 | 4.4 | 4.5 | 4.6 | 4.8 | 4.9 | 5.1 | 5.3 | 5.4 | 5.5 | 5.7 | 5.8 | 5.9 | 0.4 | 0.5 | 0.9 | 1.3 | 1.6 | 2 | 2.3 | 2.7 | 2.8 | 2.9 | 3 | 3.1 | 3.2 | 3.3 | 3.4 | 3.4 | 3.6 | 3.6 | 3.7 | 3.8 | 3.9 | 4 | 4.1 | 4.2 | 4.3 | 4.4 | 4.5 | 4.6 | 4.7 | 4.8
PSS | FODENS T1 | 0.8 | 0.8 | 0.8 | 0.8 | 0.8 | 0.8 | 0.9 | 0.9 | 0.9 | 1 | 1 | 1 | 1.1 | 1.1 | 1.2 | 1.2 | 1.2 | 1.2 | 1.3 | 1.3 | 1.3 | 1.4 | 1.4 | 1.5 | 1.5 | 1.5 | 1.6 | 1.6 | 1.6 | 1.7 | 0.8 | 0.8 | 0.9 | 1 | 1.2 | 1.4 | 1.6 | 1.8 | 2.1 | 2.3 | 2.5 | 2.7 | 3 | 3.2 | 3.4 | 3.7 | 3.9 | 4.1 | 4.4 | 4.6 | 4.9 | 5.1 | 5.4 | 5.6 | 5.8 | 6.1 | 6.3 | 6.6 | 6.8 | 7.1 | 0.8 | 0.8 | 0.8 | 0.9 | 0.9 | 1 | 1.1 | 1.2 | 1.3 | 1.4 | 1.5 | 1.6 | 1.7 | 1.9 | 2 | 2.1 | 2.2 | 2.3 | 2.4 | 2.5 | 2.6 | 2.8 | 2.9 | 3 | 3.1 | 3.2 | 3.3 | 3.5 | 3.6 | 3.7 | 0.8 | 0.8 | 0.9 | 1 | 1.2 | 1.4 | 1.6 | 1.8 | 2 | 2.2 | 2.5 | 2.7 | 3 | 3.2 | 3.4 | 3.7 | 3.9 | 4.1 | 4.4 | 4.6 | 4.8 | 5.1 | 5.3 | 5.6 | 5.7 | 6 | 6.2 | 6.4 | 6.7 | 6.9 | 0.8 | 0.8 | 0.9 | 0.9 | 1.1 | 1.2 | 1.4 | 1.5 | 1.7 | 1.8 | 2 | 2.2 | 2.4 | 2.5 | 2.7 | 2.9 | 3 | 3.2 | 3.4 | 3.6 | 3.8 | 3.9 | 4.1 | 4.3 | 4.5 | 4.7 | 4.8 | 5 | 5.2 | 5.4
PSS | FORD T1 / OXTON T1 / PRENTON LOCAL T1 / SINGLETON AVE T2 | 0.6 | 0.6 | 0.6 | 0.7 | 0.7 | 0.7 | 0.8 | 0.9 | 1 | 1.1 | 1.2 | 1.3 | 1.4 | 1.5 | 1.7 | 1.8 | 1.9 | 2 | 2.2 | 2.3 | 2.4 | 2.6 | 2.8 | 2.9 | 3.1 | 3.2 | 3.4 | 3.5 | 3.7 | 3.8 | 0.6 | 0.7 | 0.9 | 1.1 | 1.8 | 2.5 | 3.2 | 4 | 4.8 | 5.7 | 6.6 | 7.6 | 8.6 | 9.6 | 10.6 | 11.5 | 12.6 | 13.6 | 14.6 | 15.6 | 16.7 | 17.8 | 18.9 | 19.9 | 21 | 22.1 | 23.2 | 24.2 | 25.3 | 26.4 | 0.6 | 0.7 | 0.7 | 0.8 | 1 | 1.2 | 1.5 | 1.8 | 2.1 | 2.5 | 2.9 | 3.3 | 3.7 | 4.1 | 4.5 | 5 | 5.4 | 5.9 | 6.3 | 6.8 | 7.3 | 7.7 | 8.2 | 8.7 | 9.2 | 9.6 | 10.1 | 10.6 | 11.1 | 11.6 | 0.6 | 0.7 | 0.9 | 1.1 | 1.7 | 2.3 | 3.1 | 3.8 | 4.6 | 5.4 | 6.3 | 7.3 | 8.2 | 9.2 | 10.2 | 11.2 | 12.3 | 13.3 | 14.3 | 15.4 | 16.4 | 17.5 | 18.6 | 19.7 | 20.7 | 21.8 | 22.9 | 24 | 25.1 | 26.2 | 0.6 | 0.7 | 0.8 | 1 | 1.4 | 1.8 | 2.4 | 2.9 | 3.5 | 4.1 | 4.8 | 5.4 | 6.1 | 6.8 | 7.5 | 8.3 | 9 | 9.7 | 10.5 | 11.2 | 12 | 12.8 | 13.5 | 14.3 | 15.1 | 15.8 | 16.6 | 17.4 | 18.2 | 19
PSS | FORDEN T1 | 0.8 | 0.8 | 0.8 | 0.8 | 0.8 | 0.8 | 0.9 | 0.9 | 0.9 | 1 | 1.1 | 1.2 | 1.3 | 1.5 | 1.6 | 1.6 | 1.8 | 1.9 | 1.9 | 2 | 2.1 | 2.2 | 2.2 | 2.3 | 2.3 | 2.4 | 2.4 | 2.5 | 2.5 | 2.6 | 0.8 | 0.8 | 0.9 | 1 | 1.1 | 1.3 | 1.5 | 1.7 | 1.9 | 2.2 | 2.5 | 2.8 | 3 | 3.3 | 3.5 | 3.7 | 3.9 | 4 | 4.2 | 4.4 | 4.6 | 4.8 | 5 | 5.2 | 5.4 | 5.6 | 5.8 | 6 | 6.1 | 6.3 | 0.8 | 0.8 | 0.8 | 0.9 | 0.9 | 1.1 | 1.2 | 1.3 | 1.5 | 1.7 | 1.9 | 2.1 | 2.4 | 2.6 | 2.7 | 2.9 | 3 | 3 | 3.1 | 3.3 | 3.4 | 3.5 | 3.7 | 3.8 | 3.9 | 4 | 4.2 | 4.3 | 4.4 | 4.5 | 0.8 | 0.8 | 1 | 1.2 | 1.5 | 1.8 | 2.1 | 2.4 | 2.7 | 3 | 3.4 | 3.7 | 4 | 4.3 | 4.6 | 4.8 | 4.9 | 5.1 | 5.3 | 5.6 | 5.8 | 6 | 6.2 | 6.4 | 7 | 7.2 | 7.3 | 7.5 | 7.7 | 7.8 | 0.8 | 0.8 | 0.9 | 0.9 | 1 | 1.2 | 1.3 | 1.5 | 1.7 | 1.9 | 2.2 | 2.4 | 2.7 | 2.9 | 3.1 | 3.3 | 3.4 | 3.5 | 3.7 | 3.8 | 4 | 4.2 | 4.4 | 4.5 | 4.7 | 4.8 | 5 | 5.1 | 5.3 | 5.4
PSS | FOUR CROSSES T1 | 7.6 | 7.6 | 7.6 | 7.6 | 7.6 | 7.6 | 7.6 | 7.6 | 7.6 | 7.7 | 7.7 | 7.7 | 7.8 | 8 | 8.2 | 8.3 | 8.4 | 8.4 | 8.4 | 8.4 | 8.4 | 8.4 | 8.5 | 8.5 | 8.5 | 8.5 | 8.6 | 8.6 | 8.6 | 8.6 | 7.6 | 7.6 | 7.7 | 7.7 | 7.7 | 7.8 | 7.8 | 7.9 | 7.9 | 8.2 | 8.4 | 8.7 | 8.9 | 9.2 | 9.3 | 9.5 | 9.6 | 9.6 | 9.6 | 9.7 | 9.8 | 9.9 | 10 | 10 | 10.1 | 10.2 | 10.2 | 10.3 | 10.3 | 10.4 | 7.6 | 7.6 | 7.6 | 7.6 | 7.7 | 7.7 | 7.7 | 7.7 | 7.9 | 8.1 | 8.4 | 8.7 | 8.9 | 9.2 | 9.3 | 9.4 | 9.5 | 9.5 | 9.5 | 9.5 | 9.7 | 9.7 | 9.8 | 9.8 | 9.9 | 9.9 | 10 | 10 | 10.1 | 10.1 | 7.6 | 7.6 | 7.7 | 7.9 | 8.2 | 8.4 | 8.6 | 9 | 9.3 | 9.6 | 9.9 | 10.3 | 10.6 | 10.8 | 11 | 11.1 | 11.2 | 11.3 | 11.4 | 11.5 | 11.6 | 11.7 | 11.8 | 11.9 | 12.3 | 12.3 | 12.3 | 12.3 | 12.3 | 12.3 | 7.6 | 7.6 | 7.6 | 7.7 | 7.7 | 7.7 | 7.8 | 7.8 | 7.9 | 8.2 | 8.4 | 8.7 | 8.9 | 9.2 | 9.3 | 9.5 | 9.5 | 9.6 | 9.6 | 9.6 | 9.7 | 9.8 | 9.9 | 9.9 | 10 | 10.1 | 10.1 | 10.2 | 10.2 | 10.2
PSS | FRODSHAM LOCAL T1 | 0.4 | 0.4 | 0.4 | 0.4 | 0.4 | 0.5 | 0.5 | 0.5 | 0.5 | 0.6 | 0.6 | 0.7 | 0.7 | 0.7 | 0.8 | 0.8 | 0.8 | 0.9 | 0.9 | 1 | 1 | 1.1 | 1.1 | 1.2 | 1.2 | 1.2 | 1.3 | 1.3 | 1.4 | 1.4 | 0.4 | 0.5 | 0.5 | 0.6 | 0.8 | 1.1 | 1.3 | 1.5 | 1.8 | 2.1 | 2.3 | 2.6 | 2.9 | 3.2 | 3.5 | 3.8 | 4.1 | 4.4 | 4.7 | 5 | 5.3 | 5.6 | 5.9 | 6.2 | 6.5 | 6.9 | 7.2 | 7.5 | 7.8 | 8.1 | 0.4 | 0.4 | 0.5 | 0.5 | 0.6 | 0.6 | 0.7 | 0.8 | 0.9 | 1 | 1.2 | 1.3 | 1.4 | 1.6 | 1.7 | 1.8 | 1.9 | 2.1 | 2.2 | 2.4 | 2.5 | 2.6 | 2.8 | 2.9 | 3 | 3.2 | 3.3 | 3.4 | 3.6 | 3.7 | 0.4 | 0.4 | 0.5 | 0.6 | 0.8 | 1 | 1.2 | 1.5 | 1.7 | 2 | 2.3 | 2.5 | 2.8 | 3.1 | 3.4 | 3.7 | 4 | 4.3 | 4.6 | 4.9 | 5.3 | 5.6 | 5.8 | 6.2 | 6.5 | 6.8 | 7.1 | 7.4 | 7.7 | 8 | 0.4 | 0.4 | 0.5 | 0.6 | 0.7 | 0.8 | 1 | 1.2 | 1.4 | 1.6 | 1.8 | 2 | 2.2 | 2.4 | 2.6 | 2.8 | 3 | 3.2 | 3.4 | 3.7 | 3.9 | 4.1 | 4.3 | 4.6 | 4.8 | 5 | 5.2 | 5.4 | 5.7 | 5.9
PSS | GADBROOK T1 | 0.8 | 0.8 | 0.8 | 0.8 | 0.8 | 0.8 | 0.9 | 0.9 | 1 | 1 | 1 | 1.1 | 1.1 | 1.2 | 1.2 | 1.2 | 1.3 | 1.3 | 1.3 | 1.4 | 1.4 | 1.4 | 1.5 | 1.5 | 1.6 | 1.6 | 1.6 | 1.6 | 1.7 | 1.7 | 0.8 | 0.8 | 0.9 | 1.1 | 1.3 | 1.5 | 1.6 | 1.8 | 2 | 2.2 | 2.3 | 2.5 | 2.6 | 2.8 | 3 | 3.1 | 3.3 | 3.4 | 3.6 | 3.7 | 3.9 | 4 | 4.2 | 4.3 | 4.5 | 4.6 | 4.8 | 5 | 5.1 | 5.3 | 0.8 | 0.8 | 0.8 | 0.9 | 1 | 1.1 | 1.2 | 1.3 | 1.4 | 1.4 | 1.6 | 1.6 | 1.7 | 1.8 | 1.9 | 2 | 2.1 | 2.1 | 2.2 | 2.3 | 2.4 | 2.4 | 2.5 | 2.6 | 2.7 | 2.8 | 2.8 | 2.9 | 3 | 3 | 0.8 | 0.8 | 0.9 | 1.1 | 1.3 | 1.5 | 1.7 | 1.9 | 2 | 2.2 | 2.4 | 2.5 | 2.7 | 2.9 | 3 | 3.2 | 3.3 | 3.5 | 3.6 | 3.8 | 3.9 | 4.1 | 4.2 | 4.4 | 4.5 | 4.6 | 4.8 | 4.9 | 5 | 5.2 | 0.8 | 0.8 | 0.9 | 1 | 1.1 | 1.3 | 1.4 | 1.5 | 1.7 | 1.8 | 1.9 | 2.1 | 2.2 | 2.3 | 2.4 | 2.5 | 2.7 | 2.8 | 2.9 | 3 | 3.1 | 3.2 | 3.4 | 3.5 | 3.6 | 3.7 | 3.8 | 3.9 | 4 | 4.1
PSS | GAERWEN VIEW T1 | 0.3 | 0.3 | 0.3 | 0.3 | 0.3 | 0.3 | 0.3 | 0.3 | 0.4 | 0.4 | 0.4 | 0.4 | 0.4 | 0.4 | 0.4 | 0.4 | 0.4 | 0.4 | 0.4 | 0.5 | 0.5 | 0.5 | 0.5 | 0.5 | 0.5 | 0.5 | 0.5 | 0.6 | 0.6 | 0.6 | 0.3 | 0.3 | 0.4 | 0.4 | 0.4 | 0.5 | 0.5 | 0.6 | 0.6 | 0.7 | 0.7 | 0.8 | 0.8 | 0.8 | 0.9 | 0.9 | 1 | 1 | 1.1 | 1.1 | 1.2 | 1.2 | 1.2 | 1.3 | 1.3 | 1.4 | 1.4 | 1.5 | 1.5 | 1.5 | 0.3 | 0.3 | 0.3 | 0.3 | 0.4 | 0.4 | 0.4 | 0.4 | 0.5 | 0.5 | 0.5 | 0.5 | 0.5 | 0.5 | 0.6 | 0.6 | 0.6 | 0.6 | 0.6 | 0.7 | 0.7 | 0.7 | 0.7 | 0.7 | 0.7 | 0.8 | 0.8 | 0.8 | 0.8 | 0.8 | 0.3 | 0.3 | 0.4 | 0.4 | 0.4 | 0.5 | 0.5 | 0.6 | 0.6 | 0.7 | 0.7 | 0.8 | 0.8 | 0.8 | 0.9 | 0.9 | 1 | 1 | 1 | 1.1 | 1.1 | 1.2 | 1.2 | 1.3 | 1.3 | 1.3 | 1.3 | 1.4 | 1.4 | 1.4 | 0.3 | 0.3 | 0.3 | 0.4 | 0.4 | 0.4 | 0.5 | 0.5 | 0.5 | 0.6 | 0.6 | 0.6 | 0.7 | 0.7 | 0.7 | 0.8 | 0.8 | 0.8 | 0.9 | 0.9 | 0.9 | 1 | 1 | 1 | 1 | 1.1 | 1.1 | 1.1 | 1.2 | 1.2
PSS | GIGG LA THELWALL T1 / HILLCLIFFE T1 / STOCKTON HEATH T1 / STRETTON IND EST T1 | 0.8 | 0.8 | 0.8 | 0.8 | 0.8 | 0.9 | 1 | 1.1 | 1.1 | 1.3 | 1.4 | 1.5 | 1.6 | 1.7 | 1.9 | 2 | 2.1 | 2.2 | 2.4 | 2.5 | 2.7 | 2.8 | 2.9 | 3.1 | 3.2 | 3.4 | 3.5 | 3.7 | 3.8 | 4 | 0.8 | 0.9 | 1.1 | 1.4 | 2 | 2.6 | 3.4 | 4.1 | 4.9 | 5.7 | 6.5 | 7.4 | 8.3 | 9.3 | 10.2 | 11.1 | 12 | 12.9 | 13.9 | 14.8 | 15.8 | 16.8 | 17.7 | 18.7 | 19.7 | 20.7 | 21.6 | 22.6 | 23.6 | 24.6 | 0.8 | 0.8 | 0.9 | 1 | 1.2 | 1.4 | 1.7 | 2 | 2.3 | 2.7 | 3 | 3.4 | 3.8 | 4.2 | 4.6 | 5 | 5.4 | 5.8 | 6.3 | 6.7 | 7.1 | 7.6 | 8 | 8.4 | 8.9 | 9.3 | 9.7 | 10.2 | 10.6 | 11.1 | 0.8 | 0.9 | 1.1 | 1.3 | 1.9 | 2.6 | 3.3 | 4 | 4.7 | 5.5 | 6.4 | 7.2 | 8.1 | 9 | 9.9 | 10.8 | 11.8 | 12.7 | 13.6 | 14.6 | 15.6 | 16.6 | 17.6 | 18.5 | 19.4 | 20.5 | 21.4 | 22.4 | 23.4 | 24.4 | 0.8 | 0.9 | 1 | 1.2 | 1.6 | 2 | 2.5 | 3.1 | 3.6 | 4.2 | 4.8 | 5.4 | 6.1 | 6.7 | 7.4 | 8.1 | 8.7 | 9.4 | 10.1 | 10.8 | 11.5 | 12.2 | 12.9 | 13.6 | 14.3 | 15 | 15.7 | 16.4 | 17.1 | 17.8
PSS | GILBROOK DOCK T1 / HILL RD T1 / MOBIL OIL (WALLASEY) T1 | 0.6 | 0.6 | 0.6 | 0.6 | 0.6 | 0.7 | 0.7 | 0.7 | 0.7 | 0.7 | 0.8 | 0.8 | 0.8 | 0.8 | 0.9 | 0.9 | 0.9 | 0.9 | 0.9 | 1 | 1 | 1 | 1 | 1 | 1.1 | 1.1 | 1.1 | 1.1 | 1.1 | 1.2 | 0.6 | 0.6 | 0.7 | 0.8 | 0.9 | 1 | 1.2 | 1.3 | 1.4 | 1.5 | 1.6 | 1.7 | 1.8 | 1.9 | 2 | 2 | 2.1 | 2.2 | 2.3 | 2.4 | 2.5 | 2.6 | 2.7 | 2.8 | 2.9 | 2.9 | 3 | 3.1 | 3.2 | 3.3 | 0.6 | 0.6 | 0.7 | 0.7 | 0.7 | 0.8 | 0.9 | 0.9 | 1 | 1 | 1.1 | 1.1 | 1.2 | 1.3 | 1.3 | 1.4 | 1.4 | 1.5 | 1.5 | 1.5 | 1.6 | 1.6 | 1.7 | 1.7 | 1.8 | 1.8 | 1.9 | 1.9 | 2 | 2 | 0.6 | 0.7 | 0.7 | 0.8 | 0.9 | 1 | 1.2 | 1.3 | 1.4 | 1.5 | 1.6 | 1.7 | 1.8 | 1.9 | 2 | 2.1 | 2.2 | 2.3 | 2.3 | 2.4 | 2.5 | 2.6 | 2.7 | 2.8 | 2.8 | 2.9 | 3 | 3.1 | 3.2 | 3.2 | 0.6 | 0.6 | 0.7 | 0.7 | 0.8 | 0.9 | 1 | 1.1 | 1.2 | 1.3 | 1.3 | 1.4 | 1.5 | 1.6 | 1.6 | 1.7 | 1.8 | 1.9 | 1.9 | 2 | 2 | 2.1 | 2.2 | 2.3 | 2.3 | 2.4 | 2.5 | 2.5 | 2.6 | 2.7
PSS | GLAN-YR-AFON T1 | 0.4 | 0.4 | 0.4 | 0.4 | 0.4 | 0.4 | 0.4 | 0.4 | 0.5 | 0.5 | 0.5 | 0.5 | 0.5 | 0.5 | 0.5 | 0.5 | 0.6 | 0.6 | 0.7 | 0.7 | 0.7 | 0.7 | 0.7 | 0.7 | 0.7 | 0.7 | 0.8 | 0.8 | 0.8 | 0.8 | 0.4 | 0.4 | 0.4 | 0.5 | 0.5 | 0.6 | 0.6 | 0.7 | 0.8 | 0.8 | 0.9 | 0.9 | 1 | 1 | 1.1 | 1.1 | 1.2 | 1.3 | 1.3 | 1.4 | 1.4 | 1.5 | 1.6 | 1.6 | 1.7 | 1.7 | 1.8 | 1.8 | 1.9 | 1.9 | 0.4 | 0.4 | 0.4 | 0.4 | 0.5 | 0.5 | 0.5 | 0.5 | 0.6 | 0.6 | 0.6 | 0.6 | 0.7 | 0.7 | 0.8 | 0.8 | 0.8 | 0.8 | 0.9 | 0.9 | 0.9 | 1 | 1 | 1 | 1 | 1.1 | 1.1 | 1.1 | 1.1 | 1.2 | 0.4 | 0.4 | 0.4 | 0.5 | 0.5 | 0.6 | 0.7 | 0.8 | 0.8 | 0.9 | 1 | 1.1 | 1.1 | 1.2 | 1.2 | 1.3 | 1.4 | 1.4 | 1.5 | 1.5 | 1.6 | 1.6 | 1.7 | 1.7 | 2 | 2.1 | 2.2 | 2.2 | 2.3 | 2.3 | 0.4 | 0.4 | 0.4 | 0.5 | 0.5 | 0.5 | 0.6 | 0.6 | 0.7 | 0.7 | 0.7 | 0.8 | 0.8 | 0.9 | 0.9 | 0.9 | 1 | 1 | 1.1 | 1.1 | 1.2 | 1.2 | 1.2 | 1.3 | 1.3 | 1.4 | 1.4 | 1.5 | 1.5 | 1.5
PSS | GRAIG FAWR T1 | 0.5 | 0.5 | 0.5 | 0.5 | 0.5 | 0.5 | 0.5 | 0.6 | 0.6 | 0.6 | 0.7 | 0.7 | 0.7 | 0.8 | 0.8 | 0.9 | 0.9 | 0.9 | 0.9 | 1 | 1 | 1.1 | 1.1 | 1.2 | 1.2 | 1.2 | 1.3 | 1.3 | 1.4 | 1.4 | 0.5 | 0.5 | 0.6 | 0.6 | 0.8 | 1 | 1.2 | 1.4 | 1.7 | 1.9 | 2.1 | 2.4 | 2.6 | 2.9 | 3.1 | 3.4 | 3.6 | 3.9 | 4.2 | 4.4 | 4.7 | 4.9 | 5.2 | 5.5 | 5.8 | 6 | 6.3 | 6.6 | 6.8 | 7.1 | 0.5 | 0.5 | 0.5 | 0.5 | 0.6 | 0.6 | 0.7 | 0.8 | 0.9 | 1 | 1.1 | 1.3 | 1.4 | 1.5 | 1.6 | 1.7 | 1.8 | 1.9 | 2.1 | 2.2 | 2.3 | 2.4 | 2.6 | 2.7 | 2.8 | 2.9 | 3 | 3.2 | 3.3 | 3.4 | 0.5 | 0.5 | 0.6 | 0.6 | 0.8 | 1 | 1.2 | 1.4 | 1.6 | 1.8 | 2.1 | 2.3 | 2.6 | 2.8 | 3.1 | 3.3 | 3.6 | 3.9 | 4.1 | 4.4 | 4.7 | 4.9 | 5.2 | 5.5 | 5.7 | 6 | 6.3 | 6.5 | 6.8 | 7.1 | 0.5 | 0.5 | 0.5 | 0.6 | 0.7 | 0.8 | 1 | 1.1 | 1.3 | 1.4 | 1.6 | 1.8 | 2 | 2.2 | 2.4 | 2.5 | 2.7 | 2.9 | 3.1 | 3.3 | 3.5 | 3.7 | 3.9 | 4.1 | 4.3 | 4.5 | 4.7 | 4.9 | 5.1 | 5.3
PSS | GRAVEL T1 / WCB PLASTICS T1 / WHARTON T1 | 0.9 | 0.9 | 0.9 | 0.9 | 0.9 | 0.9 | 0.9 | 1 | 1 | 1.1 | 1.1 | 1.1 | 1.2 | 1.2 | 1.3 | 1.3 | 1.3 | 1.3 | 1.3 | 1.3 | 1.4 | 1.4 | 1.4 | 1.4 | 1.5 | 1.5 | 1.5 | 1.6 | 1.6 | 1.6 | 0.9 | 0.9 | 1 | 1.1 | 1.3 | 1.4 | 1.6 | 1.7 | 1.8 | 1.9 | 2 | 2.1 | 2.2 | 2.2 | 2.3 | 2.4 | 2.5 | 2.6 | 2.6 | 2.7 | 2.8 | 2.9 | 3 | 3.1 | 3.1 | 3.2 | 3.3 | 3.4 | 3.4 | 3.5 | 0.9 | 0.9 | 0.9 | 1 | 1 | 1.1 | 1.2 | 1.3 | 1.4 | 1.4 | 1.5 | 1.5 | 1.6 | 1.7 | 1.7 | 1.8 | 1.8 | 1.9 | 1.9 | 1.9 | 2 | 2 | 2.1 | 2.1 | 2.1 | 2.2 | 2.2 | 2.3 | 2.3 | 2.3 | 0.9 | 0.9 | 1 | 1.1 | 1.3 | 1.5 | 1.6 | 1.7 | 1.9 | 2 | 2.1 | 2.2 | 2.3 | 2.4 | 2.5 | 2.6 | 2.6 | 2.7 | 2.7 | 2.8 | 2.9 | 3 | 3.1 | 3.1 | 3.1 | 3.2 | 3.2 | 3.3 | 3.4 | 3.5 | 0.9 | 0.9 | 1 | 1 | 1.2 | 1.3 | 1.4 | 1.5 | 1.6 | 1.6 | 1.7 | 1.8 | 1.9 | 2 | 2 | 2.1 | 2.1 | 2.2 | 2.3 | 2.3 | 2.4 | 2.5 | 2.5 | 2.6 | 2.6 | 2.7 | 2.7 | 2.8 | 2.9 | 2.9
PSS | GREASBY T1 / SAUGHALL MASSIE T1 / UPTON T1 | 0.6 | 0.6 | 0.6 | 0.6 | 0.7 | 0.7 | 0.7 | 0.8 | 0.8 | 0.9 | 1 | 1 | 1.1 | 1.2 | 1.3 | 1.3 | 1.4 | 1.5 | 1.6 | 1.6 | 1.7 | 1.8 | 1.9 | 1.9 | 2 | 2.1 | 2.2 | 2.3 | 2.4 | 2.5 | 0.6 | 0.7 | 0.8 | 1 | 1.3 | 1.7 | 2.1 | 2.6 | 3 | 3.5 | 4 | 4.5 | 5 | 5.5 | 6.1 | 6.6 | 7.1 | 7.7 | 8.2 | 8.7 | 9.3 | 9.9 | 10.4 | 11 | 11.5 | 12.1 | 12.7 | 13.3 | 13.8 | 14.4 | 0.6 | 0.6 | 0.7 | 0.8 | 0.8 | 1 | 1.2 | 1.3 | 1.5 | 1.7 | 1.9 | 2.2 | 2.4 | 2.6 | 2.9 | 3.1 | 3.3 | 3.6 | 3.8 | 4.1 | 4.3 | 4.5 | 4.8 | 5 | 5.3 | 5.6 | 5.8 | 6.1 | 6.3 | 6.6 | 0.6 | 0.7 | 0.8 | 0.9 | 1.3 | 1.7 | 2.1 | 2.5 | 3 | 3.4 | 3.9 | 4.4 | 4.9 | 5.4 | 6 | 6.5 | 7 | 7.6 | 8.1 | 8.6 | 9.2 | 9.8 | 10.4 | 10.9 | 11.4 | 12 | 12.6 | 13.1 | 13.7 | 14.2 | 0.6 | 0.7 | 0.7 | 0.9 | 1.1 | 1.3 | 1.6 | 2 | 2.3 | 2.6 | 3 | 3.3 | 3.7 | 4.1 | 4.5 | 4.8 | 5.2 | 5.6 | 6 | 6.4 | 6.8 | 7.2 | 7.6 | 8 | 8.4 | 8.8 | 9.3 | 9.7 | 10.1 | 10.5
PSS | GREAT SANKEY T1 / PENKETH T1 / WIDNES RD T1 | 0.8 | 0.8 | 0.8 | 0.8 | 0.8 | 0.9 | 0.9 | 1 | 1.1 | 1.2 | 1.3 | 1.4 | 1.4 | 1.5 | 1.6 | 1.7 | 1.8 | 1.9 | 2 | 2.1 | 2.2 | 2.3 | 2.4 | 2.6 | 2.7 | 2.8 | 2.9 | 3 | 3.1 | 3.2 | 0.8 | 0.9 | 1 | 1.2 | 1.7 | 2.2 | 2.7 | 3.3 | 3.8 | 4.4 | 5 | 5.6 | 6.2 | 6.9 | 7.5 | 8.1 | 8.8 | 9.4 | 10 | 10.7 | 11.4 | 12.1 | 12.8 | 13.4 | 14.1 | 14.8 | 15.5 | 16.2 | 16.8 | 17.5 | 0.8 | 0.8 | 0.9 | 1 | 1.1 | 1.3 | 1.5 | 1.7 | 2 | 2.2 | 2.5 | 2.8 | 3 | 3.3 | 3.6 | 3.9 | 4.2 | 4.5 | 4.8 | 5.1 | 5.4 | 5.7 | 6 | 6.2 | 6.6 | 6.9 | 7.2 | 7.5 | 7.8 | 8.1 | 0.8 | 0.9 | 1 | 1.2 | 1.7 | 2.2 | 2.7 | 3.2 | 3.8 | 4.3 | 4.9 | 5.5 | 6.1 | 6.8 | 7.4 | 8 | 8.7 | 9.3 | 10 | 10.6 | 11.3 | 12 | 12.7 | 13.4 | 14 | 14.7 | 15.3 | 16 | 16.7 | 17.4 | 0.8 | 0.8 | 1 | 1.1 | 1.4 | 1.7 | 2.1 | 2.5 | 2.9 | 3.3 | 3.7 | 4.2 | 4.6 | 5.1 | 5.6 | 6 | 6.5 | 6.9 | 7.4 | 7.9 | 8.4 | 8.9 | 9.4 | 9.8 | 10.3 | 10.8 | 11.3 | 11.8 | 12.3 | 12.8
PSS | GREAT SUTTON T1 / LITTLE SUTTON T1 / STRAWBERRY ROUNDABOUT T1 / SUTTON HALL WWB T1 / WHITBY MAIN T2 | 1.2 | 1.2 | 1.2 | 1.2 | 1.2 | 1.3 | 1.3 | 1.4 | 1.5 | 1.6 | 1.7 | 1.8 | 1.9 | 2 | 2.1 | 2.3 | 2.3 | 2.4 | 2.6 | 2.7 | 2.8 | 3 | 3.1 | 3.3 | 3.4 | 3.6 | 3.7 | 3.9 | 4 | 4.2 | 1.2 | 1.3 | 1.4 | 1.7 | 2.2 | 2.9 | 3.6 | 4.3 | 5.1 | 5.9 | 6.8 | 7.8 | 8.7 | 9.6 | 10.6 | 11.6 | 12.5 | 13.5 | 14.5 | 15.5 | 16.5 | 17.6 | 18.6 | 19.7 | 20.7 | 21.7 | 22.8 | 23.8 | 24.9 | 25.9 | 1.2 | 1.2 | 1.3 | 1.4 | 1.5 | 1.7 | 2 | 2.2 | 2.5 | 2.9 | 3.2 | 3.6 | 4 | 4.4 | 4.8 | 5.2 | 5.7 | 6.1 | 6.5 | 7 | 7.4 | 7.8 | 8.3 | 8.8 | 9.2 | 9.7 | 10.1 | 10.6 | 11 | 11.5 | 1.2 | 1.3 | 1.4 | 1.6 | 2.1 | 2.8 | 3.4 | 4.2 | 4.9 | 5.7 | 6.5 | 7.4 | 8.4 | 9.3 | 10.2 | 11.2 | 12.2 | 13.2 | 14.2 | 15.2 | 16.2 | 17.3 | 18.3 | 19.4 | 20.2 | 21.3 | 22.3 | 23.4 | 24.4 | 25.4 | 1.2 | 1.2 | 1.3 | 1.5 | 1.8 | 2.3 | 2.8 | 3.3 | 3.8 | 4.4 | 5 | 5.7 | 6.4 | 7 | 7.7 | 8.4 | 9.1 | 9.8 | 10.5 | 11.2 | 12 | 12.7 | 13.4 | 14.2 | 14.9 | 15.7 | 16.4 | 17.2 | 17.9 | 18.7
PSS | GREENFIELD T1 / GREENFIELD T2 | 0.8 | 0.8 | 0.8 | 0.8 | 0.9 | 0.9 | 0.9 | 0.9 | 0.9 | 0.9 | 1 | 1 | 1 | 1 | 1.1 | 1.1 | 1.1 | 1.1 | 1.1 | 1.1 | 1.1 | 1.2 | 1.2 | 1.2 | 1.3 | 1.3 | 1.3 | 1.3 | 1.3 | 1.4 | 0.8 | 0.9 | 0.9 | 1 | 1.1 | 1.2 | 1.4 | 1.5 | 1.6 | 1.8 | 1.9 | 2.1 | 2.2 | 2.4 | 2.5 | 2.7 | 2.8 | 3 | 3.1 | 3.3 | 3.4 | 3.6 | 3.7 | 3.9 | 4 | 4.2 | 4.3 | 4.5 | 4.6 | 4.8 | 0.8 | 0.9 | 0.9 | 0.9 | 0.9 | 1 | 1 | 1.1 | 1.2 | 1.2 | 1.3 | 1.4 | 1.4 | 1.5 | 1.6 | 1.6 | 1.7 | 1.8 | 1.8 | 1.9 | 2 | 2 | 2.1 | 2.2 | 2.2 | 2.3 | 2.4 | 2.4 | 2.5 | 2.6 | 0.8 | 0.9 | 0.9 | 1 | 1.1 | 1.2 | 1.4 | 1.5 | 1.6 | 1.7 | 1.9 | 2.1 | 2.2 | 2.3 | 2.5 | 2.6 | 2.8 | 2.9 | 3.1 | 3.2 | 3.4 | 3.5 | 3.7 | 3.8 | 3.8 | 4 | 4.1 | 4.3 | 4.4 | 4.6 | 0.8 | 0.9 | 0.9 | 0.9 | 1 | 1.1 | 1.2 | 1.3 | 1.4 | 1.5 | 1.6 | 1.7 | 1.8 | 1.9 | 2 | 2.1 | 2.2 | 2.4 | 2.5 | 2.6 | 2.7 | 2.8 | 2.9 | 3 | 3.1 | 3.2 | 3.3 | 3.5 | 3.6 | 3.7
PSS | GROSVENOR ST T1 / LINENHALL ST T1 / NORTHGATE TERRACE T1 / STATION VIEW T1 / TOMULAR PLACE T1 | 0.5 | 0.6 | 0.6 | 0.6 | 0.6 | 0.6 | 0.6 | 0.6 | 0.7 | 0.7 | 0.7 | 0.7 | 0.8 | 0.8 | 0.8 | 0.8 | 0.9 | 0.9 | 0.9 | 0.9 | 0.9 | 1 | 1 | 1 | 1.1 | 1.1 | 1.1 | 1.1 | 1.2 | 1.2 | 0.5 | 0.6 | 0.6 | 0.7 | 0.9 | 1 | 1.2 | 1.3 | 1.5 | 1.6 | 1.8 | 1.9 | 2.1 | 2.3 | 2.4 | 2.6 | 2.7 | 2.9 | 3.1 | 3.2 | 3.4 | 3.6 | 3.7 | 3.9 | 4.1 | 4.3 | 4.4 | 4.6 | 4.8 | 4.9 | 0.5 | 0.6 | 0.6 | 0.6 | 0.7 | 0.7 | 0.8 | 0.9 | 1 | 1 | 1.1 | 1.2 | 1.3 | 1.3 | 1.4 | 1.5 | 1.6 | 1.7 | 1.7 | 1.8 | 1.9 | 1.9 | 2 | 2.1 | 2.2 | 2.3 | 2.3 | 2.4 | 2.5 | 2.6 | 0.5 | 0.6 | 0.6 | 0.7 | 0.9 | 1 | 1.2 | 1.3 | 1.5 | 1.6 | 1.8 | 2 | 2.1 | 2.3 | 2.4 | 2.6 | 2.8 | 2.9 | 3.1 | 3.2 | 3.4 | 3.6 | 3.7 | 3.9 | 4 | 4.2 | 4.3 | 4.5 | 4.6 | 4.8 | 0.5 | 0.6 | 0.6 | 0.7 | 0.8 | 0.9 | 1 | 1.1 | 1.2 | 1.3 | 1.4 | 1.6 | 1.7 | 1.8 | 1.9 | 2 | 2.2 | 2.3 | 2.4 | 2.5 | 2.7 | 2.8 | 2.9 | 3 | 3.1 | 3.3 | 3.4 | 3.5 | 3.6 | 3.7
PSS | GWERSYLLT T1 | 0.7 | 0.7 | 0.7 | 0.8 | 0.8 | 0.8 | 0.8 | 0.9 | 0.9 | 0.9 | 1 | 1 | 1.1 | 1.1 | 1.1 | 1.2 | 1.2 | 1.2 | 1.3 | 1.3 | 1.4 | 1.4 | 1.4 | 1.5 | 1.5 | 1.6 | 1.6 | 1.7 | 1.7 | 1.8 | 0.7 | 0.8 | 0.9 | 1 | 1.2 | 1.4 | 1.6 | 1.8 | 2.1 | 2.3 | 2.5 | 2.8 | 3 | 3.3 | 3.5 | 3.8 | 4.1 | 4.3 | 4.6 | 4.8 | 5.1 | 5.3 | 5.6 | 5.9 | 6.1 | 6.4 | 6.7 | 6.9 | 7.2 | 7.4 | 0.7 | 0.8 | 0.8 | 0.8 | 0.9 | 1 | 1.1 | 1.2 | 1.3 | 1.4 | 1.5 | 1.6 | 1.7 | 1.9 | 1.9 | 2.1 | 2.2 | 2.3 | 2.4 | 2.5 | 2.6 | 2.8 | 2.9 | 3 | 3.1 | 3.3 | 3.4 | 3.5 | 3.6 | 3.7 | 0.7 | 0.8 | 0.8 | 0.9 | 1.2 | 1.4 | 1.6 | 1.8 | 2 | 2.2 | 2.5 | 2.8 | 3 | 3.2 | 3.5 | 3.7 | 4 | 4.2 | 4.5 | 4.8 | 5 | 5.3 | 5.6 | 5.8 | 6 | 6.3 | 6.5 | 6.8 | 7.1 | 7.3 | 0.7 | 0.8 | 0.8 | 0.9 | 1 | 1.2 | 1.3 | 1.5 | 1.7 | 1.8 | 2 | 2.2 | 2.4 | 2.6 | 2.7 | 2.9 | 3.1 | 3.3 | 3.5 | 3.7 | 3.9 | 4.1 | 4.3 | 4.5 | 4.6 | 4.8 | 5 | 5.2 | 5.4 | 5.6
PSS | HALTON RD T1 / MURDISHAW T1 / PERCIVAL LA T4 / RUNCORN CENTRAL T1 | 0.4 | 0.4 | 0.4 | 0.4 | 0.4 | 0.4 | 0.5 | 0.5 | 0.5 | 0.6 | 0.7 | 0.7 | 0.8 | 0.9 | 0.9 | 1 | 1.1 | 1.1 | 1.2 | 1.3 | 1.4 | 1.5 | 1.5 | 1.6 | 1.7 | 1.8 | 1.9 | 2 | 2 | 2.1 | 0.4 | 0.4 | 0.5 | 0.7 | 1 | 1.4 | 1.8 | 2.2 | 2.7 | 3.1 | 3.6 | 4.2 | 4.7 | 5.2 | 5.7 | 6.3 | 6.8 | 7.3 | 7.9 | 8.4 | 9 | 9.6 | 10.2 | 10.7 | 11.3 | 11.9 | 12.5 | 13 | 13.6 | 14.2 | 0.4 | 0.4 | 0.4 | 0.5 | 0.6 | 0.7 | 0.8 | 1 | 1.2 | 1.4 | 1.6 | 1.8 | 2.1 | 2.3 | 2.5 | 2.8 | 3 | 3.2 | 3.5 | 3.7 | 4 | 4.2 | 4.5 | 4.7 | 5 | 5.2 | 5.5 | 5.8 | 6 | 6.3 | 0.4 | 0.4 | 0.5 | 0.6 | 1 | 1.3 | 1.7 | 2.1 | 2.6 | 3 | 3.5 | 4 | 4.5 | 5 | 5.6 | 6.1 | 6.6 | 7.2 | 7.7 | 8.3 | 8.9 | 9.5 | 10.1 | 10.6 | 11.2 | 11.7 | 12.4 | 12.9 | 13.5 | 14.1 | 0.4 | 0.4 | 0.5 | 0.6 | 0.8 | 1 | 1.3 | 1.6 | 1.9 | 2.2 | 2.6 | 3 | 3.4 | 3.7 | 4.1 | 4.5 | 4.9 | 5.3 | 5.7 | 6.1 | 6.5 | 6.9 | 7.3 | 7.7 | 8.2 | 8.6 | 9 | 9.4 | 9.8 | 10.3
PSS | HARLECH T1 | 0.3 | 0.3 | 0.3 | 0.3 | 0.3 | 0.3 | 0.3 | 0.4 | 0.4 | 0.4 | 0.4 | 0.4 | 0.4 | 0.4 | 0.4 | 0.4 | 0.5 | 0.5 | 0.5 | 0.5 | 0.5 | 0.5 | 0.5 | 0.5 | 0.5 | 0.6 | 0.6 | 0.6 | 0.6 | 0.6 | 0.3 | 0.3 | 0.4 | 0.4 | 0.5 | 0.6 | 0.6 | 0.7 | 0.8 | 0.9 | 1 | 1 | 1.1 | 1.2 | 1.3 | 1.4 | 1.5 | 1.6 | 1.7 | 1.8 | 1.9 | 2 | 2.1 | 2.2 | 2.3 | 2.4 | 2.5 | 2.6 | 2.7 | 2.8 | 0.3 | 0.3 | 0.3 | 0.3 | 0.4 | 0.4 | 0.4 | 0.5 | 0.5 | 0.5 | 0.6 | 0.6 | 0.7 | 0.7 | 0.8 | 0.8 | 0.8 | 0.9 | 0.9 | 0.9 | 1 | 1 | 1.1 | 1.1 | 1.2 | 1.2 | 1.2 | 1.3 | 1.3 | 1.3 | 0.3 | 0.3 | 0.4 | 0.4 | 0.5 | 0.6 | 0.6 | 0.7 | 0.8 | 0.9 | 1 | 1 | 1.1 | 1.2 | 1.3 | 1.4 | 1.5 | 1.6 | 1.7 | 1.8 | 1.9 | 2 | 2.1 | 2.2 | 2.3 | 2.4 | 2.4 | 2.5 | 2.6 | 2.7 | 0.3 | 0.3 | 0.3 | 0.4 | 0.4 | 0.5 | 0.5 | 0.6 | 0.6 | 0.7 | 0.8 | 0.8 | 0.9 | 1 | 1.1 | 1.1 | 1.2 | 1.2 | 1.3 | 1.4 | 1.4 | 1.5 | 1.6 | 1.6 | 1.7 | 1.8 | 1.9 | 1.9 | 2 | 2.1
PSS | HARRINGTON ST T1 / PARADISE ST T1 | 0.1 | 0.1 | 0.1 | 0.1 | 0.1 | 0.2 | 0.2 | 0.2 | 0.2 | 0.2 | 0.2 | 0.2 | 0.2 | 0.2 | 0.2 | 0.2 | 0.2 | 0.2 | 0.2 | 0.2 | 0.2 | 0.2 | 0.2 | 0.2 | 0.2 | 0.2 | 0.2 | 0.2 | 0.2 | 0.2 | 0.1 | 0.2 | 0.2 | 0.2 | 0.2 | 0.2 | 0.2 | 0.2 | 0.3 | 0.3 | 0.3 | 0.3 | 0.3 | 0.3 | 0.3 | 0.3 | 0.3 | 0.3 | 0.3 | 0.3 | 0.3 | 0.3 | 0.3 | 0.3 | 0.3 | 0.3 | 0.3 | 0.3 | 0.3 | 0.3 | 0.1 | 0.1 | 0.2 | 0.2 | 0.2 | 0.2 | 0.2 | 0.2 | 0.2 | 0.2 | 0.2 | 0.2 | 0.2 | 0.2 | 0.2 | 0.3 | 0.3 | 0.3 | 0.3 | 0.3 | 0.3 | 0.3 | 0.3 | 0.3 | 0.3 | 0.3 | 0.3 | 0.3 | 0.3 | 0.3 | 0.1 | 0.2 | 0.2 | 0.2 | 0.2 | 0.2 | 0.2 | 0.3 | 0.3 | 0.3 | 0.3 | 0.3 | 0.3 | 0.3 | 0.3 | 0.3 | 0.3 | 0.3 | 0.3 | 0.3 | 0.3 | 0.3 | 0.3 | 0.3 | 0.3 | 0.3 | 0.3 | 0.3 | 0.3 | 0.3 | 0.1 | 0.2 | 0.2 | 0.2 | 0.2 | 0.2 | 0.2 | 0.2 | 0.2 | 0.2 | 0.2 | 0.3 | 0.3 | 0.3 | 0.3 | 0.3 | 0.3 | 0.3 | 0.3 | 0.3 | 0.3 | 0.3 | 0.3 | 0.3 | 0.3 | 0.3 | 0.3 | 0.3 | 0.3 | 0.3
PSS | HARRINGTON ST T2 / HIGHFIELD ST T1 | 0.1 | 0.1 | 0.1 | 0.1 | 0.1 | 0.2 | 0.2 | 0.2 | 0.2 | 0.2 | 0.2 | 0.2 | 0.2 | 0.2 | 0.2 | 0.2 | 0.2 | 0.2 | 0.2 | 0.2 | 0.2 | 0.2 | 0.2 | 0.2 | 0.2 | 0.2 | 0.2 | 0.2 | 0.2 | 0.2 | 0.1 | 0.2 | 0.2 | 0.2 | 0.2 | 0.2 | 0.2 | 0.2 | 0.3 | 0.3 | 0.3 | 0.3 | 0.3 | 0.3 | 0.3 | 0.3 | 0.3 | 0.3 | 0.3 | 0.3 | 0.3 | 0.3 | 0.3 | 0.3 | 0.3 | 0.3 | 0.3 | 0.3 | 0.3 | 0.3 | 0.1 | 0.1 | 0.2 | 0.2 | 0.2 | 0.2 | 0.2 | 0.2 | 0.2 | 0.2 | 0.2 | 0.2 | 0.2 | 0.2 | 0.2 | 0.3 | 0.3 | 0.3 | 0.3 | 0.3 | 0.3 | 0.3 | 0.3 | 0.3 | 0.3 | 0.3 | 0.3 | 0.3 | 0.3 | 0.3 | 0.1 | 0.2 | 0.2 | 0.2 | 0.2 | 0.2 | 0.2 | 0.3 | 0.3 | 0.3 | 0.3 | 0.3 | 0.3 | 0.3 | 0.3 | 0.3 | 0.3 | 0.3 | 0.3 | 0.3 | 0.3 | 0.3 | 0.3 | 0.3 | 0.3 | 0.3 | 0.3 | 0.3 | 0.3 | 0.3 | 0.1 | 0.2 | 0.2 | 0.2 | 0.2 | 0.2 | 0.2 | 0.2 | 0.2 | 0.2 | 0.2 | 0.3 | 0.3 | 0.3 | 0.3 | 0.3 | 0.3 | 0.3 | 0.3 | 0.3 | 0.3 | 0.3 | 0.3 | 0.3 | 0.3 | 0.3 | 0.3 | 0.3 | 0.3 | 0.3
PSS | HARRINGTON ST T3 / LIME ST T1 | 0.1 | 0.1 | 0.1 | 0.1 | 0.1 | 0.2 | 0.2 | 0.2 | 0.2 | 0.2 | 0.2 | 0.2 | 0.2 | 0.2 | 0.2 | 0.2 | 0.2 | 0.2 | 0.2 | 0.2 | 0.2 | 0.2 | 0.2 | 0.2 | 0.2 | 0.2 | 0.2 | 0.2 | 0.2 | 0.2 | 0.1 | 0.2 | 0.2 | 0.2 | 0.2 | 0.2 | 0.2 | 0.2 | 0.3 | 0.3 | 0.3 | 0.3 | 0.3 | 0.3 | 0.3 | 0.3 | 0.3 | 0.3 | 0.3 | 0.3 | 0.3 | 0.3 | 0.3 | 0.3 | 0.3 | 0.3 | 0.3 | 0.3 | 0.3 | 0.3 | 0.1 | 0.1 | 0.2 | 0.2 | 0.2 | 0.2 | 0.2 | 0.2 | 0.2 | 0.2 | 0.2 | 0.2 | 0.2 | 0.2 | 0.2 | 0.3 | 0.3 | 0.3 | 0.3 | 0.3 | 0.3 | 0.3 | 0.3 | 0.3 | 0.3 | 0.3 | 0.3 | 0.3 | 0.3 | 0.3 | 0.1 | 0.2 | 0.2 | 0.2 | 0.2 | 0.2 | 0.2 | 0.3 | 0.3 | 0.3 | 0.3 | 0.3 | 0.3 | 0.3 | 0.3 | 0.3 | 0.3 | 0.3 | 0.3 | 0.3 | 0.3 | 0.3 | 0.3 | 0.3 | 0.3 | 0.3 | 0.3 | 0.3 | 0.3 | 0.3 | 0.1 | 0.2 | 0.2 | 0.2 | 0.2 | 0.2 | 0.2 | 0.2 | 0.2 | 0.2 | 0.2 | 0.3 | 0.3 | 0.3 | 0.3 | 0.3 | 0.3 | 0.3 | 0.3 | 0.3 | 0.3 | 0.3 | 0.3 | 0.3 | 0.3 | 0.3 | 0.3 | 0.3 | 0.3 | 0.3
PSS | HARTFORD T1 | 0.8 | 0.8 | 0.8 | 0.8 | 0.8 | 0.9 | 0.9 | 1 | 1 | 1.1 | 1.2 | 1.2 | 1.3 | 1.4 | 1.4 | 1.5 | 1.6 | 1.6 | 1.7 | 1.8 | 1.8 | 1.9 | 2 | 2 | 2.1 | 2.2 | 2.3 | 2.3 | 2.4 | 2.5 | 0.8 | 0.9 | 1 | 1.2 | 1.5 | 1.8 | 2.2 | 2.6 | 2.9 | 3.2 | 3.7 | 4.1 | 4.4 | 4.8 | 5.2 | 5.6 | 6 | 6.4 | 6.8 | 7.2 | 7.6 | 8 | 8.5 | 8.8 | 9.3 | 9.7 | 10.1 | 10.5 | 10.9 | 11.3 | 0.8 | 0.8 | 0.9 | 0.9 | 1 | 1.2 | 1.3 | 1.5 | 1.7 | 1.9 | 2 | 2.2 | 2.4 | 2.6 | 2.8 | 3 | 3.2 | 3.4 | 3.6 | 3.8 | 4 | 4.1 | 4.3 | 4.5 | 4.7 | 4.9 | 5.1 | 5.3 | 5.5 | 5.7 | 0.8 | 0.9 | 1 | 1.1 | 1.5 | 1.8 | 2.2 | 2.6 | 2.9 | 3.3 | 3.7 | 4.1 | 4.5 | 4.9 | 5.3 | 5.7 | 6 | 6.5 | 6.9 | 7.3 | 7.7 | 8.1 | 8.5 | 8.9 | 9.3 | 9.7 | 10.1 | 10.5 | 11 | 11.4 | 0.8 | 0.8 | 0.9 | 1 | 1.3 | 1.5 | 1.8 | 2 | 2.3 | 2.6 | 2.8 | 3.1 | 3.4 | 3.7 | 4 | 4.3 | 4.6 | 4.9 | 5.2 | 5.5 | 5.8 | 6.1 | 6.4 | 6.7 | 7 | 7.3 | 7.6 | 7.9 | 8.2 | 8.5
PSS | HASKAYNE T1 | 0.8 | 0.8 | 0.8 | 0.8 | 0.8 | 0.9 | 0.9 | 0.9 | 1 | 1.1 | 1.2 | 1.4 | 1.5 | 1.7 | 1.8 | 1.9 | 2.1 | 2.2 | 2.3 | 2.4 | 2.5 | 2.6 | 2.6 | 2.7 | 2.7 | 2.8 | 2.9 | 3 | 3 | 3.1 | 0.8 | 0.9 | 0.9 | 1 | 1.3 | 1.5 | 1.6 | 1.8 | 2 | 2.2 | 2.5 | 2.8 | 3 | 3.3 | 3.4 | 3.6 | 3.7 | 3.8 | 3.9 | 4 | 4.2 | 4.4 | 4.5 | 4.6 | 4.7 | 4.8 | 5 | 5.1 | 5.2 | 5.3 | 0.8 | 0.8 | 0.9 | 0.9 | 1.1 | 1.2 | 1.3 | 1.5 | 1.7 | 1.9 | 2.1 | 2.4 | 2.6 | 2.9 | 3 | 3.1 | 3.2 | 3.3 | 3.4 | 3.5 | 3.6 | 3.8 | 3.9 | 4 | 4.1 | 4.2 | 4.3 | 4.4 | 4.5 | 4.6 | 0.8 | 0.9 | 1.1 | 1.4 | 1.7 | 2 | 2.3 | 2.6 | 2.9 | 3.2 | 3.5 | 3.9 | 4.2 | 4.5 | 4.7 | 4.8 | 5 | 5 | 5.2 | 5.4 | 5.6 | 5.8 | 6 | 6 | 6.6 | 6.7 | 6.7 | 6.8 | 6.9 | 7 | 0.8 | 0.8 | 0.9 | 1 | 1.2 | 1.3 | 1.5 | 1.6 | 1.8 | 2.1 | 2.3 | 2.6 | 2.8 | 3.1 | 3.2 | 3.4 | 3.5 | 3.5 | 3.6 | 3.8 | 3.9 | 4.1 | 4.2 | 4.3 | 4.4 | 4.5 | 4.6 | 4.7 | 4.8 | 4.9
PSS | HATHERTON T1 | 0.6 | 0.6 | 0.6 | 0.6 | 0.6 | 0.7 | 0.7 | 0.7 | 0.7 | 0.8 | 0.9 | 1 | 1.1 | 1.3 | 1.4 | 1.4 | 1.6 | 1.6 | 1.7 | 1.8 | 1.8 | 1.8 | 1.9 | 1.9 | 2 | 2 | 2 | 2.1 | 2.1 | 2.1 | 0.6 | 0.7 | 0.7 | 0.8 | 0.9 | 1 | 1 | 1.2 | 1.3 | 1.5 | 1.7 | 1.9 | 2.1 | 2.3 | 2.4 | 2.5 | 2.6 | 2.6 | 2.7 | 2.7 | 2.9 | 3 | 3 | 3.1 | 3.2 | 3.3 | 3.3 | 3.4 | 3.4 | 3.5 | 0.6 | 0.6 | 0.7 | 0.7 | 0.8 | 0.8 | 0.9 | 1.1 | 1.2 | 1.4 | 1.6 | 1.8 | 2 | 2.2 | 2.3 | 2.4 | 2.5 | 2.5 | 2.6 | 2.7 | 2.8 | 2.9 | 3 | 3.1 | 3.1 | 3.2 | 3.3 | 3.3 | 3.4 | 3.4 | 0.6 | 0.7 | 0.8 | 1.1 | 1.3 | 1.5 | 1.7 | 2 | 2.2 | 2.4 | 2.6 | 2.9 | 3.1 | 3.3 | 3.5 | 3.6 | 3.7 | 3.7 | 3.8 | 4 | 4.1 | 4.2 | 4.4 | 4.4 | 4.9 | 4.9 | 4.9 | 4.9 | 5 | 5 | 0.6 | 0.6 | 0.7 | 0.7 | 0.8 | 0.9 | 1 | 1.1 | 1.3 | 1.4 | 1.7 | 1.8 | 2 | 2.2 | 2.4 | 2.5 | 2.5 | 2.6 | 2.6 | 2.7 | 2.8 | 2.9 | 3 | 3.1 | 3.2 | 3.2 | 3.3 | 3.4 | 3.4 | 3.5
PSS | HERONS WAY T1 / LACHE T1 / MBNA T1 / SMFS KINGSMEADOW T1 | 0.5 | 0.6 | 0.6 | 0.6 | 0.6 | 0.6 | 0.6 | 0.7 | 0.7 | 0.7 | 0.8 | 0.8 | 0.9 | 0.9 | 1 | 1 | 1.1 | 1.1 | 1.2 | 1.2 | 1.3 | 1.3 | 1.4 | 1.4 | 1.5 | 1.5 | 1.6 | 1.7 | 1.7 | 1.8 | 0.5 | 0.6 | 0.7 | 0.8 | 1 | 1.3 | 1.6 | 1.9 | 2.1 | 2.5 | 2.8 | 3.1 | 3.4 | 3.7 | 4.1 | 4.4 | 4.7 | 5.1 | 5.4 | 5.8 | 6.1 | 6.5 | 6.8 | 7.2 | 7.5 | 7.9 | 8.2 | 8.6 | 8.9 | 9.3 | 0.5 | 0.6 | 0.6 | 0.7 | 0.7 | 0.8 | 0.9 | 1 | 1.2 | 1.3 | 1.4 | 1.6 | 1.7 | 1.9 | 2.1 | 2.2 | 2.3 | 2.5 | 2.7 | 2.8 | 3 | 3.1 | 3.3 | 3.5 | 3.6 | 3.8 | 3.9 | 4.1 | 4.3 | 4.5 | 0.5 | 0.6 | 0.7 | 0.8 | 1 | 1.3 | 1.5 | 1.8 | 2.1 | 2.4 | 2.7 | 3 | 3.3 | 3.7 | 4 | 4.3 | 4.7 | 5 | 5.4 | 5.7 | 6 | 6.4 | 6.8 | 7.1 | 7.4 | 7.8 | 8.1 | 8.5 | 8.8 | 9.2 | 0.5 | 0.6 | 0.6 | 0.7 | 0.9 | 1.1 | 1.2 | 1.4 | 1.7 | 1.9 | 2.1 | 2.3 | 2.6 | 2.8 | 3.1 | 3.3 | 3.5 | 3.8 | 4 | 4.3 | 4.5 | 4.8 | 5.1 | 5.3 | 5.6 | 5.8 | 6.1 | 6.3 | 6.6 | 6.9
PSS | HOLMES CHAPEL T1 | 0.8 | 0.8 | 0.8 | 0.8 | 0.8 | 0.9 | 0.9 | 0.9 | 1 | 1 | 1.1 | 1.2 | 1.2 | 1.3 | 1.3 | 1.4 | 1.4 | 1.5 | 1.5 | 1.6 | 1.6 | 1.7 | 1.7 | 1.8 | 1.8 | 1.9 | 1.9 | 2 | 2 | 2.1 | 0.8 | 0.9 | 1 | 1.1 | 1.4 | 1.6 | 1.9 | 2.1 | 2.4 | 2.6 | 2.9 | 3.2 | 3.5 | 3.7 | 4 | 4.2 | 4.5 | 4.7 | 5 | 5.3 | 5.6 | 5.8 | 6.1 | 6.4 | 6.6 | 6.9 | 7.2 | 7.4 | 7.7 | 8 | 0.8 | 0.8 | 0.9 | 0.9 | 1 | 1.1 | 1.3 | 1.4 | 1.5 | 1.7 | 1.8 | 1.9 | 2 | 2.2 | 2.3 | 2.4 | 2.5 | 2.7 | 2.8 | 2.9 | 3 | 3.2 | 3.3 | 3.4 | 3.6 | 3.7 | 3.8 | 3.9 | 4.1 | 4.2 | 0.8 | 0.9 | 1 | 1.1 | 1.4 | 1.6 | 1.9 | 2.1 | 2.4 | 2.7 | 2.9 | 3.2 | 3.5 | 3.7 | 4 | 4.2 | 4.5 | 4.8 | 5 | 5.3 | 5.5 | 5.8 | 6.1 | 6.3 | 6.5 | 6.8 | 7 | 7.3 | 7.6 | 7.8 | 0.8 | 0.8 | 0.9 | 1 | 1.2 | 1.4 | 1.6 | 1.8 | 2 | 2.1 | 2.3 | 2.5 | 2.7 | 2.9 | 3.1 | 3.3 | 3.5 | 3.7 | 3.9 | 4.1 | 4.3 | 4.5 | 4.7 | 4.9 | 5.1 | 5.3 | 5.5 | 5.7 | 5.9 | 6.1
PSS | HOLT LA (WARRINGTON RD) T1 / PRESCOT GRID T1 / RAINHILL LOCAL T1 / WHISTON HOSP T1 | 1 | 1 | 1 | 1 | 1.1 | 1.1 | 1.2 | 1.3 | 1.3 | 1.4 | 1.5 | 1.6 | 1.7 | 1.8 | 1.9 | 2 | 2.1 | 2.2 | 2.3 | 2.4 | 2.5 | 2.6 | 2.7 | 2.8 | 2.9 | 3 | 3.1 | 3.2 | 3.3 | 3.4 | 1 | 1.1 | 1.3 | 1.5 | 2 | 2.5 | 3 | 3.5 | 4 | 4.5 | 5 | 5.6 | 6.1 | 6.7 | 7.2 | 7.7 | 8.3 | 8.9 | 9.4 | 10 | 10.5 | 11.1 | 11.7 | 12.2 | 12.8 | 13.4 | 13.9 | 14.5 | 15 | 15.6 | 1 | 1 | 1.1 | 1.2 | 1.4 | 1.5 | 1.8 | 2 | 2.2 | 2.5 | 2.7 | 3 | 3.2 | 3.5 | 3.8 | 4 | 4.3 | 4.6 | 4.8 | 5.1 | 5.3 | 5.6 | 5.9 | 6.1 | 6.4 | 6.6 | 6.9 | 7.2 | 7.4 | 7.7 | 1 | 1.1 | 1.3 | 1.5 | 2 | 2.5 | 3 | 3.5 | 4 | 4.5 | 5 | 5.5 | 6.1 | 6.6 | 7.2 | 7.7 | 8.3 | 8.8 | 9.4 | 9.9 | 10.5 | 11.1 | 11.6 | 12.2 | 12.7 | 13.3 | 13.8 | 14.4 | 14.9 | 15.5 | 1 | 1.1 | 1.2 | 1.4 | 1.7 | 2 | 2.4 | 2.8 | 3.1 | 3.5 | 3.9 | 4.3 | 4.7 | 5.1 | 5.5 | 5.9 | 6.3 | 6.7 | 7.1 | 7.5 | 7.9 | 8.4 | 8.8 | 9.2 | 9.6 | 10 | 10.4 | 10.8 | 11.2 | 11.6
PSS | HOLWAY RD T1 | 0.4 | 0.4 | 0.4 | 0.4 | 0.4 | 0.5 | 0.5 | 0.5 | 0.5 | 0.5 | 0.5 | 0.6 | 0.6 | 0.6 | 0.6 | 0.6 | 0.6 | 0.6 | 0.7 | 0.7 | 0.7 | 0.7 | 0.7 | 0.7 | 0.8 | 0.8 | 0.8 | 0.8 | 0.8 | 0.8 | 0.4 | 0.5 | 0.5 | 0.5 | 0.6 | 0.7 | 0.8 | 0.9 | 1 | 1.1 | 1.2 | 1.3 | 1.4 | 1.5 | 1.6 | 1.6 | 1.7 | 1.8 | 1.9 | 2 | 2.1 | 2.2 | 2.3 | 2.4 | 2.5 | 2.5 | 2.6 | 2.7 | 2.8 | 2.9 | 0.4 | 0.4 | 0.5 | 0.5 | 0.5 | 0.6 | 0.6 | 0.6 | 0.7 | 0.7 | 0.8 | 0.8 | 0.9 | 0.9 | 1 | 1 | 1.1 | 1.1 | 1.1 | 1.2 | 1.2 | 1.3 | 1.3 | 1.3 | 1.4 | 1.4 | 1.5 | 1.5 | 1.6 | 1.6 | 0.4 | 0.5 | 0.5 | 0.5 | 0.6 | 0.7 | 0.8 | 0.9 | 1 | 1.1 | 1.2 | 1.3 | 1.4 | 1.5 | 1.6 | 1.6 | 1.7 | 1.8 | 1.9 | 2 | 2.1 | 2.2 | 2.3 | 2.4 | 2.4 | 2.5 | 2.6 | 2.7 | 2.8 | 2.8 | 0.4 | 0.4 | 0.5 | 0.5 | 0.6 | 0.6 | 0.7 | 0.8 | 0.9 | 0.9 | 1 | 1 | 1.1 | 1.2 | 1.3 | 1.3 | 1.4 | 1.4 | 1.5 | 1.6 | 1.6 | 1.7 | 1.8 | 1.9 | 1.9 | 2 | 2.1 | 2.1 | 2.2 | 2.2
PSS | HOLYHEAD T1 | 0.3 | 0.3 | 0.3 | 0.3 | 0.3 | 0.3 | 0.3 | 0.4 | 0.4 | 0.4 | 0.4 | 0.4 | 0.4 | 0.4 | 0.5 | 0.5 | 0.4 | 0.5 | 0.5 | 0.5 | 0.5 | 0.5 | 0.5 | 0.5 | 0.6 | 0.6 | 0.6 | 0.6 | 0.6 | 0.6 | 0.3 | 0.3 | 0.4 | 0.4 | 0.4 | 0.5 | 0.5 | 0.6 | 0.7 | 0.7 | 0.8 | 0.8 | 0.8 | 0.9 | 0.9 | 1 | 1 | 1.1 | 1.1 | 1.2 | 1.2 | 1.3 | 1.3 | 1.3 | 1.4 | 1.4 | 1.4 | 1.5 | 1.5 | 1.6 | 0.3 | 0.3 | 0.3 | 0.4 | 0.4 | 0.4 | 0.4 | 0.4 | 0.5 | 0.5 | 0.5 | 0.5 | 0.6 | 0.6 | 0.6 | 0.6 | 0.7 | 0.7 | 0.7 | 0.7 | 0.8 | 0.8 | 0.8 | 0.8 | 0.8 | 0.9 | 0.9 | 0.9 | 0.9 | 1 | 0.3 | 0.3 | 0.4 | 0.4 | 0.4 | 0.5 | 0.5 | 0.6 | 0.6 | 0.7 | 0.7 | 0.8 | 0.8 | 0.9 | 0.9 | 1 | 1 | 1.1 | 1.1 | 1.1 | 1.2 | 1.2 | 1.2 | 1.3 | 1.3 | 1.3 | 1.4 | 1.4 | 1.5 | 1.5 | 0.3 | 0.3 | 0.3 | 0.4 | 0.4 | 0.4 | 0.5 | 0.5 | 0.6 | 0.6 | 0.6 | 0.7 | 0.7 | 0.7 | 0.8 | 0.8 | 0.8 | 0.9 | 0.9 | 0.9 | 1 | 1 | 1 | 1.1 | 1.1 | 1.1 | 1.2 | 1.2 | 1.2 | 1.3
PSS | HOLYWELL T1 | 0.4 | 0.4 | 0.4 | 0.4 | 0.4 | 0.5 | 0.5 | 0.5 | 0.5 | 0.6 | 0.6 | 0.6 | 0.6 | 0.7 | 0.7 | 0.7 | 0.8 | 0.8 | 0.8 | 0.9 | 0.9 | 0.9 | 0.9 | 1 | 1 | 1.1 | 1.1 | 1.1 | 1.2 | 1.2 | 0.4 | 0.5 | 0.5 | 0.6 | 0.7 | 0.9 | 1.1 | 1.3 | 1.5 | 1.7 | 1.8 | 2.1 | 2.3 | 2.5 | 2.7 | 2.9 | 3.1 | 3.3 | 3.5 | 3.8 | 4 | 4.2 | 4.4 | 4.6 | 4.9 | 5.1 | 5.3 | 5.5 | 5.7 | 6 | 0.4 | 0.4 | 0.5 | 0.5 | 0.5 | 0.6 | 0.7 | 0.7 | 0.8 | 0.9 | 1 | 1.1 | 1.2 | 1.3 | 1.4 | 1.5 | 1.6 | 1.7 | 1.8 | 1.9 | 2 | 2.1 | 2.2 | 2.3 | 2.4 | 2.5 | 2.6 | 2.7 | 2.8 | 2.9 | 0.4 | 0.5 | 0.5 | 0.6 | 0.7 | 0.9 | 1.1 | 1.3 | 1.4 | 1.6 | 1.8 | 2 | 2.2 | 2.5 | 2.6 | 2.9 | 3.1 | 3.3 | 3.5 | 3.8 | 4 | 4.2 | 4.4 | 4.7 | 4.8 | 5.1 | 5.3 | 5.5 | 5.7 | 5.9 | 0.4 | 0.5 | 0.5 | 0.5 | 0.6 | 0.8 | 0.9 | 1 | 1.1 | 1.3 | 1.4 | 1.6 | 1.7 | 1.9 | 2 | 2.2 | 2.3 | 2.5 | 2.7 | 2.8 | 3 | 3.1 | 3.3 | 3.4 | 3.6 | 3.8 | 3.9 | 4.1 | 4.3 | 4.4
PSS | HOOTON MAIN T1 | 0.5 | 0.6 | 0.6 | 0.6 | 0.6 | 0.6 | 0.6 | 0.6 | 0.7 | 0.7 | 0.7 | 0.7 | 0.8 | 0.8 | 0.8 | 0.8 | 0.9 | 0.9 | 0.9 | 0.9 | 0.9 | 1 | 1 | 1 | 1.1 | 1.1 | 1.1 | 1.1 | 1.2 | 1.2 | 0.5 | 0.6 | 0.6 | 0.7 | 0.9 | 1 | 1.2 | 1.3 | 1.5 | 1.6 | 1.8 | 1.9 | 2.1 | 2.3 | 2.4 | 2.6 | 2.8 | 3 | 3.1 | 3.3 | 3.5 | 3.6 | 3.8 | 4 | 4.2 | 4.3 | 4.5 | 4.7 | 4.8 | 5 | 0.5 | 0.6 | 0.6 | 0.6 | 0.7 | 0.7 | 0.8 | 0.9 | 1 | 1 | 1.1 | 1.2 | 1.3 | 1.3 | 1.4 | 1.5 | 1.6 | 1.7 | 1.8 | 1.8 | 1.9 | 2 | 2.1 | 2.1 | 2.2 | 2.3 | 2.4 | 2.5 | 2.6 | 2.6 | 0.5 | 0.6 | 0.6 | 0.7 | 0.9 | 1 | 1.2 | 1.3 | 1.5 | 1.6 | 1.8 | 2 | 2.1 | 2.3 | 2.5 | 2.7 | 2.8 | 3 | 3.1 | 3.3 | 3.5 | 3.7 | 3.9 | 4 | 4.1 | 4.3 | 4.5 | 4.6 | 4.8 | 5 | 0.5 | 0.6 | 0.6 | 0.7 | 0.8 | 0.9 | 1 | 1.1 | 1.2 | 1.3 | 1.4 | 1.6 | 1.7 | 1.8 | 1.9 | 2.1 | 2.2 | 2.3 | 2.4 | 2.5 | 2.7 | 2.8 | 2.9 | 3.1 | 3.2 | 3.3 | 3.4 | 3.6 | 3.7 | 3.8
PSS | HUNTS CROSS T1 / KENTON RD T1 / WOODEND AVE T1 / WOOLTON T1 | 0.9 | 0.9 | 0.9 | 0.9 | 0.9 | 1 | 1.1 | 1.2 | 1.3 | 1.4 | 1.5 | 1.6 | 1.7 | 1.8 | 2 | 2.1 | 2.2 | 2.3 | 2.4 | 2.6 | 2.7 | 2.8 | 2.9 | 3.1 | 3.2 | 3.3 | 3.4 | 3.6 | 3.7 | 3.8 | 0.9 | 1 | 1.2 | 1.5 | 2.1 | 2.7 | 3.3 | 4 | 4.7 | 5.4 | 6.1 | 6.9 | 7.6 | 8.4 | 9.1 | 9.9 | 10.6 | 11.4 | 12.2 | 13 | 13.8 | 14.6 | 15.4 | 16.2 | 17 | 17.8 | 18.6 | 19.4 | 20.2 | 21 | 0.9 | 0.9 | 1 | 1.1 | 1.3 | 1.5 | 1.8 | 2.1 | 2.4 | 2.7 | 3 | 3.4 | 3.7 | 4.1 | 4.4 | 4.7 | 5.1 | 5.5 | 5.8 | 6.2 | 6.5 | 6.9 | 7.2 | 7.6 | 8 | 8.3 | 8.7 | 9 | 9.4 | 9.8 | 0.9 | 1 | 1.2 | 1.5 | 2 | 2.7 | 3.3 | 3.9 | 4.6 | 5.3 | 6 | 6.7 | 7.5 | 8.2 | 9 | 9.7 | 10.5 | 11.3 | 12.1 | 12.9 | 13.6 | 14.4 | 15.2 | 16 | 16.8 | 17.6 | 18.4 | 19.2 | 20 | 20.8 | 0.9 | 1 | 1.1 | 1.3 | 1.7 | 2.1 | 2.6 | 3.1 | 3.5 | 4 | 4.6 | 5.1 | 5.7 | 6.2 | 6.8 | 7.3 | 7.9 | 8.4 | 9 | 9.6 | 10.1 | 10.7 | 11.3 | 11.9 | 12.5 | 13.1 | 13.6 | 14.2 | 14.8 | 15.4
PSS | HUYTON HEY RD T1 / WILSON RD T1 | 2.2 | 2.2 | 2.3 | 2.3 | 2.3 | 2.3 | 2.4 | 2.5 | 2.5 | 2.6 | 2.7 | 2.7 | 2.8 | 2.9 | 2.9 | 3 | 2.9 | 3 | 3.1 | 3.1 | 3.2 | 3.2 | 3.3 | 3.3 | 3.4 | 3.5 | 3.5 | 3.6 | 3.6 | 3.7 | 2.2 | 2.3 | 2.5 | 2.6 | 3 | 3.3 | 3.6 | 3.9 | 4.1 | 4.4 | 4.7 | 4.9 | 5.2 | 5.5 | 5.8 | 6 | 6.3 | 6.5 | 6.8 | 7.1 | 7.3 | 7.6 | 7.9 | 8.1 | 8.4 | 8.6 | 8.9 | 9.1 | 9.4 | 9.7 | 2.2 | 2.3 | 2.3 | 2.4 | 2.5 | 2.7 | 2.8 | 3 | 3.1 | 3.3 | 3.4 | 3.6 | 3.7 | 3.9 | 4 | 4.1 | 4.3 | 4.4 | 4.6 | 4.7 | 4.8 | 5 | 5.1 | 5.2 | 5.3 | 5.5 | 5.6 | 5.7 | 5.8 | 6 | 2.2 | 2.3 | 2.5 | 2.6 | 3 | 3.3 | 3.6 | 3.9 | 4.2 | 4.5 | 4.8 | 5.1 | 5.3 | 5.6 | 5.8 | 6.1 | 6.3 | 6.6 | 6.9 | 7.1 | 7.4 | 7.6 | 7.9 | 8.1 | 8.1 | 8.3 | 8.6 | 8.8 | 9.1 | 9.3 | 2.2 | 2.3 | 2.4 | 2.5 | 2.8 | 3 | 3.2 | 3.4 | 3.6 | 3.8 | 4.1 | 4.3 | 4.5 | 4.7 | 4.9 | 5.1 | 5.3 | 5.5 | 5.7 | 5.9 | 6.1 | 6.3 | 6.5 | 6.7 | 6.9 | 7 | 7.2 | 7.4 | 7.6 | 7.8
PSS | IFTON T1 / IFTON T2 | 0.8 | 0.8 | 0.8 | 0.9 | 0.9 | 0.9 | 0.9 | 0.9 | 1 | 1 | 1 | 1.1 | 1.1 | 1.2 | 1.2 | 1.2 | 1.2 | 1.3 | 1.3 | 1.4 | 1.4 | 1.4 | 1.5 | 1.5 | 1.5 | 1.6 | 1.6 | 1.7 | 1.7 | 1.7 | 0.8 | 0.9 | 1 | 1 | 1.2 | 1.4 | 1.6 | 1.8 | 2 | 2.2 | 2.5 | 2.7 | 2.9 | 3.1 | 3.3 | 3.5 | 3.7 | 4 | 4.2 | 4.4 | 4.6 | 4.9 | 5.1 | 5.3 | 5.5 | 5.7 | 6 | 6.2 | 6.4 | 6.6 | 0.8 | 0.9 | 0.9 | 0.9 | 1 | 1.1 | 1.2 | 1.3 | 1.3 | 1.4 | 1.6 | 1.6 | 1.7 | 1.8 | 2 | 2.1 | 2.2 | 2.3 | 2.4 | 2.5 | 2.6 | 2.7 | 2.8 | 2.9 | 3 | 3.1 | 3.2 | 3.3 | 3.4 | 3.5 | 0.8 | 0.9 | 1 | 1.1 | 1.2 | 1.4 | 1.6 | 1.8 | 2 | 2.2 | 2.5 | 2.7 | 2.9 | 3.1 | 3.3 | 3.5 | 3.8 | 4 | 4.2 | 4.4 | 4.6 | 4.9 | 5.1 | 5.3 | 5.5 | 5.7 | 5.9 | 6.1 | 6.3 | 6.5 | 0.8 | 0.9 | 0.9 | 1 | 1.1 | 1.3 | 1.4 | 1.6 | 1.7 | 1.8 | 2 | 2.2 | 2.3 | 2.5 | 2.6 | 2.8 | 3 | 3.1 | 3.3 | 3.4 | 3.6 | 3.8 | 3.9 | 4.1 | 4.2 | 4.4 | 4.6 | 4.7 | 4.9 | 5.1
PSS | ILFORDS T1 / KNUTSFORD T1 / MOBBERLEY T1 / RADBROKE HALL T1 | 1.5 | 1.5 | 1.5 | 1.5 | 1.6 | 1.6 | 1.6 | 1.7 | 1.7 | 1.8 | 1.8 | 1.9 | 2 | 2 | 2.1 | 2.1 | 2.1 | 2.1 | 2.2 | 2.2 | 2.3 | 2.3 | 2.4 | 2.4 | 2.5 | 2.5 | 2.6 | 2.7 | 2.7 | 2.8 | 1.5 | 1.6 | 1.7 | 1.8 | 2.1 | 2.4 | 2.6 | 2.9 | 3.1 | 3.4 | 3.6 | 3.9 | 4.2 | 4.5 | 4.7 | 5 | 5.3 | 5.5 | 5.8 | 6.1 | 6.3 | 6.6 | 6.9 | 7.2 | 7.4 | 7.7 | 8 | 8.2 | 8.5 | 8.8 | 1.5 | 1.5 | 1.6 | 1.7 | 1.7 | 1.9 | 2 | 2.1 | 2.2 | 2.4 | 2.5 | 2.7 | 2.8 | 2.9 | 3 | 3.2 | 3.3 | 3.5 | 3.6 | 3.7 | 3.9 | 4 | 4.1 | 4.3 | 4.4 | 4.5 | 4.6 | 4.8 | 4.9 | 5.1 | 1.5 | 1.6 | 1.7 | 1.8 | 2.1 | 2.4 | 2.6 | 2.9 | 3.1 | 3.4 | 3.7 | 3.9 | 4.2 | 4.5 | 4.8 | 5 | 5.3 | 5.6 | 5.8 | 6.1 | 6.4 | 6.7 | 6.9 | 7.2 | 7.3 | 7.5 | 7.8 | 8 | 8.3 | 8.6 | 1.5 | 1.6 | 1.6 | 1.7 | 1.9 | 2.1 | 2.3 | 2.5 | 2.7 | 2.9 | 3.1 | 3.3 | 3.5 | 3.7 | 3.9 | 4.1 | 4.3 | 4.5 | 4.7 | 4.9 | 5.1 | 5.3 | 5.5 | 5.7 | 5.9 | 6.1 | 6.3 | 6.5 | 6.7 | 6.9
PSS | IVY ST (SOUTHPORT) T1 / KENSINGTON ROAD / MARKET ST T1 / SOUTHPORT T1 | 0.8 | 0.8 | 0.8 | 0.8 | 0.8 | 0.9 | 0.9 | 0.9 | 1 | 1 | 1.1 | 1.1 | 1.2 | 1.2 | 1.2 | 1.3 | 1.3 | 1.3 | 1.3 | 1.4 | 1.4 | 1.4 | 1.5 | 1.5 | 1.5 | 1.6 | 1.6 | 1.6 | 1.7 | 1.7 | 0.8 | 0.9 | 1 | 1.1 | 1.3 | 1.4 | 1.6 | 1.7 | 1.9 | 2 | 2.1 | 2.3 | 2.4 | 2.5 | 2.6 | 2.8 | 2.9 | 3 | 3.1 | 3.3 | 3.4 | 3.5 | 3.6 | 3.7 | 3.8 | 3.9 | 4.1 | 4.2 | 4.3 | 4.4 | 0.8 | 0.8 | 0.9 | 0.9 | 1 | 1.1 | 1.2 | 1.3 | 1.4 | 1.4 | 1.5 | 1.6 | 1.7 | 1.8 | 1.8 | 1.9 | 2 | 2 | 2.1 | 2.2 | 2.2 | 2.3 | 2.3 | 2.4 | 2.5 | 2.5 | 2.6 | 2.6 | 2.7 | 2.8 | 0.8 | 0.9 | 1 | 1.1 | 1.3 | 1.5 | 1.6 | 1.8 | 1.9 | 2.1 | 2.2 | 2.4 | 2.5 | 2.6 | 2.7 | 2.9 | 3 | 3.1 | 3.2 | 3.3 | 3.5 | 3.6 | 3.7 | 3.8 | 3.8 | 3.9 | 4 | 4.1 | 4.3 | 4.3 | 0.8 | 0.9 | 0.9 | 1 | 1.1 | 1.3 | 1.4 | 1.5 | 1.6 | 1.7 | 1.8 | 1.9 | 2 | 2.1 | 2.2 | 2.3 | 2.4 | 2.5 | 2.6 | 2.7 | 2.8 | 2.9 | 3 | 3.1 | 3.2 | 3.2 | 3.3 | 3.4 | 3.5 | 3.6
PSS | IVY ST T1 / LLYSFAEN RD T1 / OLD MILL T1 | 0.4 | 0.4 | 0.4 | 0.5 | 0.5 | 0.5 | 0.5 | 0.5 | 0.6 | 0.6 | 0.7 | 0.7 | 0.8 | 0.8 | 0.9 | 1 | 1 | 1.1 | 1.2 | 1.2 | 1.3 | 1.4 | 1.4 | 1.5 | 1.6 | 1.6 | 1.7 | 1.8 | 1.9 | 1.9 | 0.4 | 0.5 | 0.6 | 0.7 | 1 | 1.3 | 1.6 | 2 | 2.3 | 2.7 | 3.1 | 3.5 | 3.9 | 4.4 | 4.8 | 5.2 | 5.6 | 6.1 | 6.5 | 7 | 7.5 | 7.9 | 8.4 | 8.9 | 9.3 | 9.8 | 10.2 | 10.7 | 11.2 | 11.7 | 0.4 | 0.5 | 0.5 | 0.5 | 0.6 | 0.7 | 0.8 | 0.9 | 1.1 | 1.2 | 1.4 | 1.6 | 1.8 | 2 | 2.2 | 2.4 | 2.6 | 2.8 | 3 | 3.2 | 3.4 | 3.6 | 3.8 | 4 | 4.2 | 4.4 | 4.6 | 4.8 | 5.1 | 5.3 | 0.4 | 0.5 | 0.6 | 0.7 | 0.9 | 1.2 | 1.5 | 1.9 | 2.2 | 2.6 | 3 | 3.4 | 3.8 | 4.2 | 4.7 | 5.1 | 5.5 | 6 | 6.4 | 6.9 | 7.4 | 7.8 | 8.3 | 8.8 | 9.2 | 9.7 | 10.2 | 10.6 | 11.1 | 11.5 | 0.4 | 0.5 | 0.5 | 0.6 | 0.8 | 1 | 1.2 | 1.5 | 1.7 | 2 | 2.3 | 2.6 | 2.8 | 3.2 | 3.5 | 3.8 | 4.1 | 4.4 | 4.7 | 5.1 | 5.4 | 5.7 | 6.1 | 6.4 | 6.7 | 7.1 | 7.4 | 7.8 | 8.1 | 8.5
PSS | JOHNSTOWN T1 | 0.7 | 0.7 | 0.7 | 0.8 | 0.8 | 0.8 | 0.8 | 0.8 | 0.8 | 0.9 | 0.9 | 0.9 | 1 | 1 | 1 | 1.1 | 1.1 | 1.1 | 1.1 | 1.1 | 1.1 | 1.2 | 1.2 | 1.2 | 1.3 | 1.3 | 1.3 | 1.3 | 1.4 | 1.4 | 0.7 | 0.8 | 0.8 | 0.9 | 1 | 1.2 | 1.3 | 1.4 | 1.5 | 1.6 | 1.8 | 1.9 | 2 | 2.1 | 2.2 | 2.3 | 2.5 | 2.6 | 2.7 | 2.8 | 2.9 | 3 | 3.1 | 3.3 | 3.4 | 3.5 | 3.6 | 3.7 | 3.8 | 3.9 | 0.7 | 0.8 | 0.8 | 0.8 | 0.9 | 0.9 | 1 | 1 | 1.1 | 1.2 | 1.2 | 1.3 | 1.4 | 1.4 | 1.5 | 1.6 | 1.6 | 1.7 | 1.7 | 1.8 | 1.9 | 1.9 | 2 | 2 | 2.1 | 2.1 | 2.2 | 2.2 | 2.3 | 2.4 | 0.7 | 0.8 | 0.8 | 0.9 | 1.1 | 1.2 | 1.3 | 1.5 | 1.6 | 1.7 | 1.8 | 1.9 | 2 | 2.2 | 2.3 | 2.4 | 2.5 | 2.6 | 2.7 | 2.8 | 2.9 | 3 | 3.1 | 3.3 | 3.3 | 3.4 | 3.5 | 3.6 | 3.7 | 3.8 | 0.7 | 0.8 | 0.8 | 0.9 | 1 | 1.1 | 1.2 | 1.2 | 1.3 | 1.4 | 1.5 | 1.6 | 1.7 | 1.8 | 1.9 | 2 | 2 | 2.1 | 2.2 | 2.3 | 2.4 | 2.5 | 2.5 | 2.6 | 2.7 | 2.8 | 2.9 | 3 | 3.1 | 3.2
PSS | KELCO T1 / NEWS INTERNATIONAL T1 / NEWS INTERNATIONAL T2 / PALCO T1 / SOUTHDENE T1 | 0.8 | 0.8 | 0.8 | 0.8 | 0.8 | 0.9 | 0.9 | 0.9 | 1 | 1 | 1 | 1.1 | 1.1 | 1.1 | 1.2 | 1.2 | 1.2 | 1.2 | 1.3 | 1.3 | 1.3 | 1.3 | 1.4 | 1.4 | 1.4 | 1.4 | 1.4 | 1.5 | 1.5 | 1.5 | 0.8 | 0.9 | 0.9 | 1 | 1.2 | 1.3 | 1.4 | 1.5 | 1.6 | 1.7 | 1.8 | 1.9 | 2 | 2 | 2.1 | 2.1 | 2.2 | 2.3 | 2.3 | 2.4 | 2.4 | 2.5 | 2.6 | 2.6 | 2.6 | 2.7 | 2.7 | 2.8 | 2.8 | 2.9 | 0.8 | 0.8 | 0.9 | 0.9 | 1 | 1.1 | 1.1 | 1.2 | 1.3 | 1.3 | 1.4 | 1.5 | 1.5 | 1.6 | 1.6 | 1.7 | 1.7 | 1.7 | 1.8 | 1.8 | 1.9 | 1.9 | 1.9 | 2 | 2 | 2 | 2.1 | 2.1 | 2.1 | 2.2 | 0.8 | 0.9 | 0.9 | 1 | 1.2 | 1.4 | 1.5 | 1.6 | 1.7 | 1.8 | 1.9 | 2 | 2.1 | 2.2 | 2.2 | 2.3 | 2.3 | 2.4 | 2.4 | 2.5 | 2.6 | 2.6 | 2.7 | 2.7 | 2.6 | 2.7 | 2.7 | 2.8 | 2.8 | 2.9 | 0.8 | 0.8 | 0.9 | 1 | 1.1 | 1.2 | 1.3 | 1.4 | 1.5 | 1.5 | 1.6 | 1.7 | 1.7 | 1.8 | 1.8 | 1.9 | 1.9 | 2 | 2 | 2.1 | 2.2 | 2.2 | 2.2 | 2.3 | 2.3 | 2.4 | 2.4 | 2.4 | 2.5 | 2.5
PSS | KINGSLAND 33 T1 / SAFEWAY T1 / WOOLSTON T1 / WOOLSTON T2 | 1 | 1 | 1 | 1 | 1.1 | 1.1 | 1.1 | 1.2 | 1.2 | 1.3 | 1.4 | 1.4 | 1.5 | 1.6 | 1.6 | 1.7 | 1.7 | 1.8 | 1.8 | 1.9 | 1.9 | 2 | 2.1 | 2.1 | 2.2 | 2.2 | 2.3 | 2.4 | 2.4 | 2.5 | 1 | 1.1 | 1.2 | 1.4 | 1.7 | 2 | 2.3 | 2.7 | 3 | 3.3 | 3.6 | 4 | 4.3 | 4.7 | 5 | 5.3 | 5.7 | 6 | 6.4 | 6.7 | 7.1 | 7.4 | 7.8 | 8.2 | 8.5 | 8.9 | 9.2 | 9.6 | 9.9 | 10.3 | 1 | 1 | 1.1 | 1.2 | 1.3 | 1.4 | 1.5 | 1.7 | 1.8 | 2 | 2.2 | 2.3 | 2.5 | 2.7 | 2.8 | 3 | 3.2 | 3.3 | 3.5 | 3.7 | 3.9 | 4 | 4.2 | 4.3 | 4.5 | 4.7 | 4.9 | 5.1 | 5.2 | 5.4 | 1 | 1.1 | 1.2 | 1.4 | 1.7 | 2 | 2.3 | 2.6 | 2.9 | 3.2 | 3.6 | 3.9 | 4.3 | 4.6 | 5 | 5.3 | 5.6 | 6 | 6.3 | 6.7 | 7.1 | 7.4 | 7.8 | 8.1 | 8.4 | 8.7 | 9.1 | 9.4 | 9.8 | 10.1 | 1 | 1.1 | 1.2 | 1.3 | 1.5 | 1.7 | 1.9 | 2.2 | 2.4 | 2.7 | 2.9 | 3.2 | 3.4 | 3.7 | 3.9 | 4.2 | 4.4 | 4.7 | 4.9 | 5.2 | 5.5 | 5.7 | 6 | 6.3 | 6.5 | 6.8 | 7.1 | 7.3 | 7.6 | 7.8
PSS | KINNERTON T1 | 0.4 | 0.4 | 0.4 | 0.4 | 0.4 | 0.5 | 0.5 | 0.5 | 0.5 | 0.5 | 0.6 | 0.6 | 0.6 | 0.6 | 0.7 | 0.7 | 0.7 | 0.7 | 0.7 | 0.7 | 0.8 | 0.8 | 0.8 | 0.8 | 0.9 | 0.9 | 0.9 | 1 | 1 | 1 | 0.4 | 0.5 | 0.5 | 0.5 | 0.7 | 0.8 | 0.9 | 1 | 1.1 | 1.3 | 1.4 | 1.5 | 1.6 | 1.7 | 1.9 | 2 | 2.1 | 2.2 | 2.4 | 2.5 | 2.7 | 2.8 | 2.9 | 3 | 3.2 | 3.3 | 3.4 | 3.6 | 3.7 | 3.9 | 0.4 | 0.4 | 0.5 | 0.5 | 0.5 | 0.6 | 0.6 | 0.7 | 0.7 | 0.8 | 0.8 | 0.9 | 1 | 1 | 1.1 | 1.1 | 1.2 | 1.3 | 1.3 | 1.4 | 1.5 | 1.5 | 1.6 | 1.6 | 1.7 | 1.8 | 1.9 | 1.9 | 2 | 2 | 0.4 | 0.5 | 0.5 | 0.6 | 0.7 | 0.8 | 0.9 | 1 | 1.1 | 1.2 | 1.4 | 1.5 | 1.6 | 1.7 | 1.9 | 2 | 2.1 | 2.3 | 2.4 | 2.5 | 2.6 | 2.8 | 2.9 | 3 | 3.1 | 3.3 | 3.4 | 3.5 | 3.6 | 3.8 | 0.4 | 0.4 | 0.5 | 0.5 | 0.6 | 0.7 | 0.8 | 0.8 | 0.9 | 1 | 1.1 | 1.2 | 1.3 | 1.4 | 1.5 | 1.6 | 1.7 | 1.8 | 1.9 | 2 | 2.1 | 2.1 | 2.3 | 2.3 | 2.4 | 2.5 | 2.6 | 2.7 | 2.8 | 2.9
PSS | KIRKBY CENTRAL T1 / NORTHWOOD T1 / TOWER HILL (BANK LA) T1 / WESTVALE T1 | 0.8 | 0.8 | 0.8 | 0.8 | 0.9 | 0.9 | 0.9 | 1 | 1.1 | 1.1 | 1.2 | 1.3 | 1.4 | 1.4 | 1.5 | 1.6 | 1.6 | 1.7 | 1.8 | 1.9 | 2 | 2 | 2.1 | 2.2 | 2.3 | 2.4 | 2.4 | 2.5 | 2.6 | 2.7 | 0.8 | 0.9 | 1 | 1.2 | 1.6 | 2 | 2.4 | 2.8 | 3.3 | 3.7 | 4.2 | 4.7 | 5.2 | 5.7 | 6.1 | 6.6 | 7.1 | 7.6 | 8.1 | 8.6 | 9.2 | 9.7 | 10.2 | 10.7 | 11.2 | 11.7 | 12.3 | 12.8 | 13.3 | 13.9 | 0.8 | 0.8 | 0.9 | 1 | 1.1 | 1.2 | 1.4 | 1.6 | 1.8 | 2 | 2.2 | 2.4 | 2.7 | 2.9 | 3.1 | 3.3 | 3.5 | 3.8 | 4 | 4.2 | 4.4 | 4.7 | 4.9 | 5.1 | 5.4 | 5.6 | 5.8 | 6.1 | 6.3 | 6.5 | 0.8 | 0.9 | 1 | 1.2 | 1.6 | 2 | 2.4 | 2.8 | 3.2 | 3.7 | 4.1 | 4.6 | 5.1 | 5.6 | 6.1 | 6.6 | 7.1 | 7.6 | 8 | 8.5 | 9.1 | 9.6 | 10.1 | 10.6 | 11 | 11.6 | 12.1 | 12.6 | 13.1 | 13.7 | 0.8 | 0.9 | 1 | 1.1 | 1.3 | 1.6 | 1.9 | 2.2 | 2.5 | 2.9 | 3.2 | 3.5 | 3.9 | 4.3 | 4.6 | 5 | 5.3 | 5.7 | 6.1 | 6.4 | 6.8 | 7.2 | 7.6 | 7.9 | 8.3 | 8.7 | 9.1 | 9.4 | 9.8 | 10.2
PSS | KNOWSLEY T1 / MARLED HEY T1 | 0.9 | 0.9 | 0.9 | 0.9 | 0.9 | 1 | 1 | 1.1 | 1.1 | 1.2 | 1.2 | 1.3 | 1.3 | 1.4 | 1.5 | 1.5 | 1.5 | 1.6 | 1.6 | 1.7 | 1.7 | 1.8 | 1.8 | 1.8 | 1.9 | 1.9 | 2 | 2 | 2 | 2.1 | 0.9 | 0.9 | 1.1 | 1.2 | 1.5 | 1.7 | 2 | 2.2 | 2.3 | 2.5 | 2.7 | 2.8 | 3 | 3.1 | 3.3 | 3.4 | 3.6 | 3.8 | 3.9 | 4 | 4.2 | 4.3 | 4.4 | 4.6 | 4.7 | 4.8 | 5 | 5.1 | 5.2 | 5.4 | 0.9 | 0.9 | 1 | 1 | 1.1 | 1.3 | 1.4 | 1.5 | 1.6 | 1.8 | 1.9 | 2 | 2 | 2.1 | 2.2 | 2.3 | 2.4 | 2.5 | 2.6 | 2.7 | 2.7 | 2.8 | 2.9 | 2.9 | 3 | 3.1 | 3.1 | 3.2 | 3.3 | 3.4 | 0.9 | 1 | 1.1 | 1.2 | 1.5 | 1.8 | 2 | 2.2 | 2.4 | 2.6 | 2.8 | 3 | 3.1 | 3.3 | 3.5 | 3.6 | 3.7 | 3.9 | 4 | 4.2 | 4.3 | 4.4 | 4.6 | 4.7 | 4.8 | 4.9 | 5 | 5.1 | 5.3 | 5.4 | 0.9 | 0.9 | 1 | 1.1 | 1.3 | 1.5 | 1.7 | 1.8 | 2 | 2.1 | 2.3 | 2.4 | 2.5 | 2.6 | 2.8 | 2.9 | 3 | 3.1 | 3.2 | 3.3 | 3.5 | 3.5 | 3.6 | 3.8 | 3.9 | 4 | 4.1 | 4.2 | 4.3 | 4.4
PSS | LCWW HUNTINGTON T1 / LCWW HUNTINGTON T2 | 0.6 | 0.6 | 0.6 | 0.6 | 0.7 | 0.7 | 0.7 | 0.7 | 0.7 | 0.8 | 0.8 | 0.8 | 0.8 | 0.8 | 0.9 | 0.9 | 0.9 | 0.9 | 0.9 | 0.9 | 0.9 | 0.9 | 1 | 1 | 1 | 1 | 1 | 1.1 | 1.1 | 1.1 | 0.6 | 0.7 | 0.7 | 0.8 | 0.9 | 1 | 1.1 | 1.2 | 1.3 | 1.4 | 1.5 | 1.6 | 1.7 | 1.8 | 1.9 | 2 | 2.1 | 2.2 | 2.3 | 2.4 | 2.5 | 2.6 | 2.7 | 2.8 | 2.9 | 3 | 3.1 | 3.2 | 3.3 | 3.4 | 0.6 | 0.6 | 0.7 | 0.7 | 0.7 | 0.8 | 0.8 | 0.9 | 1 | 1 | 1.1 | 1.1 | 1.1 | 1.2 | 1.2 | 1.3 | 1.3 | 1.4 | 1.4 | 1.5 | 1.5 | 1.6 | 1.6 | 1.6 | 1.7 | 1.7 | 1.8 | 1.8 | 1.9 | 1.9 | 0.6 | 0.7 | 0.7 | 0.8 | 0.9 | 1 | 1.1 | 1.2 | 1.3 | 1.4 | 1.6 | 1.6 | 1.8 | 1.9 | 2 | 2.1 | 2.2 | 2.3 | 2.4 | 2.5 | 2.6 | 2.6 | 2.7 | 2.8 | 2.8 | 3 | 3.1 | 3.2 | 3.2 | 3.3 | 0.6 | 0.7 | 0.7 | 0.7 | 0.8 | 0.9 | 1 | 1 | 1.1 | 1.2 | 1.3 | 1.4 | 1.4 | 1.5 | 1.6 | 1.7 | 1.7 | 1.8 | 1.9 | 2 | 2 | 2.1 | 2.2 | 2.2 | 2.3 | 2.4 | 2.5 | 2.5 | 2.6 | 2.7
PSS | LEGACY LOCAL T1 | 3.1 | 3.1 | 3.1 | 3.2 | 3.2 | 3.2 | 3.2 | 3.2 | 3.2 | 3.3 | 3.3 | 3.3 | 3.3 | 3.4 | 3.4 | 3.4 | 3.2 | 3.2 | 3.2 | 3.2 | 3.2 | 3.2 | 3.3 | 3.3 | 3.3 | 3.3 | 3.3 | 3.4 | 3.4 | 3.4 | 3.1 | 3.2 | 3.2 | 3.3 | 3.4 | 3.6 | 3.7 | 3.8 | 3.9 | 4 | 4.1 | 4.2 | 4.3 | 4.4 | 4.5 | 4.6 | 4.7 | 4.7 | 4.8 | 4.9 | 5 | 5.1 | 5.2 | 5.3 | 5.4 | 5.5 | 5.6 | 5.7 | 5.8 | 5.9 | 3.1 | 3.2 | 3.2 | 3.2 | 3.3 | 3.3 | 3.4 | 3.4 | 3.5 | 3.6 | 3.6 | 3.7 | 3.7 | 3.8 | 3.8 | 3.9 | 3.9 | 4 | 4 | 4.1 | 4.1 | 4.2 | 4.2 | 4.2 | 4.3 | 4.3 | 4.4 | 4.4 | 4.5 | 4.5 | 3.1 | 3.2 | 3.2 | 3.3 | 3.4 | 3.6 | 3.7 | 3.8 | 3.9 | 4 | 4.1 | 4.2 | 4.3 | 4.4 | 4.5 | 4.6 | 4.7 | 4.8 | 4.9 | 5 | 5.1 | 5.2 | 5.2 | 5.3 | 4.9 | 5 | 5.1 | 5.2 | 5.2 | 5.3 | 3.1 | 3.2 | 3.2 | 3.3 | 3.4 | 3.4 | 3.5 | 3.6 | 3.7 | 3.8 | 3.9 | 3.9 | 4 | 4.1 | 4.1 | 4.2 | 4.3 | 4.4 | 4.4 | 4.5 | 4.6 | 4.6 | 4.7 | 4.8 | 4.9 | 4.9 | 5 | 5.1 | 5.1 | 5.2
PSS | LEIGHTON HOSPITAL T1 | 0.7 | 0.7 | 0.7 | 0.7 | 0.7 | 0.7 | 0.7 | 0.8 | 0.8 | 0.8 | 0.8 | 0.9 | 0.9 | 0.9 | 0.9 | 1 | 0.9 | 1 | 1 | 1 | 1 | 1 | 1.1 | 1.1 | 1.1 | 1.1 | 1.1 | 1.1 | 1.2 | 1.2 | 0.7 | 0.7 | 0.8 | 0.8 | 0.9 | 1 | 1.1 | 1.2 | 1.3 | 1.4 | 1.5 | 1.5 | 1.6 | 1.7 | 1.7 | 1.8 | 1.9 | 2 | 2 | 2.1 | 2.1 | 2.2 | 2.3 | 2.3 | 2.4 | 2.4 | 2.5 | 2.6 | 2.6 | 2.7 | 0.7 | 0.7 | 0.7 | 0.7 | 0.8 | 0.8 | 0.9 | 0.9 | 1 | 1 | 1.1 | 1.1 | 1.2 | 1.2 | 1.3 | 1.3 | 1.3 | 1.4 | 1.4 | 1.4 | 1.5 | 1.5 | 1.5 | 1.6 | 1.6 | 1.6 | 1.7 | 1.7 | 1.7 | 1.8 | 0.7 | 0.7 | 0.8 | 0.8 | 1 | 1.1 | 1.1 | 1.2 | 1.3 | 1.4 | 1.5 | 1.6 | 1.6 | 1.7 | 1.8 | 1.8 | 1.9 | 2 | 2 | 2.1 | 2.1 | 2.2 | 2.3 | 2.3 | 2.3 | 2.3 | 2.4 | 2.5 | 2.5 | 2.5 | 0.7 | 0.7 | 0.7 | 0.8 | 0.9 | 0.9 | 1 | 1.1 | 1.1 | 1.2 | 1.3 | 1.3 | 1.4 | 1.4 | 1.5 | 1.5 | 1.6 | 1.7 | 1.7 | 1.8 | 1.8 | 1.8 | 1.9 | 1.9 | 2 | 2 | 2.1 | 2.1 | 2.2 | 2.2
PSS | LIVERPOOL RD 33 T1 | 0.8 | 0.8 | 0.8 | 0.8 | 0.9 | 0.9 | 0.9 | 0.9 | 0.9 | 1 | 1 | 1 | 1.1 | 1.1 | 1.1 | 1.1 | 1.1 | 1.1 | 1.1 | 1.2 | 1.2 | 1.2 | 1.2 | 1.2 | 1.2 | 1.3 | 1.3 | 1.3 | 1.3 | 1.4 | 0.8 | 0.9 | 0.9 | 1 | 1.1 | 1.3 | 1.4 | 1.5 | 1.6 | 1.7 | 1.8 | 1.9 | 2 | 2.1 | 2.3 | 2.4 | 2.5 | 2.6 | 2.7 | 2.8 | 2.9 | 3 | 3.1 | 3.2 | 3.3 | 3.4 | 3.5 | 3.6 | 3.7 | 3.8 | 0.8 | 0.9 | 0.9 | 0.9 | 1 | 1 | 1.1 | 1.1 | 1.2 | 1.3 | 1.3 | 1.4 | 1.5 | 1.5 | 1.6 | 1.6 | 1.7 | 1.7 | 1.8 | 1.9 | 1.9 | 2 | 2 | 2.1 | 2.1 | 2.2 | 2.2 | 2.3 | 2.4 | 2.4 | 0.8 | 0.9 | 0.9 | 1 | 1.2 | 1.3 | 1.4 | 1.5 | 1.6 | 1.7 | 1.9 | 2 | 2.1 | 2.2 | 2.3 | 2.4 | 2.5 | 2.6 | 2.7 | 2.8 | 2.9 | 3 | 3.1 | 3.2 | 3.2 | 3.3 | 3.4 | 3.5 | 3.6 | 3.7 | 0.8 | 0.9 | 0.9 | 1 | 1 | 1.1 | 1.2 | 1.3 | 1.4 | 1.5 | 1.6 | 1.7 | 1.7 | 1.8 | 1.9 | 2 | 2.1 | 2.2 | 2.2 | 2.3 | 2.4 | 2.5 | 2.5 | 2.6 | 2.7 | 2.8 | 2.9 | 2.9 | 3 | 3.1
PSS | LLAINGOCH T1 | 0.3 | 0.3 | 0.3 | 0.3 | 0.3 | 0.3 | 0.3 | 0.4 | 0.4 | 0.4 | 0.4 | 0.4 | 0.5 | 0.5 | 0.5 | 0.5 | 0.5 | 0.5 | 0.6 | 0.6 | 0.6 | 0.6 | 0.6 | 0.7 | 0.7 | 0.7 | 0.7 | 0.8 | 0.8 | 0.8 | 0.3 | 0.3 | 0.4 | 0.4 | 0.5 | 0.6 | 0.7 | 0.8 | 0.9 | 1.1 | 1.2 | 1.3 | 1.5 | 1.6 | 1.7 | 1.9 | 2 | 2.1 | 2.3 | 2.4 | 2.5 | 2.7 | 2.8 | 2.9 | 3.1 | 3.2 | 3.4 | 3.5 | 3.6 | 3.8 | 0.3 | 0.3 | 0.3 | 0.4 | 0.4 | 0.4 | 0.5 | 0.5 | 0.6 | 0.6 | 0.7 | 0.7 | 0.8 | 0.9 | 0.9 | 1 | 1 | 1.1 | 1.2 | 1.2 | 1.3 | 1.4 | 1.4 | 1.5 | 1.5 | 1.6 | 1.7 | 1.8 | 1.8 | 1.9 | 0.3 | 0.3 | 0.4 | 0.4 | 0.5 | 0.6 | 0.7 | 0.8 | 1 | 1.1 | 1.2 | 1.3 | 1.4 | 1.6 | 1.7 | 1.9 | 2 | 2.1 | 2.2 | 2.4 | 2.5 | 2.6 | 2.8 | 2.9 | 3 | 3.1 | 3.3 | 3.5 | 3.6 | 3.7 | 0.3 | 0.3 | 0.4 | 0.4 | 0.5 | 0.5 | 0.6 | 0.7 | 0.8 | 0.8 | 0.9 | 1 | 1.1 | 1.2 | 1.3 | 1.4 | 1.5 | 1.6 | 1.7 | 1.8 | 1.9 | 2 | 2.1 | 2.2 | 2.3 | 2.4 | 2.5 | 2.6 | 2.7 | 2.8
PSS | LLANARMON T1 | 0.5 | 0.5 | 0.5 | 0.5 | 0.5 | 0.5 | 0.5 | 0.5 | 0.5 | 0.6 | 0.7 | 0.9 | 1 | 1.2 | 1.3 | 1.4 | 1.6 | 1.7 | 1.7 | 1.8 | 1.9 | 1.9 | 2 | 2.1 | 2.1 | 2.2 | 2.3 | 2.3 | 2.4 | 2.4 | 0.5 | 0.5 | 0.5 | 0.6 | 0.7 | 0.9 | 1 | 1.2 | 1.4 | 1.6 | 1.9 | 2.1 | 2.4 | 2.7 | 2.9 | 3 | 3.2 | 3.3 | 3.4 | 3.6 | 3.7 | 3.9 | 4.1 | 4.2 | 4.4 | 4.5 | 4.7 | 4.8 | 5 | 5.1 | 0.5 | 0.5 | 0.5 | 0.5 | 0.6 | 0.7 | 0.8 | 1 | 1.1 | 1.3 | 1.6 | 1.8 | 2 | 2.3 | 2.5 | 2.6 | 2.7 | 2.7 | 2.8 | 2.9 | 3.1 | 3.2 | 3.3 | 3.5 | 3.6 | 3.7 | 3.8 | 3.9 | 4 | 4.1 | 0.5 | 0.5 | 0.7 | 0.9 | 1.2 | 1.4 | 1.7 | 2 | 2.3 | 2.5 | 2.8 | 3.2 | 3.5 | 3.8 | 4 | 4.2 | 4.4 | 4.4 | 4.7 | 4.9 | 5.1 | 5.3 | 5.5 | 5.6 | 6.2 | 6.3 | 6.4 | 6.5 | 6.6 | 6.7 | 0.5 | 0.5 | 0.5 | 0.6 | 0.7 | 0.8 | 0.9 | 1.1 | 1.3 | 1.5 | 1.7 | 2 | 2.2 | 2.5 | 2.7 | 2.8 | 2.9 | 3 | 3.1 | 3.3 | 3.4 | 3.5 | 3.7 | 3.8 | 4 | 4.1 | 4.2 | 4.4 | 4.5 | 4.6
PSS | LLANBEDROG T1 | 0.4 | 0.9 | 1.2 | 1.6 | 2.3 | 3 | 3.8 | 5.1 | 5.5 | 5.7 | 5.7 | 5.7 | 5.7 | 5.8 | 5.8 | 5.8 | 6 | 6 | 6 | 6 | 6.1 | 6.2 | 6.2 | 6.3 | 6.4 | 6.4 | 6.5 | 6.6 | 6.6 | 6.6 | 0.4 | 1.3 | 2 | 2.9 | 3.6 | 4.4 | 5.1 | 5.9 | 6 | 6.1 | 6.1 | 6.2 | 6.5 | 6.9 | 7.1 | 7.3 | 7.3 | 7.4 | 7.5 | 7.7 | 7.9 | 8.1 | 8.2 | 8.3 | 8.5 | 8.6 | 8.8 | 8.9 | 9 | 9.1 | 0.4 | 1.3 | 2.1 | 2.9 | 3.6 | 4.3 | 5.1 | 5.8 | 5.8 | 5.9 | 5.9 | 6.2 | 6.4 | 6.8 | 6.9 | 7.1 | 7.2 | 7.2 | 7.3 | 7.4 | 7.6 | 7.8 | 7.9 | 8 | 8.1 | 8.2 | 8.3 | 8.4 | 8.5 | 8.6 | 0.4 | 1.5 | 2.2 | 3 | 4.1 | 5.1 | 6.1 | 6.4 | 6.8 | 7.1 | 7.5 | 7.9 | 8.3 | 8.7 | 9 | 9.1 | 9.2 | 9.3 | 9.5 | 9.7 | 10 | 10.2 | 10.4 | 10.5 | 11 | 11 | 11.1 | 11.2 | 11.3 | 11.3 | 0.4 | 1.3 | 2.1 | 2.9 | 3.6 | 4.4 | 5.1 | 5.9 | 5.9 | 6 | 6 | 6.2 | 6.5 | 6.8 | 7 | 7.2 | 7.3 | 7.3 | 7.4 | 7.6 | 7.7 | 7.9 | 8.1 | 8.2 | 8.3 | 8.4 | 8.6 | 8.6 | 8.8 | 8.8
PSS | LLANBERIS T1 | 0.4 | 0.4 | 0.4 | 0.4 | 0.4 | 0.5 | 0.5 | 0.5 | 0.5 | 0.5 | 0.5 | 0.6 | 0.6 | 0.6 | 0.6 | 0.6 | 0.6 | 0.6 | 0.7 | 0.7 | 0.7 | 0.7 | 0.7 | 0.7 | 0.8 | 0.8 | 0.8 | 0.8 | 0.8 | 0.8 | 0.4 | 0.5 | 0.5 | 0.5 | 0.6 | 0.7 | 0.8 | 0.9 | 1 | 1 | 1.1 | 1.2 | 1.3 | 1.4 | 1.4 | 1.5 | 1.6 | 1.7 | 1.7 | 1.8 | 1.9 | 1.9 | 2 | 2.1 | 2.1 | 2.2 | 2.3 | 2.4 | 2.4 | 2.5 | 0.4 | 0.5 | 0.5 | 0.5 | 0.5 | 0.6 | 0.6 | 0.6 | 0.7 | 0.7 | 0.7 | 0.8 | 0.8 | 0.9 | 0.9 | 1 | 1 | 1 | 1.1 | 1.1 | 1.2 | 1.2 | 1.2 | 1.3 | 1.3 | 1.4 | 1.4 | 1.5 | 1.5 | 1.5 | 0.4 | 0.5 | 0.5 | 0.6 | 0.6 | 0.7 | 0.8 | 0.9 | 1 | 1 | 1.1 | 1.2 | 1.3 | 1.4 | 1.4 | 1.5 | 1.6 | 1.7 | 1.7 | 1.8 | 1.8 | 1.9 | 2 | 2.1 | 2.1 | 2.2 | 2.2 | 2.3 | 2.3 | 2.4 | 0.4 | 0.5 | 0.5 | 0.5 | 0.6 | 0.6 | 0.7 | 0.8 | 0.8 | 0.9 | 0.9 | 1 | 1.1 | 1.1 | 1.2 | 1.2 | 1.3 | 1.3 | 1.4 | 1.5 | 1.5 | 1.6 | 1.6 | 1.7 | 1.7 | 1.8 | 1.8 | 1.9 | 1.9 | 2
PSS | LLANDDEUSANT T1 | 0.4 | 0.4 | 0.4 | 0.4 | 0.5 | 0.5 | 0.5 | 0.5 | 0.5 | 0.7 | 0.9 | 1.1 | 1.3 | 1.5 | 1.7 | 1.8 | 2 | 2 | 2.1 | 2.2 | 2.3 | 2.4 | 2.5 | 2.6 | 2.7 | 2.8 | 2.9 | 3 | 3.1 | 3.2 | 0.4 | 0.5 | 0.5 | 0.6 | 0.8 | 0.9 | 1.1 | 1.4 | 1.7 | 1.9 | 2.3 | 2.7 | 3.1 | 3.5 | 3.8 | 4 | 4.2 | 4.3 | 4.6 | 4.9 | 5.1 | 5.4 | 5.6 | 5.9 | 6.1 | 6.3 | 6.6 | 6.8 | 7 | 7.2 | 0.4 | 0.5 | 0.5 | 0.6 | 0.7 | 0.8 | 0.9 | 1.1 | 1.3 | 1.5 | 1.9 | 2.2 | 2.5 | 2.9 | 3.1 | 3.3 | 3.4 | 3.5 | 3.6 | 3.9 | 4 | 4.2 | 4.5 | 4.6 | 4.8 | 4.9 | 5.1 | 5.2 | 5.4 | 5.5 | 0.4 | 0.5 | 0.8 | 1.1 | 1.4 | 1.7 | 2.1 | 2.4 | 2.8 | 3.2 | 3.6 | 4.1 | 4.5 | 4.9 | 5.3 | 5.5 | 5.7 | 5.9 | 6.2 | 6.6 | 6.9 | 7.2 | 7.5 | 7.7 | 8.4 | 8.5 | 8.7 | 8.8 | 9 | 9.2 | 0.4 | 0.5 | 0.5 | 0.6 | 0.7 | 0.9 | 1 | 1.2 | 1.5 | 1.7 | 2.1 | 2.5 | 2.8 | 3.2 | 3.4 | 3.6 | 3.8 | 3.9 | 4.1 | 4.4 | 4.6 | 4.8 | 5.1 | 5.2 | 5.4 | 5.6 | 5.8 | 6 | 6.2 | 6.4
PSS | LLANDDU QUARRY T1 | 2.2 | 2.2 | 2.2 | 2.2 | 2.2 | 2.3 | 2.3 | 2.3 | 2.3 | 2.4 | 2.4 | 2.5 | 2.7 | 2.8 | 2.9 | 3 | 3.2 | 3.2 | 3.3 | 3.3 | 3.3 | 3.4 | 3.4 | 3.5 | 3.5 | 3.5 | 3.6 | 3.6 | 3.6 | 3.7 | 2.2 | 2.3 | 2.3 | 2.4 | 2.5 | 2.6 | 2.8 | 2.9 | 3.1 | 3.3 | 3.5 | 3.8 | 4 | 4.3 | 4.4 | 4.6 | 4.7 | 4.8 | 4.9 | 5 | 5.2 | 5.3 | 5.5 | 5.6 | 5.7 | 5.8 | 5.9 | 6 | 6.2 | 6.2 | 2.2 | 2.3 | 2.3 | 2.3 | 2.4 | 2.4 | 2.5 | 2.6 | 2.8 | 3 | 3.2 | 3.4 | 3.6 | 3.9 | 4 | 4.1 | 4.2 | 4.3 | 4.3 | 4.4 | 4.5 | 4.6 | 4.7 | 4.8 | 4.9 | 5 | 5 | 5.1 | 5.2 | 5.3 | 2.2 | 2.3 | 2.4 | 2.6 | 2.9 | 3.2 | 3.4 | 3.7 | 3.9 | 4.2 | 4.5 | 4.8 | 5.1 | 5.3 | 5.5 | 5.7 | 5.8 | 5.9 | 6 | 6.2 | 6.4 | 6.5 | 6.7 | 6.8 | 7.3 | 7.4 | 7.4 | 7.5 | 7.6 | 7.7 | 2.2 | 2.3 | 2.3 | 2.3 | 2.4 | 2.5 | 2.6 | 2.8 | 2.9 | 3.1 | 3.4 | 3.6 | 3.8 | 4.1 | 4.2 | 4.4 | 4.5 | 4.5 | 4.6 | 4.7 | 4.8 | 5 | 5.1 | 5.2 | 5.3 | 5.4 | 5.5 | 5.6 | 5.7 | 5.8
PSS | LLANDEGFAN T1 | 0.3 | 0.3 | 0.3 | 0.3 | 0.3 | 0.3 | 0.3 | 0.4 | 0.4 | 0.4 | 0.4 | 0.4 | 0.5 | 0.5 | 0.5 | 0.5 | 0.5 | 0.5 | 0.6 | 0.6 | 0.6 | 0.6 | 0.6 | 0.7 | 0.7 | 0.7 | 0.7 | 0.8 | 0.8 | 0.8 | 0.3 | 0.3 | 0.4 | 0.4 | 0.5 | 0.6 | 0.8 | 0.9 | 1 | 1.1 | 1.3 | 1.4 | 1.6 | 1.7 | 1.9 | 2 | 2.2 | 2.3 | 2.4 | 2.6 | 2.8 | 2.9 | 3.1 | 3.3 | 3.4 | 3.6 | 3.7 | 3.9 | 4 | 4.2 | 0.3 | 0.3 | 0.3 | 0.4 | 0.4 | 0.4 | 0.5 | 0.5 | 0.6 | 0.6 | 0.7 | 0.8 | 0.8 | 0.9 | 1 | 1 | 1.1 | 1.2 | 1.3 | 1.3 | 1.4 | 1.5 | 1.5 | 1.6 | 1.7 | 1.8 | 1.8 | 1.9 | 2 | 2.1 | 0.3 | 0.3 | 0.4 | 0.4 | 0.5 | 0.6 | 0.8 | 0.9 | 1 | 1.1 | 1.3 | 1.4 | 1.6 | 1.7 | 1.9 | 2 | 2.2 | 2.3 | 2.5 | 2.6 | 2.8 | 2.9 | 3.1 | 3.3 | 3.4 | 3.5 | 3.7 | 3.8 | 4 | 4.1 | 0.3 | 0.3 | 0.4 | 0.4 | 0.5 | 0.5 | 0.6 | 0.7 | 0.8 | 0.9 | 1 | 1.1 | 1.2 | 1.3 | 1.4 | 1.5 | 1.6 | 1.7 | 1.9 | 2 | 2.1 | 2.2 | 2.3 | 2.4 | 2.5 | 2.7 | 2.8 | 2.9 | 3 | 3.1
PSS | LLANDRINIO T1 | 0.7 | 0.7 | 0.7 | 0.8 | 0.8 | 0.8 | 0.8 | 0.8 | 0.9 | 0.9 | 0.9 | 1 | 1.1 | 1.2 | 1.3 | 1.3 | 1.5 | 1.5 | 1.6 | 1.7 | 1.7 | 1.8 | 1.8 | 1.8 | 1.9 | 1.9 | 1.9 | 2 | 2 | 2 | 0.7 | 0.8 | 0.8 | 0.9 | 1.1 | 1.2 | 1.3 | 1.5 | 1.6 | 1.8 | 2 | 2.2 | 2.5 | 2.7 | 2.8 | 3 | 3.1 | 3.2 | 3.3 | 3.5 | 3.6 | 3.8 | 3.9 | 4.1 | 4.2 | 4.3 | 4.5 | 4.6 | 4.7 | 4.9 | 0.7 | 0.8 | 0.8 | 0.8 | 0.9 | 0.9 | 1 | 1.1 | 1.2 | 1.4 | 1.6 | 1.7 | 1.9 | 2 | 2.1 | 2.3 | 2.3 | 2.4 | 2.4 | 2.5 | 2.6 | 2.7 | 2.8 | 2.8 | 3 | 3 | 3.1 | 3.1 | 3.2 | 3.3 | 0.7 | 0.8 | 0.9 | 1 | 1.3 | 1.5 | 1.7 | 2 | 2.2 | 2.4 | 2.6 | 2.9 | 3.1 | 3.3 | 3.5 | 3.7 | 3.9 | 4 | 4.1 | 4.3 | 4.4 | 4.6 | 4.8 | 4.9 | 5.4 | 5.6 | 5.7 | 5.8 | 6 | 6.1 | 0.7 | 0.8 | 0.8 | 0.9 | 1 | 1.1 | 1.2 | 1.3 | 1.4 | 1.6 | 1.8 | 2 | 2.2 | 2.3 | 2.5 | 2.6 | 2.7 | 2.8 | 2.9 | 3 | 3.1 | 3.2 | 3.3 | 3.5 | 3.6 | 3.7 | 3.8 | 3.9 | 4 | 4.1
PSS | LLANDUDNO T1 / LLANDUDNO T2 | 0.4 | 0.4 | 0.4 | 0.4 | 0.4 | 0.5 | 0.5 | 0.5 | 0.5 | 0.5 | 0.6 | 0.6 | 0.6 | 0.6 | 0.7 | 0.7 | 0.7 | 0.7 | 0.7 | 0.8 | 0.8 | 0.8 | 0.9 | 0.9 | 0.9 | 0.9 | 0.9 | 1 | 1 | 1 | 0.4 | 0.5 | 0.5 | 0.6 | 0.7 | 0.8 | 1 | 1.1 | 1.3 | 1.4 | 1.6 | 1.7 | 1.9 | 2.1 | 2.2 | 2.4 | 2.5 | 2.7 | 2.9 | 3 | 3.2 | 3.4 | 3.6 | 3.8 | 3.9 | 4.1 | 4.3 | 4.5 | 4.6 | 4.8 | 0.4 | 0.4 | 0.5 | 0.5 | 0.5 | 0.6 | 0.7 | 0.7 | 0.8 | 0.8 | 0.9 | 1 | 1.1 | 1.2 | 1.2 | 1.3 | 1.4 | 1.5 | 1.5 | 1.6 | 1.7 | 1.8 | 1.9 | 1.9 | 2 | 2.1 | 2.2 | 2.2 | 2.3 | 2.4 | 0.4 | 0.5 | 0.5 | 0.6 | 0.7 | 0.8 | 1 | 1.1 | 1.3 | 1.4 | 1.6 | 1.7 | 1.9 | 2.1 | 2.2 | 2.4 | 2.6 | 2.7 | 2.9 | 3.1 | 3.2 | 3.4 | 3.6 | 3.7 | 3.9 | 4.1 | 4.2 | 4.4 | 4.5 | 4.7 | 0.4 | 0.5 | 0.5 | 0.5 | 0.6 | 0.7 | 0.8 | 0.9 | 1 | 1.1 | 1.3 | 1.4 | 1.5 | 1.6 | 1.7 | 1.8 | 2 | 2.1 | 2.2 | 2.3 | 2.5 | 2.6 | 2.7 | 2.9 | 3 | 3.1 | 3.2 | 3.4 | 3.5 | 3.6
PSS | LLANDYFRYDOG T1 | 0.3 | 0.3 | 0.3 | 0.3 | 0.3 | 0.3 | 0.3 | 0.4 | 0.4 | 0.5 | 0.6 | 0.8 | 0.9 | 1.1 | 1.3 | 1.4 | 1.6 | 1.6 | 1.7 | 1.8 | 1.9 | 2 | 2 | 2.1 | 2.2 | 2.2 | 2.3 | 2.4 | 2.5 | 2.5 | 0.3 | 0.3 | 0.4 | 0.4 | 0.6 | 0.7 | 0.9 | 1.1 | 1.4 | 1.6 | 1.9 | 2.2 | 2.5 | 2.9 | 3.1 | 3.3 | 3.5 | 3.6 | 3.8 | 4 | 4.2 | 4.4 | 4.6 | 4.8 | 5 | 5.2 | 5.4 | 5.6 | 5.8 | 6 | 0.3 | 0.3 | 0.3 | 0.4 | 0.5 | 0.6 | 0.7 | 0.9 | 1.1 | 1.3 | 1.5 | 1.8 | 2 | 2.3 | 2.5 | 2.7 | 2.8 | 2.9 | 3 | 3.2 | 3.3 | 3.5 | 3.6 | 3.7 | 3.9 | 4 | 4.1 | 4.3 | 4.4 | 4.5 | 0.3 | 0.4 | 0.6 | 0.8 | 1.1 | 1.4 | 1.6 | 2 | 2.3 | 2.6 | 2.9 | 3.3 | 3.7 | 4 | 4.4 | 4.6 | 4.7 | 4.9 | 5.1 | 5.4 | 5.7 | 5.9 | 6.2 | 6.4 | 7 | 7.1 | 7.2 | 7.4 | 7.5 | 7.7 | 0.3 | 0.3 | 0.4 | 0.4 | 0.5 | 0.7 | 0.8 | 1 | 1.2 | 1.4 | 1.7 | 2 | 2.3 | 2.6 | 2.8 | 3 | 3.1 | 3.2 | 3.4 | 3.6 | 3.8 | 3.9 | 4.1 | 4.3 | 4.4 | 4.6 | 4.8 | 4.9 | 5.1 | 5.2
PSS | LLANDYRNOG T1 | 0.4 | 0.4 | 0.4 | 0.4 | 0.4 | 0.5 | 0.5 | 0.5 | 0.5 | 0.5 | 0.6 | 0.7 | 0.8 | 0.9 | 1 | 1.1 | 1.3 | 1.3 | 1.3 | 1.4 | 1.4 | 1.5 | 1.5 | 1.6 | 1.6 | 1.6 | 1.7 | 1.7 | 1.8 | 1.8 | 0.4 | 0.5 | 0.5 | 0.5 | 0.6 | 0.8 | 0.9 | 1.1 | 1.3 | 1.5 | 1.7 | 1.9 | 2.1 | 2.3 | 2.5 | 2.6 | 2.7 | 2.9 | 3 | 3.1 | 3.3 | 3.4 | 3.6 | 3.7 | 3.8 | 4 | 4.1 | 4.3 | 4.4 | 4.5 | 0.4 | 0.4 | 0.5 | 0.5 | 0.5 | 0.6 | 0.7 | 0.8 | 0.9 | 1.1 | 1.3 | 1.5 | 1.6 | 1.8 | 1.9 | 2 | 2.1 | 2.2 | 2.2 | 2.3 | 2.5 | 2.5 | 2.6 | 2.7 | 2.8 | 2.9 | 3 | 3 | 3.1 | 3.2 | 0.4 | 0.5 | 0.6 | 0.8 | 1 | 1.2 | 1.4 | 1.6 | 1.9 | 2.1 | 2.4 | 2.6 | 2.9 | 3.1 | 3.3 | 3.4 | 3.6 | 3.7 | 3.8 | 4 | 4.2 | 4.4 | 4.6 | 4.7 | 5.2 | 5.4 | 5.5 | 5.6 | 5.7 | 5.9 | 0.4 | 0.5 | 0.5 | 0.5 | 0.6 | 0.7 | 0.8 | 0.9 | 1.1 | 1.3 | 1.5 | 1.7 | 1.9 | 2.1 | 2.2 | 2.3 | 2.4 | 2.5 | 2.6 | 2.7 | 2.9 | 3 | 3.1 | 3.2 | 3.3 | 3.4 | 3.6 | 3.7 | 3.8 | 3.9
PSS | LLANFAELOG T1 | 0.3 | 0.3 | 0.3 | 0.3 | 0.3 | 0.3 | 0.3 | 0.3 | 0.4 | 0.4 | 0.4 | 0.4 | 0.4 | 0.4 | 0.4 | 0.4 | 0.4 | 0.4 | 0.4 | 0.4 | 0.4 | 0.4 | 0.4 | 0.4 | 0.4 | 0.4 | 0.4 | 0.4 | 0.4 | 0.4 | 0.3 | 0.3 | 0.3 | 0.4 | 0.4 | 0.4 | 0.4 | 0.5 | 0.5 | 0.5 | 0.5 | 0.5 | 0.5 | 0.5 | 0.5 | 0.5 | 0.5 | 0.5 | 0.5 | 0.6 | 0.6 | 0.6 | 0.6 | 0.6 | 0.6 | 0.6 | 0.6 | 0.6 | 0.6 | 0.6 | 0.3 | 0.3 | 0.3 | 0.3 | 0.4 | 0.4 | 0.4 | 0.4 | 0.4 | 0.4 | 0.4 | 0.4 | 0.5 | 0.5 | 0.5 | 0.5 | 0.5 | 0.5 | 0.5 | 0.5 | 0.5 | 0.5 | 0.5 | 0.5 | 0.5 | 0.5 | 0.5 | 0.5 | 0.5 | 0.5 | 0.3 | 0.3 | 0.3 | 0.4 | 0.4 | 0.4 | 0.5 | 0.5 | 0.5 | 0.5 | 0.5 | 0.5 | 0.5 | 0.6 | 0.6 | 0.6 | 0.6 | 0.6 | 0.6 | 0.6 | 0.6 | 0.6 | 0.6 | 0.6 | 0.5 | 0.5 | 0.5 | 0.5 | 0.5 | 0.5 | 0.3 | 0.3 | 0.3 | 0.4 | 0.4 | 0.4 | 0.4 | 0.4 | 0.4 | 0.5 | 0.5 | 0.5 | 0.5 | 0.5 | 0.5 | 0.5 | 0.5 | 0.5 | 0.5 | 0.5 | 0.5 | 0.5 | 0.5 | 0.5 | 0.5 | 0.5 | 0.5 | 0.5 | 0.5 | 0.6
PSS | LLANFAIR CAEREINION T1 | 0.9 | 0.9 | 0.9 | 0.9 | 0.9 | 0.9 | 1 | 1 | 1 | 1.2 | 1.3 | 1.4 | 1.5 | 1.6 | 1.8 | 1.8 | 2 | 2.1 | 2.1 | 2.2 | 2.3 | 2.3 | 2.4 | 2.5 | 2.5 | 2.6 | 2.7 | 2.7 | 2.8 | 2.8 | 0.9 | 1 | 1 | 1.1 | 1.3 | 1.6 | 1.8 | 2 | 2.3 | 2.6 | 2.9 | 3.2 | 3.5 | 3.8 | 4.1 | 4.3 | 4.5 | 4.7 | 4.9 | 5.2 | 5.4 | 5.7 | 5.9 | 6.1 | 6.4 | 6.6 | 6.8 | 7 | 7.2 | 7.5 | 0.9 | 0.9 | 1 | 1 | 1.1 | 1.2 | 1.4 | 1.5 | 1.7 | 1.9 | 2.1 | 2.3 | 2.5 | 2.8 | 2.9 | 3.1 | 3.2 | 3.3 | 3.4 | 3.5 | 3.7 | 3.8 | 3.9 | 4.1 | 4.2 | 4.3 | 4.5 | 4.6 | 4.7 | 4.8 | 0.9 | 1 | 1.1 | 1.3 | 1.7 | 2 | 2.3 | 2.6 | 2.9 | 3.2 | 3.6 | 3.9 | 4.3 | 4.6 | 4.8 | 5.1 | 5.3 | 5.5 | 5.7 | 6 | 6.3 | 6.5 | 6.8 | 7 | 7.7 | 7.9 | 8.1 | 8.3 | 8.5 | 8.7 | 0.9 | 0.9 | 1 | 1.1 | 1.2 | 1.4 | 1.6 | 1.8 | 2 | 2.2 | 2.5 | 2.8 | 3 | 3.3 | 3.5 | 3.7 | 3.9 | 4 | 4.1 | 4.4 | 4.5 | 4.7 | 4.9 | 5.1 | 5.3 | 5.5 | 5.6 | 5.8 | 6 | 6.1
PSS | LLANFAIR PG T1 | 0.3 | 0.3 | 0.3 | 0.3 | 0.3 | 0.3 | 0.3 | 0.4 | 0.4 | 0.4 | 0.4 | 0.4 | 0.5 | 0.5 | 0.5 | 0.5 | 0.5 | 0.6 | 0.6 | 0.6 | 0.6 | 0.6 | 0.7 | 0.7 | 0.7 | 0.7 | 0.8 | 0.8 | 0.8 | 0.8 | 0.3 | 0.3 | 0.4 | 0.4 | 0.5 | 0.7 | 0.8 | 0.9 | 1 | 1.2 | 1.3 | 1.4 | 1.6 | 1.7 | 1.9 | 2 | 2.1 | 2.3 | 2.4 | 2.6 | 2.7 | 2.9 | 3 | 3.2 | 3.3 | 3.5 | 3.6 | 3.8 | 4 | 4.1 | 0.3 | 0.3 | 0.3 | 0.4 | 0.4 | 0.4 | 0.5 | 0.5 | 0.6 | 0.7 | 0.7 | 0.8 | 0.8 | 0.9 | 0.9 | 1 | 1.1 | 1.1 | 1.2 | 1.3 | 1.3 | 1.4 | 1.5 | 1.5 | 1.6 | 1.7 | 1.7 | 1.8 | 1.8 | 1.9 | 0.3 | 0.3 | 0.4 | 0.4 | 0.5 | 0.6 | 0.8 | 0.9 | 1 | 1.1 | 1.3 | 1.4 | 1.5 | 1.7 | 1.8 | 1.9 | 2.1 | 2.2 | 2.4 | 2.5 | 2.7 | 2.8 | 2.9 | 3.1 | 3.2 | 3.4 | 3.5 | 3.7 | 3.8 | 4 | 0.3 | 0.3 | 0.4 | 0.4 | 0.5 | 0.5 | 0.6 | 0.7 | 0.8 | 0.9 | 1 | 1.1 | 1.2 | 1.3 | 1.4 | 1.5 | 1.6 | 1.7 | 1.8 | 1.9 | 2 | 2.1 | 2.2 | 2.4 | 2.5 | 2.6 | 2.7 | 2.8 | 2.9 | 3
PSS | LLANFAIRFECHAN T1 | 0.5 | 0.5 | 0.5 | 0.5 | 0.5 | 0.5 | 0.5 | 0.5 | 0.5 | 0.6 | 0.6 | 0.6 | 0.6 | 0.7 | 0.7 | 0.7 | 0.7 | 0.7 | 0.7 | 0.7 | 0.7 | 0.7 | 0.8 | 0.8 | 0.8 | 0.8 | 0.8 | 0.8 | 0.8 | 0.9 | 0.5 | 0.5 | 0.5 | 0.6 | 0.7 | 0.8 | 0.9 | 1 | 1.1 | 1.2 | 1.3 | 1.3 | 1.4 | 1.5 | 1.6 | 1.7 | 1.8 | 1.8 | 1.9 | 2 | 2.1 | 2.2 | 2.3 | 2.4 | 2.5 | 2.6 | 2.6 | 2.7 | 2.8 | 2.9 | 0.5 | 0.5 | 0.5 | 0.5 | 0.6 | 0.6 | 0.6 | 0.7 | 0.7 | 0.8 | 0.8 | 0.9 | 0.9 | 1 | 1 | 1.1 | 1.1 | 1.1 | 1.2 | 1.2 | 1.3 | 1.3 | 1.4 | 1.4 | 1.4 | 1.5 | 1.5 | 1.6 | 1.6 | 1.7 | 0.5 | 0.5 | 0.5 | 0.6 | 0.7 | 0.8 | 0.9 | 1 | 1.1 | 1.2 | 1.2 | 1.3 | 1.4 | 1.5 | 1.6 | 1.7 | 1.8 | 1.9 | 2 | 2 | 2.1 | 2.2 | 2.3 | 2.4 | 2.4 | 2.5 | 2.5 | 2.6 | 2.7 | 2.8 | 0.5 | 0.5 | 0.5 | 0.6 | 0.6 | 0.7 | 0.8 | 0.8 | 0.9 | 1 | 1 | 1.1 | 1.2 | 1.2 | 1.3 | 1.4 | 1.4 | 1.5 | 1.6 | 1.6 | 1.7 | 1.8 | 1.8 | 1.9 | 1.9 | 2 | 2.1 | 2.1 | 2.2 | 2.3
PSS | LLANFROTHEN T1 | 0.5 | 0.5 | 0.5 | 0.5 | 0.5 | 0.5 | 0.5 | 0.5 | 0.5 | 0.6 | 0.6 | 0.6 | 0.6 | 0.6 | 0.6 | 0.6 | 0.6 | 0.6 | 0.6 | 0.6 | 0.7 | 0.7 | 0.7 | 0.7 | 0.7 | 0.7 | 0.8 | 0.8 | 0.8 | 0.8 | 0.5 | 0.5 | 0.5 | 0.6 | 0.6 | 0.7 | 0.8 | 0.9 | 0.9 | 1 | 1.1 | 1.1 | 1.2 | 1.3 | 1.4 | 1.5 | 1.5 | 1.6 | 1.7 | 1.8 | 1.9 | 1.9 | 2 | 2.1 | 2.2 | 2.3 | 2.4 | 2.5 | 2.5 | 2.6 | 0.5 | 0.5 | 0.5 | 0.5 | 0.6 | 0.6 | 0.6 | 0.7 | 0.7 | 0.7 | 0.8 | 0.8 | 0.8 | 0.9 | 0.9 | 1 | 1 | 1 | 1.1 | 1.1 | 1.2 | 1.2 | 1.2 | 1.3 | 1.3 | 1.4 | 1.4 | 1.4 | 1.5 | 1.5 | 0.5 | 0.5 | 0.5 | 0.6 | 0.6 | 0.7 | 0.8 | 0.9 | 0.9 | 1 | 1.1 | 1.2 | 1.2 | 1.3 | 1.4 | 1.5 | 1.5 | 1.6 | 1.7 | 1.8 | 1.9 | 1.9 | 2 | 2.1 | 2.1 | 2.2 | 2.3 | 2.3 | 2.4 | 2.5 | 0.5 | 0.5 | 0.5 | 0.6 | 0.6 | 0.7 | 0.7 | 0.8 | 0.8 | 0.9 | 0.9 | 1 | 1 | 1.1 | 1.2 | 1.2 | 1.3 | 1.3 | 1.4 | 1.5 | 1.5 | 1.6 | 1.6 | 1.7 | 1.8 | 1.8 | 1.9 | 1.9 | 2 | 2.1
PSS | LLANFWROG T1 / RUTHIN T1 | 0.8 | 0.8 | 0.8 | 0.8 | 0.8 | 0.8 | 0.8 | 0.9 | 0.9 | 0.9 | 1 | 1 | 1.1 | 1.1 | 1.2 | 1.2 | 1.2 | 1.3 | 1.3 | 1.3 | 1.4 | 1.4 | 1.5 | 1.5 | 1.6 | 1.6 | 1.7 | 1.8 | 1.8 | 1.9 | 0.8 | 0.8 | 0.9 | 1 | 1.2 | 1.4 | 1.7 | 2 | 2.2 | 2.5 | 2.9 | 3.2 | 3.5 | 3.8 | 4.1 | 4.5 | 4.8 | 5.1 | 5.4 | 5.8 | 6.1 | 6.5 | 6.8 | 7.2 | 7.5 | 7.9 | 8.2 | 8.6 | 8.9 | 9.3 | 0.8 | 0.8 | 0.8 | 0.9 | 0.9 | 1 | 1.1 | 1.2 | 1.3 | 1.5 | 1.6 | 1.7 | 1.9 | 2 | 2.2 | 2.3 | 2.5 | 2.6 | 2.8 | 2.9 | 3.1 | 3.2 | 3.4 | 3.6 | 3.7 | 3.9 | 4.1 | 4.2 | 4.4 | 4.5 | 0.8 | 0.8 | 0.9 | 1 | 1.2 | 1.4 | 1.7 | 1.9 | 2.2 | 2.4 | 2.7 | 3.1 | 3.4 | 3.7 | 4 | 4.4 | 4.7 | 5.1 | 5.4 | 5.7 | 6.1 | 6.5 | 6.8 | 7.1 | 7.4 | 7.7 | 8.1 | 8.4 | 8.8 | 9.1 | 0.8 | 0.8 | 0.8 | 0.9 | 1.1 | 1.2 | 1.4 | 1.6 | 1.8 | 2 | 2.2 | 2.4 | 2.7 | 2.9 | 3.1 | 3.4 | 3.6 | 3.9 | 4.1 | 4.4 | 4.6 | 4.9 | 5.1 | 5.4 | 5.6 | 5.9 | 6.2 | 6.4 | 6.7 | 6.9
PSS | LLANFYLLIN T1 / LLANFYLLIN T2 | 0.8 | 0.8 | 0.8 | 0.8 | 0.9 | 0.9 | 0.9 | 0.9 | 1 | 1 | 1.1 | 1.3 | 1.4 | 1.5 | 1.6 | 1.7 | 1.9 | 2 | 2 | 2.1 | 2.2 | 2.3 | 2.3 | 2.4 | 2.4 | 2.5 | 2.6 | 2.7 | 2.7 | 2.8 | 0.8 | 0.9 | 0.9 | 1 | 1.2 | 1.4 | 1.6 | 1.8 | 2.1 | 2.4 | 2.7 | 3 | 3.3 | 3.6 | 3.9 | 4.1 | 4.3 | 4.5 | 4.7 | 5 | 5.2 | 5.5 | 5.7 | 5.9 | 6.1 | 6.3 | 6.5 | 6.7 | 6.9 | 7.1 | 0.8 | 0.9 | 0.9 | 0.9 | 1 | 1.1 | 1.2 | 1.4 | 1.6 | 1.8 | 2 | 2.2 | 2.5 | 2.7 | 2.9 | 3 | 3.1 | 3.2 | 3.3 | 3.5 | 3.7 | 3.8 | 4 | 4.1 | 4.2 | 4.3 | 4.5 | 4.6 | 4.7 | 4.8 | 0.8 | 0.9 | 1 | 1.2 | 1.5 | 1.8 | 2.1 | 2.4 | 2.7 | 3.1 | 3.5 | 3.8 | 4.1 | 4.4 | 4.7 | 5 | 5.2 | 5.4 | 5.7 | 5.9 | 6.2 | 6.4 | 6.7 | 6.9 | 7.6 | 7.8 | 8 | 8.2 | 8.4 | 8.5 | 0.8 | 0.9 | 0.9 | 1 | 1.1 | 1.3 | 1.4 | 1.6 | 1.8 | 2.1 | 2.4 | 2.6 | 2.9 | 3.2 | 3.4 | 3.6 | 3.7 | 3.9 | 4 | 4.3 | 4.5 | 4.7 | 4.8 | 5 | 5.2 | 5.3 | 5.5 | 5.7 | 5.8 | 6
PSS | LLANGAFFO T1 | 0.3 | 0.3 | 0.3 | 0.3 | 0.3 | 0.3 | 0.3 | 0.4 | 0.4 | 0.4 | 0.6 | 0.7 | 0.8 | 1 | 1.1 | 1.1 | 1.3 | 1.4 | 1.4 | 1.5 | 1.6 | 1.6 | 1.7 | 1.7 | 1.8 | 1.9 | 1.9 | 2 | 2 | 2.1 | 0.3 | 0.3 | 0.4 | 0.4 | 0.6 | 0.7 | 0.8 | 1.1 | 1.3 | 1.6 | 1.9 | 2.2 | 2.5 | 2.8 | 3 | 3.3 | 3.4 | 3.6 | 3.7 | 4 | 4.2 | 4.5 | 4.7 | 4.9 | 5.1 | 5.3 | 5.6 | 5.7 | 6 | 6.1 | 0.3 | 0.3 | 0.3 | 0.4 | 0.4 | 0.5 | 0.6 | 0.7 | 0.9 | 1.1 | 1.3 | 1.5 | 1.8 | 2 | 2.2 | 2.3 | 2.5 | 2.5 | 2.6 | 2.8 | 3 | 3.1 | 3.3 | 3.4 | 3.5 | 3.6 | 3.8 | 3.9 | 4 | 4.1 | 0.3 | 0.4 | 0.5 | 0.7 | 1 | 1.2 | 1.5 | 1.8 | 2.1 | 2.4 | 2.7 | 3.1 | 3.4 | 3.7 | 4 | 4.3 | 4.5 | 4.6 | 4.9 | 5.2 | 5.4 | 5.7 | 6 | 6.2 | 6.8 | 7 | 7.1 | 7.3 | 7.5 | 7.6 | 0.3 | 0.3 | 0.4 | 0.4 | 0.5 | 0.6 | 0.7 | 0.9 | 1.1 | 1.3 | 1.6 | 1.8 | 2.1 | 2.4 | 2.6 | 2.8 | 2.9 | 3.1 | 3.2 | 3.4 | 3.6 | 3.8 | 4 | 4.2 | 4.3 | 4.5 | 4.7 | 4.8 | 5 | 5.1
PSS | LLANGEFNI IND EST T1 / LLANGEFNI IND EST T2 | 0.6 | 0.6 | 0.6 | 0.6 | 0.6 | 0.6 | 0.6 | 0.6 | 0.6 | 0.7 | 0.8 | 1 | 1.2 | 1.4 | 1.5 | 1.6 | 1.8 | 1.8 | 1.9 | 2 | 2 | 2.1 | 2.2 | 2.3 | 2.4 | 2.4 | 2.5 | 2.6 | 2.7 | 2.7 | 0.6 | 0.6 | 0.6 | 0.7 | 0.8 | 0.9 | 1 | 1.1 | 1.3 | 1.5 | 1.7 | 2 | 2.2 | 2.5 | 2.7 | 2.8 | 2.9 | 3 | 3.1 | 3.3 | 3.4 | 3.5 | 3.7 | 3.8 | 4 | 4.1 | 4.2 | 4.3 | 4.4 | 4.5 | 0.6 | 0.6 | 0.6 | 0.7 | 0.7 | 0.8 | 0.9 | 1.1 | 1.2 | 1.4 | 1.6 | 1.9 | 2.1 | 2.4 | 2.6 | 2.7 | 2.7 | 2.8 | 2.9 | 3 | 3.1 | 3.3 | 3.4 | 3.5 | 3.6 | 3.7 | 3.8 | 3.9 | 4 | 4.1 | 0.6 | 0.6 | 0.8 | 1.1 | 1.3 | 1.6 | 1.8 | 2.1 | 2.4 | 2.6 | 2.9 | 3.3 | 3.6 | 3.9 | 4.1 | 4.2 | 4.3 | 4.4 | 4.6 | 4.8 | 5 | 5.2 | 5.4 | 5.5 | 6 | 6.1 | 6.1 | 6.2 | 6.3 | 6.3 | 0.6 | 0.6 | 0.6 | 0.7 | 0.8 | 0.8 | 0.9 | 1.1 | 1.3 | 1.5 | 1.7 | 1.9 | 2.2 | 2.4 | 2.6 | 2.7 | 2.8 | 2.9 | 3 | 3.1 | 3.3 | 3.4 | 3.6 | 3.7 | 3.8 | 3.9 | 4 | 4.1 | 4.2 | 4.3
PSS | LLANGEFNI T1 | 0.7 | 0.7 | 0.7 | 0.7 | 0.7 | 0.8 | 0.8 | 0.8 | 0.8 | 0.8 | 0.8 | 0.9 | 0.9 | 0.9 | 0.9 | 0.9 | 0.9 | 0.9 | 1 | 0.9 | 1 | 1 | 1 | 1.1 | 1.1 | 1.1 | 1.1 | 1.1 | 1.2 | 1.2 | 0.7 | 0.8 | 0.8 | 0.8 | 0.9 | 1 | 1.1 | 1.2 | 1.3 | 1.5 | 1.6 | 1.7 | 1.8 | 1.9 | 2 | 2.2 | 2.3 | 2.4 | 2.5 | 2.7 | 2.8 | 2.9 | 3.1 | 3.2 | 3.3 | 3.5 | 3.6 | 3.7 | 3.9 | 4 | 0.7 | 0.7 | 0.8 | 0.8 | 0.8 | 0.8 | 0.9 | 0.9 | 1 | 1 | 1.1 | 1.1 | 1.2 | 1.2 | 1.3 | 1.4 | 1.4 | 1.5 | 1.6 | 1.6 | 1.7 | 1.7 | 1.8 | 1.9 | 1.9 | 2 | 2 | 2.1 | 2.2 | 2.2 | 0.7 | 0.8 | 0.8 | 0.8 | 0.9 | 1 | 1.1 | 1.2 | 1.3 | 1.4 | 1.5 | 1.6 | 1.8 | 1.9 | 2 | 2.2 | 2.3 | 2.4 | 2.5 | 2.6 | 2.8 | 2.9 | 3 | 3.2 | 3.2 | 3.3 | 3.4 | 3.6 | 3.7 | 3.8 | 0.7 | 0.8 | 0.8 | 0.8 | 0.9 | 0.9 | 1 | 1.1 | 1.2 | 1.2 | 1.3 | 1.4 | 1.5 | 1.6 | 1.7 | 1.8 | 1.9 | 2 | 2 | 2.1 | 2.2 | 2.3 | 2.4 | 2.5 | 2.6 | 2.7 | 2.8 | 2.9 | 3 | 3.1
PSS | LLANGOLLEN T1 | 0.7 | 0.7 | 0.7 | 0.8 | 0.8 | 0.8 | 0.8 | 0.8 | 0.9 | 0.9 | 0.9 | 1 | 1 | 1 | 1.1 | 1.1 | 1.1 | 1.2 | 1.2 | 1.2 | 1.2 | 1.3 | 1.3 | 1.4 | 1.4 | 1.4 | 1.5 | 1.5 | 1.5 | 1.6 | 0.7 | 0.8 | 0.8 | 0.9 | 1.1 | 1.3 | 1.4 | 1.6 | 1.8 | 1.9 | 2.1 | 2.3 | 2.5 | 2.7 | 2.9 | 3.1 | 3.2 | 3.4 | 3.6 | 3.8 | 4 | 4.2 | 4.4 | 4.6 | 4.7 | 4.9 | 5.1 | 5.3 | 5.5 | 5.7 | 0.7 | 0.8 | 0.8 | 0.8 | 0.9 | 0.9 | 1 | 1.1 | 1.2 | 1.3 | 1.4 | 1.5 | 1.6 | 1.7 | 1.8 | 1.8 | 1.9 | 2 | 2.1 | 2.2 | 2.3 | 2.4 | 2.5 | 2.6 | 2.7 | 2.7 | 2.8 | 2.9 | 3 | 3.1 | 0.7 | 0.8 | 0.8 | 0.9 | 1.1 | 1.3 | 1.5 | 1.6 | 1.8 | 2 | 2.2 | 2.3 | 2.5 | 2.7 | 2.9 | 3.1 | 3.3 | 3.5 | 3.6 | 3.8 | 4 | 4.2 | 4.4 | 4.6 | 4.7 | 4.8 | 5.1 | 5.2 | 5.4 | 5.6 | 0.7 | 0.8 | 0.8 | 0.9 | 1 | 1.1 | 1.2 | 1.4 | 1.5 | 1.6 | 1.8 | 1.9 | 2 | 2.2 | 2.3 | 2.5 | 2.6 | 2.7 | 2.8 | 3 | 3.1 | 3.3 | 3.4 | 3.6 | 3.7 | 3.8 | 4 | 4.1 | 4.3 | 4.4
PSS | LLANIDLOES T1 / LLANIDLOES T2 | 0.9 | 0.9 | 0.9 | 0.9 | 0.9 | 0.9 | 1 | 1 | 1 | 1 | 1.1 | 1.1 | 1.1 | 1.2 | 1.2 | 1.2 | 1.2 | 1.2 | 1.3 | 1.3 | 1.3 | 1.3 | 1.4 | 1.4 | 1.4 | 1.5 | 1.5 | 1.5 | 1.5 | 1.6 | 0.9 | 0.9 | 1 | 1.1 | 1.3 | 1.4 | 1.6 | 1.7 | 1.9 | 2 | 2.2 | 2.3 | 2.5 | 2.7 | 2.9 | 3 | 3.2 | 3.3 | 3.5 | 3.7 | 3.8 | 4 | 4.2 | 4.4 | 4.5 | 4.7 | 4.9 | 5 | 5.2 | 5.4 | 0.9 | 0.9 | 0.9 | 1 | 1 | 1.1 | 1.2 | 1.2 | 1.3 | 1.4 | 1.5 | 1.6 | 1.6 | 1.7 | 1.8 | 1.9 | 2 | 2 | 2.1 | 2.2 | 2.3 | 2.3 | 2.4 | 2.5 | 2.6 | 2.7 | 2.7 | 2.8 | 2.9 | 3 | 0.9 | 0.9 | 1 | 1.1 | 1.3 | 1.4 | 1.6 | 1.7 | 1.9 | 2 | 2.2 | 2.4 | 2.5 | 2.7 | 2.8 | 3 | 3.2 | 3.3 | 3.5 | 3.7 | 3.8 | 4 | 4.2 | 4.3 | 4.4 | 4.5 | 4.7 | 4.8 | 5 | 5.2 | 0.9 | 0.9 | 1 | 1 | 1.1 | 1.2 | 1.4 | 1.5 | 1.6 | 1.7 | 1.8 | 1.9 | 2.1 | 2.2 | 2.3 | 2.4 | 2.6 | 2.7 | 2.8 | 2.9 | 3 | 3.2 | 3.3 | 3.4 | 3.6 | 3.7 | 3.8 | 3.9 | 4 | 4.2
PSS | LLANILAR T1 | 0.6 | 0.6 | 0.6 | 0.6 | 0.6 | 0.6 | 0.6 | 0.6 | 0.7 | 0.7 | 0.8 | 0.9 | 1 | 1.1 | 1.2 | 1.3 | 1.5 | 1.5 | 1.5 | 1.6 | 1.7 | 1.7 | 1.8 | 1.8 | 1.8 | 1.9 | 1.9 | 2 | 2 | 2.1 | 0.6 | 0.6 | 0.6 | 0.7 | 0.8 | 0.9 | 1.1 | 1.2 | 1.4 | 1.6 | 1.8 | 2 | 2.2 | 2.4 | 2.6 | 2.7 | 2.8 | 2.9 | 3 | 3.1 | 3.3 | 3.4 | 3.5 | 3.7 | 3.8 | 3.9 | 4.1 | 4.1 | 4.3 | 4.4 | 0.6 | 0.6 | 0.6 | 0.6 | 0.7 | 0.8 | 0.9 | 1 | 1.1 | 1.3 | 1.4 | 1.6 | 1.8 | 2 | 2.1 | 2.2 | 2.2 | 2.3 | 2.3 | 2.4 | 2.5 | 2.6 | 2.7 | 2.8 | 2.9 | 2.9 | 3 | 3.1 | 3.2 | 3.2 | 0.6 | 0.6 | 0.7 | 0.9 | 1.1 | 1.4 | 1.6 | 1.8 | 2 | 2.3 | 2.5 | 2.8 | 3 | 3.2 | 3.4 | 3.5 | 3.7 | 3.8 | 3.9 | 4 | 4.2 | 4.4 | 4.5 | 4.6 | 5.2 | 5.3 | 5.4 | 5.5 | 5.6 | 5.8 | 0.6 | 0.6 | 0.6 | 0.7 | 0.8 | 0.9 | 1 | 1.1 | 1.2 | 1.4 | 1.6 | 1.8 | 2 | 2.2 | 2.3 | 2.4 | 2.5 | 2.6 | 2.7 | 2.8 | 2.9 | 3 | 3.1 | 3.2 | 3.3 | 3.4 | 3.5 | 3.6 | 3.7 | 3.8
PSS | LLANRWST T1 | 0.6 | 0.6 | 0.6 | 0.6 | 0.6 | 0.6 | 0.6 | 0.6 | 0.6 | 0.7 | 0.7 | 0.7 | 0.7 | 0.8 | 0.8 | 0.8 | 0.8 | 0.8 | 0.8 | 0.8 | 0.9 | 0.9 | 0.9 | 0.9 | 1 | 1 | 1 | 1 | 1.1 | 1.1 | 0.6 | 0.6 | 0.6 | 0.7 | 0.8 | 0.9 | 1 | 1.1 | 1.2 | 1.3 | 1.4 | 1.5 | 1.7 | 1.8 | 1.9 | 2 | 2.1 | 2.2 | 2.3 | 2.5 | 2.6 | 2.6 | 2.8 | 2.9 | 3 | 3.1 | 3.2 | 3.3 | 3.4 | 3.6 | 0.6 | 0.6 | 0.6 | 0.6 | 0.6 | 0.7 | 0.7 | 0.8 | 0.8 | 0.9 | 0.9 | 1 | 1 | 1.1 | 1.2 | 1.2 | 1.3 | 1.3 | 1.4 | 1.4 | 1.5 | 1.5 | 1.6 | 1.6 | 1.7 | 1.8 | 1.8 | 1.9 | 1.9 | 2 | 0.6 | 0.6 | 0.6 | 0.7 | 0.8 | 0.9 | 1 | 1.1 | 1.2 | 1.3 | 1.4 | 1.5 | 1.6 | 1.7 | 1.9 | 2 | 2.1 | 2.2 | 2.3 | 2.5 | 2.6 | 2.6 | 2.8 | 2.9 | 2.9 | 3.1 | 3.2 | 3.3 | 3.4 | 3.5 | 0.6 | 0.6 | 0.6 | 0.6 | 0.7 | 0.8 | 0.9 | 0.9 | 1 | 1.1 | 1.2 | 1.3 | 1.4 | 1.4 | 1.5 | 1.6 | 1.7 | 1.8 | 1.8 | 1.9 | 2 | 2.1 | 2.2 | 2.3 | 2.4 | 2.4 | 2.5 | 2.6 | 2.7 | 2.8
PSS | LLANSANNAN T1 | 0.6 | 0.6 | 0.6 | 0.6 | 0.6 | 0.6 | 0.6 | 0.7 | 0.7 | 0.7 | 0.8 | 0.9 | 1 | 1.2 | 1.3 | 1.3 | 1.5 | 1.6 | 1.6 | 1.7 | 1.8 | 1.8 | 1.9 | 1.9 | 2 | 2 | 2.1 | 2.1 | 2.2 | 2.2 | 0.6 | 0.6 | 0.7 | 0.7 | 0.8 | 1 | 1.1 | 1.2 | 1.4 | 1.7 | 1.9 | 2.1 | 2.3 | 2.6 | 2.8 | 3 | 3.1 | 3.2 | 3.3 | 3.5 | 3.7 | 3.9 | 4 | 4.2 | 4.3 | 4.5 | 4.6 | 4.7 | 4.8 | 5 | 0.6 | 0.6 | 0.6 | 0.7 | 0.7 | 0.8 | 0.9 | 1 | 1.2 | 1.3 | 1.5 | 1.7 | 1.9 | 2.1 | 2.2 | 2.4 | 2.4 | 2.5 | 2.6 | 2.7 | 2.8 | 3 | 3.1 | 3.1 | 3.2 | 3.3 | 3.4 | 3.5 | 3.6 | 3.6 | 0.6 | 0.6 | 0.8 | 0.9 | 1.2 | 1.4 | 1.6 | 1.9 | 2.1 | 2.4 | 2.6 | 2.9 | 3.2 | 3.4 | 3.7 | 3.8 | 3.9 | 4.1 | 4.3 | 4.5 | 4.6 | 4.8 | 5 | 5.2 | 5.7 | 5.8 | 5.9 | 6.1 | 6.2 | 6.3 | 0.6 | 0.6 | 0.7 | 0.7 | 0.8 | 0.9 | 1 | 1.1 | 1.3 | 1.5 | 1.7 | 1.9 | 2.1 | 2.4 | 2.5 | 2.7 | 2.8 | 2.9 | 2.9 | 3.1 | 3.3 | 3.4 | 3.6 | 3.7 | 3.8 | 3.9 | 4 | 4.1 | 4.2 | 4.3
PSS | LLANSILIN T1 | 0.8 | 0.8 | 0.8 | 0.8 | 0.8 | 0.9 | 0.9 | 0.9 | 0.9 | 1 | 1.1 | 1.2 | 1.3 | 1.5 | 1.6 | 1.7 | 1.9 | 1.9 | 2 | 2.1 | 2.1 | 2.2 | 2.2 | 2.3 | 2.4 | 2.4 | 2.5 | 2.5 | 2.6 | 2.6 | 0.8 | 0.9 | 0.9 | 1 | 1.2 | 1.3 | 1.5 | 1.7 | 2 | 2.2 | 2.5 | 2.8 | 3 | 3.3 | 3.5 | 3.7 | 3.9 | 4 | 4.2 | 4.4 | 4.6 | 4.8 | 5 | 5.2 | 5.3 | 5.5 | 5.7 | 5.9 | 6.1 | 6.2 | 0.8 | 0.8 | 0.9 | 0.9 | 1 | 1.1 | 1.2 | 1.3 | 1.5 | 1.7 | 1.9 | 2.1 | 2.4 | 2.6 | 2.7 | 2.9 | 3 | 3 | 3.1 | 3.3 | 3.4 | 3.5 | 3.7 | 3.8 | 3.9 | 4 | 4.1 | 4.2 | 4.4 | 4.5 | 0.8 | 0.9 | 1 | 1.2 | 1.5 | 1.8 | 2.1 | 2.4 | 2.7 | 3 | 3.4 | 3.7 | 4 | 4.3 | 4.5 | 4.8 | 4.9 | 5 | 5.3 | 5.5 | 5.7 | 6 | 6.2 | 6.3 | 6.9 | 7.1 | 7.2 | 7.4 | 7.5 | 7.7 | 0.8 | 0.8 | 0.9 | 0.9 | 1.1 | 1.2 | 1.3 | 1.5 | 1.7 | 1.9 | 2.2 | 2.5 | 2.7 | 2.9 | 3.1 | 3.3 | 3.4 | 3.5 | 3.7 | 3.8 | 4 | 4.2 | 4.3 | 4.5 | 4.6 | 4.8 | 4.9 | 5.1 | 5.2 | 5.4
PSS | LLYNCLYS T1 | 3.6 | 3.6 | 3.6 | 3.6 | 3.6 | 3.6 | 3.7 | 3.7 | 3.7 | 3.7 | 3.8 | 3.8 | 3.8 | 3.8 | 3.9 | 3.9 | 3.7 | 3.7 | 3.7 | 3.7 | 3.7 | 3.7 | 3.7 | 3.8 | 3.8 | 3.8 | 3.9 | 3.9 | 3.9 | 3.9 | 3.6 | 3.6 | 3.7 | 3.8 | 3.9 | 4 | 4.2 | 4.3 | 4.4 | 4.6 | 4.7 | 4.8 | 4.9 | 5 | 5.2 | 5.3 | 5.4 | 5.5 | 5.6 | 5.8 | 5.9 | 6 | 6.1 | 6.2 | 6.4 | 6.5 | 6.6 | 6.7 | 6.9 | 7 | 3.6 | 3.6 | 3.6 | 3.7 | 3.7 | 3.8 | 3.8 | 3.9 | 4 | 4.1 | 4.1 | 4.2 | 4.2 | 4.3 | 4.4 | 4.4 | 4.5 | 4.5 | 4.6 | 4.7 | 4.7 | 4.8 | 4.8 | 4.9 | 5 | 5 | 5.1 | 5.1 | 5.2 | 5.3 | 3.6 | 3.6 | 3.7 | 3.8 | 3.9 | 4 | 4.2 | 4.3 | 4.4 | 4.6 | 4.7 | 4.8 | 4.9 | 5.1 | 5.2 | 5.3 | 5.4 | 5.5 | 5.7 | 5.8 | 5.9 | 6.1 | 6.2 | 6.3 | 5.8 | 5.9 | 6 | 6.1 | 6.2 | 6.3 | 3.6 | 3.6 | 3.7 | 3.7 | 3.8 | 3.9 | 4 | 4.1 | 4.2 | 4.3 | 4.4 | 4.5 | 4.6 | 4.7 | 4.8 | 4.9 | 4.9 | 5 | 5.1 | 5.2 | 5.3 | 5.4 | 5.5 | 5.6 | 5.7 | 5.8 | 5.8 | 5.9 | 6 | 6.1
PSS | LORD ST T1 / MARSHSIDE T1 / MULLARDS BALMORAL DV T1 / SOUTHPORT T2 | 0.8 | 0.8 | 0.8 | 0.9 | 0.9 | 0.9 | 1 | 1.1 | 1.2 | 1.3 | 1.5 | 1.6 | 1.7 | 1.9 | 2 | 2.2 | 2.3 | 2.4 | 2.6 | 2.7 | 2.9 | 3 | 3.2 | 3.4 | 3.5 | 3.7 | 3.9 | 4 | 4.2 | 4.4 | 0.8 | 0.9 | 1.1 | 1.4 | 2.1 | 2.8 | 3.7 | 4.5 | 5.4 | 6.3 | 7.3 | 8.3 | 9.3 | 10.3 | 11.3 | 12.4 | 13.4 | 14.5 | 15.5 | 16.6 | 17.8 | 18.8 | 20 | 21.1 | 22.2 | 23.3 | 24.4 | 25.5 | 26.6 | 27.7 | 0.8 | 0.9 | 1 | 1.1 | 1.2 | 1.5 | 1.8 | 2.2 | 2.5 | 2.9 | 3.3 | 3.7 | 4.2 | 4.6 | 5.1 | 5.5 | 6 | 6.5 | 6.9 | 7.4 | 7.9 | 8.4 | 8.9 | 9.4 | 9.9 | 10.4 | 10.9 | 11.4 | 11.9 | 12.4 | 0.8 | 0.9 | 1.1 | 1.4 | 2 | 2.8 | 3.5 | 4.3 | 5.2 | 6.1 | 7 | 8 | 9 | 10 | 11.1 | 12.1 | 13.1 | 14.2 | 15.3 | 16.4 | 17.5 | 18.6 | 19.7 | 20.8 | 21.9 | 23 | 24.1 | 25.2 | 26.3 | 27.4 | 0.8 | 0.9 | 1 | 1.2 | 1.7 | 2.2 | 2.7 | 3.3 | 4 | 4.6 | 5.3 | 6 | 6.7 | 7.5 | 8.2 | 9 | 9.7 | 10.5 | 11.2 | 12 | 12.8 | 13.6 | 14.4 | 15.2 | 16 | 16.8 | 17.6 | 18.5 | 19.2 | 20.1
PSS | LOSTOCK T1 | 0.8 | 0.8 | 0.8 | 0.8 | 0.8 | 0.9 | 0.9 | 0.9 | 1 | 1 | 1.1 | 1.1 | 1.2 | 1.2 | 1.3 | 1.3 | 1.4 | 1.4 | 1.4 | 1.5 | 1.5 | 1.6 | 1.6 | 1.7 | 1.7 | 1.8 | 1.8 | 1.9 | 1.9 | 1.9 | 0.8 | 0.9 | 0.9 | 1.1 | 1.3 | 1.6 | 1.8 | 2 | 2.3 | 2.5 | 2.7 | 3 | 3.2 | 3.4 | 3.7 | 3.9 | 4.1 | 4.4 | 4.6 | 4.8 | 5 | 5.3 | 5.6 | 5.8 | 6 | 6.3 | 6.5 | 6.7 | 7 | 7.2 | 0.8 | 0.8 | 0.9 | 0.9 | 1 | 1.1 | 1.2 | 1.3 | 1.5 | 1.6 | 1.7 | 1.8 | 1.9 | 2.1 | 2.2 | 2.3 | 2.4 | 2.5 | 2.6 | 2.8 | 2.9 | 3 | 3.1 | 3.2 | 3.3 | 3.4 | 3.6 | 3.6 | 3.8 | 3.9 | 0.8 | 0.9 | 1 | 1.1 | 1.3 | 1.6 | 1.8 | 2.1 | 2.3 | 2.5 | 2.7 | 3 | 3.2 | 3.5 | 3.7 | 3.9 | 4.1 | 4.4 | 4.6 | 4.8 | 5.1 | 5.3 | 5.5 | 5.8 | 5.9 | 6.1 | 6.4 | 6.6 | 6.8 | 7.1 | 0.8 | 0.8 | 0.9 | 1 | 1.2 | 1.3 | 1.5 | 1.7 | 1.9 | 2 | 2.2 | 2.4 | 2.6 | 2.7 | 2.9 | 3.1 | 3.3 | 3.4 | 3.6 | 3.8 | 4 | 4.1 | 4.3 | 4.5 | 4.7 | 4.8 | 5 | 5.2 | 5.4 | 5.5
PSS | LOSTOCK TRIANGLE T1 | 0.8 | 0.8 | 0.8 | 0.8 | 0.8 | 0.8 | 0.9 | 0.9 | 0.9 | 1 | 1 | 1 | 1.1 | 1.1 | 1.1 | 1.1 | 1.1 | 1.1 | 1.2 | 1.2 | 1.2 | 1.2 | 1.2 | 1.2 | 1.3 | 1.3 | 1.3 | 1.3 | 1.3 | 1.3 | 0.8 | 0.8 | 0.9 | 1 | 1.2 | 1.3 | 1.4 | 1.5 | 1.6 | 1.6 | 1.7 | 1.7 | 1.8 | 1.8 | 1.8 | 1.9 | 1.9 | 1.9 | 2 | 2 | 2 | 2 | 2.1 | 2.1 | 2.1 | 2.2 | 2.2 | 2.2 | 2.2 | 2.3 | 0.8 | 0.8 | 0.8 | 0.9 | 0.9 | 1 | 1.1 | 1.2 | 1.2 | 1.3 | 1.3 | 1.4 | 1.4 | 1.5 | 1.5 | 1.6 | 1.6 | 1.6 | 1.7 | 1.7 | 1.7 | 1.8 | 1.8 | 1.8 | 1.8 | 1.9 | 1.9 | 1.9 | 2 | 2 | 0.8 | 0.8 | 0.9 | 1 | 1.2 | 1.3 | 1.4 | 1.5 | 1.6 | 1.7 | 1.8 | 1.8 | 1.9 | 2 | 2 | 2 | 2.1 | 2.1 | 2.1 | 2.1 | 2.2 | 2.2 | 2.2 | 2.2 | 2.2 | 2.2 | 2.2 | 2.2 | 2.2 | 2.3 | 0.8 | 0.8 | 0.9 | 0.9 | 1 | 1.2 | 1.2 | 1.3 | 1.4 | 1.4 | 1.5 | 1.6 | 1.6 | 1.6 | 1.7 | 1.7 | 1.8 | 1.8 | 1.8 | 1.9 | 1.9 | 1.9 | 1.9 | 2 | 2 | 2 | 2 | 2.1 | 2.1 | 2.1
PSS | LOWER BEBINGTON T1 / NEW FERRY T1 / SPITAL T1 / UNILEVER RESEARCH T1 | 0.6 | 0.6 | 0.6 | 0.6 | 0.7 | 0.7 | 0.7 | 0.8 | 0.9 | 0.9 | 1 | 1.1 | 1.2 | 1.3 | 1.4 | 1.5 | 1.6 | 1.7 | 1.8 | 1.9 | 2 | 2.1 | 2.2 | 2.3 | 2.4 | 2.5 | 2.6 | 2.7 | 2.8 | 2.9 | 0.6 | 0.7 | 0.8 | 1 | 1.4 | 1.9 | 2.5 | 3 | 3.6 | 4.1 | 4.8 | 5.4 | 6 | 6.7 | 7.4 | 8 | 8.7 | 9.4 | 10.1 | 10.7 | 11.5 | 12.2 | 12.9 | 13.6 | 14.3 | 15 | 15.7 | 16.4 | 17.2 | 17.9 | 0.6 | 0.6 | 0.7 | 0.8 | 0.9 | 1 | 1.2 | 1.5 | 1.7 | 1.9 | 2.2 | 2.5 | 2.8 | 3.1 | 3.4 | 3.7 | 4 | 4.3 | 4.6 | 4.9 | 5.2 | 5.5 | 5.8 | 6.2 | 6.5 | 6.8 | 7.1 | 7.5 | 7.8 | 8.1 | 0.6 | 0.7 | 0.8 | 1 | 1.4 | 1.9 | 2.3 | 2.9 | 3.4 | 4 | 4.6 | 5.2 | 5.8 | 6.5 | 7.1 | 7.8 | 8.5 | 9.2 | 9.9 | 10.6 | 11.3 | 12 | 12.7 | 13.4 | 14.1 | 14.9 | 15.6 | 16.3 | 17 | 17.7 | 0.6 | 0.7 | 0.8 | 0.9 | 1.2 | 1.5 | 1.8 | 2.2 | 2.6 | 3 | 3.5 | 3.9 | 4.4 | 4.9 | 5.4 | 5.9 | 6.3 | 6.8 | 7.3 | 7.8 | 8.3 | 8.8 | 9.4 | 9.9 | 10.4 | 10.9 | 11.4 | 11.9 | 12.5 | 13
PSS | LUGSDALE T1 / PILK SULLIVAN T1 / PILK SULLIVAN T2 / USAC T1 | 0.9 | 0.9 | 0.9 | 0.9 | 0.9 | 1 | 1 | 1 | 1.1 | 1.1 | 1.2 | 1.2 | 1.3 | 1.3 | 1.4 | 1.4 | 1.4 | 1.5 | 1.5 | 1.5 | 1.5 | 1.6 | 1.6 | 1.6 | 1.6 | 1.7 | 1.7 | 1.7 | 1.7 | 1.7 | 0.9 | 0.9 | 1.1 | 1.2 | 1.4 | 1.6 | 1.8 | 1.9 | 2 | 2.1 | 2.2 | 2.3 | 2.4 | 2.5 | 2.5 | 2.6 | 2.7 | 2.7 | 2.7 | 2.8 | 2.8 | 2.9 | 2.9 | 3 | 3 | 3.1 | 3.1 | 3.1 | 3.2 | 3.2 | 0.9 | 0.9 | 1 | 1 | 1.1 | 1.2 | 1.3 | 1.4 | 1.5 | 1.6 | 1.7 | 1.8 | 1.8 | 1.9 | 1.9 | 2 | 2.1 | 2.1 | 2.1 | 2.2 | 2.2 | 2.2 | 2.3 | 2.3 | 2.4 | 2.4 | 2.4 | 2.4 | 2.5 | 2.5 | 0.9 | 1 | 1.1 | 1.2 | 1.5 | 1.7 | 1.9 | 2 | 2.2 | 2.3 | 2.4 | 2.5 | 2.6 | 2.7 | 2.7 | 2.8 | 2.9 | 2.9 | 3 | 3 | 3 | 3.1 | 3.1 | 3.2 | 3.1 | 3.2 | 3.2 | 3.2 | 3.3 | 3.3 | 0.9 | 0.9 | 1 | 1.1 | 1.3 | 1.4 | 1.6 | 1.7 | 1.8 | 1.9 | 2 | 2 | 2.1 | 2.2 | 2.2 | 2.3 | 2.4 | 2.4 | 2.4 | 2.5 | 2.5 | 2.6 | 2.6 | 2.7 | 2.7 | 2.7 | 2.8 | 2.8 | 2.8 | 2.9
PSS | LYMM T1 / WHITELEGGS LA T1 | 0.8 | 0.8 | 0.8 | 0.8 | 0.8 | 0.9 | 0.9 | 1 | 1 | 1.1 | 1.2 | 1.2 | 1.3 | 1.4 | 1.5 | 1.5 | 1.6 | 1.7 | 1.7 | 1.8 | 1.9 | 2 | 2 | 2.1 | 2.2 | 2.3 | 2.4 | 2.4 | 2.5 | 2.6 | 0.8 | 0.9 | 1 | 1.2 | 1.5 | 1.9 | 2.3 | 2.7 | 3.1 | 3.5 | 3.9 | 4.3 | 4.8 | 5.3 | 5.7 | 6.1 | 6.6 | 7 | 7.5 | 7.9 | 8.4 | 8.9 | 9.3 | 9.8 | 10.3 | 10.7 | 11.2 | 11.7 | 12.1 | 12.6 | 0.8 | 0.8 | 0.9 | 0.9 | 1 | 1.2 | 1.4 | 1.5 | 1.7 | 1.9 | 2.1 | 2.3 | 2.5 | 2.7 | 2.9 | 3.1 | 3.3 | 3.5 | 3.7 | 3.9 | 4.1 | 4.3 | 4.5 | 4.7 | 4.9 | 5.1 | 5.4 | 5.6 | 5.8 | 6 | 0.8 | 0.9 | 1 | 1.1 | 1.5 | 1.9 | 2.3 | 2.6 | 3 | 3.4 | 3.9 | 4.3 | 4.8 | 5.2 | 5.6 | 6 | 6.5 | 6.9 | 7.4 | 7.9 | 8.3 | 8.8 | 9.3 | 9.7 | 10.1 | 10.5 | 11 | 11.5 | 12 | 12.4 | 0.8 | 0.8 | 0.9 | 1 | 1.3 | 1.5 | 1.8 | 2.1 | 2.4 | 2.7 | 3 | 3.3 | 3.6 | 4 | 4.3 | 4.6 | 4.9 | 5.3 | 5.6 | 5.9 | 6.3 | 6.6 | 6.9 | 7.3 | 7.6 | 7.9 | 8.3 | 8.6 | 8.9 | 9.3
PSS | MACHYNLLETH T1 | 0.7 | 0.7 | 0.7 | 0.7 | 0.7 | 0.7 | 0.7 | 0.7 | 0.7 | 0.7 | 0.8 | 0.8 | 0.8 | 0.8 | 0.8 | 0.8 | 0.8 | 0.8 | 0.8 | 0.8 | 0.8 | 0.8 | 0.8 | 0.8 | 0.8 | 0.8 | 0.8 | 0.8 | 0.8 | 0.9 | 0.7 | 0.7 | 0.7 | 0.8 | 0.8 | 0.9 | 0.9 | 1 | 1.1 | 1.1 | 1.1 | 1.2 | 1.2 | 1.3 | 1.3 | 1.3 | 1.3 | 1.4 | 1.4 | 1.5 | 1.5 | 1.5 | 1.6 | 1.6 | 1.6 | 1.7 | 1.7 | 1.7 | 1.8 | 1.8 | 0.7 | 0.7 | 0.7 | 0.7 | 0.7 | 0.8 | 0.8 | 0.8 | 0.9 | 0.9 | 0.9 | 0.9 | 1 | 1 | 1 | 1.1 | 1.1 | 1.1 | 1.1 | 1.1 | 1.1 | 1.2 | 1.2 | 1.2 | 1.2 | 1.3 | 1.3 | 1.3 | 1.3 | 1.3 | 0.7 | 0.7 | 0.7 | 0.8 | 0.8 | 0.9 | 1 | 1 | 1.1 | 1.1 | 1.2 | 1.2 | 1.3 | 1.3 | 1.4 | 1.4 | 1.4 | 1.5 | 1.5 | 1.5 | 1.6 | 1.6 | 1.6 | 1.7 | 1.6 | 1.6 | 1.6 | 1.7 | 1.7 | 1.7 | 0.7 | 0.7 | 0.7 | 0.7 | 0.8 | 0.8 | 0.9 | 0.9 | 1 | 1 | 1 | 1.1 | 1.1 | 1.1 | 1.1 | 1.2 | 1.2 | 1.2 | 1.3 | 1.3 | 1.3 | 1.3 | 1.4 | 1.4 | 1.4 | 1.5 | 1.5 | 1.5 | 1.5 | 1.5
PSS | MAELOR CREAMERY T1 | 0.7 | 0.7 | 0.7 | 0.8 | 0.8 | 0.8 | 0.8 | 0.8 | 0.8 | 0.9 | 1 | 1.1 | 1.3 | 1.4 | 1.5 | 1.6 | 1.8 | 1.9 | 1.9 | 2 | 2 | 2.1 | 2.1 | 2.2 | 2.3 | 2.3 | 2.4 | 2.4 | 2.5 | 2.5 | 0.7 | 0.8 | 0.8 | 0.9 | 1 | 1.1 | 1.2 | 1.4 | 1.5 | 1.7 | 1.9 | 2.2 | 2.4 | 2.6 | 2.7 | 2.8 | 2.9 | 3 | 3 | 3.2 | 3.3 | 3.4 | 3.5 | 3.6 | 3.7 | 3.7 | 3.8 | 3.9 | 4 | 4.1 | 0.7 | 0.8 | 0.8 | 0.8 | 0.9 | 1 | 1 | 1.2 | 1.3 | 1.5 | 1.7 | 2 | 2.1 | 2.4 | 2.5 | 2.6 | 2.7 | 2.7 | 2.8 | 2.9 | 3 | 3.1 | 3.2 | 3.3 | 3.4 | 3.4 | 3.5 | 3.5 | 3.7 | 3.7 | 0.7 | 0.8 | 1 | 1.2 | 1.5 | 1.7 | 2 | 2.3 | 2.5 | 2.8 | 3 | 3.3 | 3.6 | 3.8 | 4 | 4.1 | 4.2 | 4.3 | 4.4 | 4.6 | 4.7 | 4.8 | 5 | 5 | 5.5 | 5.5 | 5.6 | 5.7 | 5.7 | 5.8 | 0.7 | 0.8 | 0.8 | 0.8 | 0.9 | 1 | 1.1 | 1.3 | 1.4 | 1.6 | 1.8 | 2.1 | 2.3 | 2.5 | 2.6 | 2.7 | 2.8 | 2.8 | 2.9 | 3 | 3.1 | 3.3 | 3.4 | 3.4 | 3.5 | 3.6 | 3.7 | 3.7 | 3.8 | 3.9
PSS | MAENTWROG T1 | 0.3 | 0.3 | 0.3 | 0.3 | 0.3 | 0.3 | 0.3 | 0.3 | 0.3 | 0.4 | 0.4 | 0.4 | 0.4 | 0.4 | 0.4 | 0.4 | 0.6 | 0.6 | 0.6 | 0.6 | 0.7 | 0.7 | 0.7 | 0.7 | 0.7 | 0.7 | 0.7 | 0.7 | 0.7 | 0.7 | 0.3 | 0.3 | 0.4 | 0.4 | 0.4 | 0.5 | 0.5 | 0.6 | 0.6 | 0.7 | 0.7 | 0.7 | 0.8 | 0.8 | 0.9 | 0.9 | 1 | 1 | 1.1 | 1.1 | 1.2 | 1.2 | 1.2 | 1.3 | 1.3 | 1.4 | 1.4 | 1.5 | 1.5 | 1.6 | 0.3 | 0.3 | 0.3 | 0.3 | 0.4 | 0.4 | 0.4 | 0.4 | 0.4 | 0.5 | 0.5 | 0.5 | 0.5 | 0.6 | 0.6 | 0.7 | 0.7 | 0.7 | 0.7 | 0.7 | 0.7 | 0.8 | 0.8 | 0.8 | 0.8 | 0.8 | 0.8 | 0.9 | 0.9 | 0.9 | 0.3 | 0.3 | 0.4 | 0.4 | 0.5 | 0.5 | 0.6 | 0.7 | 0.7 | 0.8 | 0.9 | 0.9 | 1 | 1.1 | 1.1 | 1.2 | 1.2 | 1.3 | 1.3 | 1.4 | 1.4 | 1.5 | 1.5 | 1.5 | 1.9 | 1.9 | 2 | 2 | 2.1 | 2.2 | 0.3 | 0.3 | 0.3 | 0.4 | 0.4 | 0.4 | 0.5 | 0.5 | 0.5 | 0.6 | 0.6 | 0.6 | 0.7 | 0.7 | 0.7 | 0.8 | 0.8 | 0.9 | 0.9 | 0.9 | 1 | 1 | 1 | 1 | 1.1 | 1.1 | 1.1 | 1.2 | 1.2 | 1.2
PSS | MAES-Y-CLAWDD T1 | 0.8 | 0.8 | 0.8 | 0.8 | 0.8 | 0.8 | 0.9 | 0.9 | 0.9 | 0.9 | 0.9 | 1 | 1 | 1 | 1 | 1 | 1 | 1 | 1 | 1 | 1 | 1 | 1.1 | 1.1 | 1.1 | 1.1 | 1.1 | 1.1 | 1.1 | 1.1 | 0.8 | 0.8 | 0.9 | 0.9 | 1 | 1.1 | 1.2 | 1.2 | 1.3 | 1.3 | 1.4 | 1.4 | 1.4 | 1.5 | 1.5 | 1.5 | 1.5 | 1.6 | 1.6 | 1.6 | 1.6 | 1.6 | 1.7 | 1.7 | 1.7 | 1.8 | 1.8 | 1.8 | 1.8 | 1.8 | 0.8 | 0.8 | 0.9 | 0.9 | 0.9 | 1 | 1 | 1 | 1.1 | 1.1 | 1.2 | 1.2 | 1.2 | 1.2 | 1.3 | 1.3 | 1.3 | 1.3 | 1.4 | 1.4 | 1.4 | 1.4 | 1.5 | 1.5 | 1.5 | 1.5 | 1.6 | 1.6 | 1.6 | 1.6 | 0.8 | 0.8 | 0.9 | 1 | 1.1 | 1.1 | 1.2 | 1.3 | 1.3 | 1.4 | 1.4 | 1.5 | 1.5 | 1.6 | 1.6 | 1.6 | 1.6 | 1.6 | 1.7 | 1.7 | 1.7 | 1.7 | 1.7 | 1.8 | 1.7 | 1.7 | 1.7 | 1.7 | 1.7 | 1.7 | 0.8 | 0.8 | 0.9 | 0.9 | 1 | 1 | 1.1 | 1.1 | 1.2 | 1.2 | 1.3 | 1.3 | 1.3 | 1.4 | 1.4 | 1.4 | 1.4 | 1.5 | 1.5 | 1.5 | 1.5 | 1.5 | 1.6 | 1.6 | 1.6 | 1.6 | 1.7 | 1.7 | 1.7 | 1.7
PSS | MANOD T1 | 0.3 | 0.3 | 0.3 | 0.3 | 0.3 | 0.3 | 0.3 | 0.3 | 0.3 | 0.4 | 0.4 | 0.4 | 0.4 | 0.4 | 0.4 | 0.4 | 0.5 | 0.5 | 0.5 | 0.5 | 0.5 | 0.6 | 0.6 | 0.6 | 0.6 | 0.6 | 0.6 | 0.7 | 0.7 | 0.7 | 0.3 | 0.3 | 0.3 | 0.4 | 0.4 | 0.5 | 0.5 | 0.6 | 0.6 | 0.6 | 0.7 | 0.7 | 0.8 | 0.8 | 0.9 | 1 | 1 | 1.1 | 1.1 | 1.2 | 1.2 | 1.3 | 1.3 | 1.4 | 1.4 | 1.5 | 1.6 | 1.6 | 1.7 | 1.7 | 0.3 | 0.3 | 0.3 | 0.3 | 0.3 | 0.4 | 0.4 | 0.4 | 0.5 | 0.5 | 0.5 | 0.5 | 0.6 | 0.6 | 0.6 | 0.7 | 0.7 | 0.7 | 0.8 | 0.8 | 0.8 | 0.8 | 0.9 | 0.9 | 0.9 | 0.9 | 0.9 | 1 | 1 | 1 | 0.3 | 0.3 | 0.3 | 0.4 | 0.4 | 0.5 | 0.5 | 0.6 | 0.7 | 0.8 | 0.9 | 0.9 | 1 | 1 | 1.1 | 1.1 | 1.2 | 1.2 | 1.3 | 1.4 | 1.4 | 1.4 | 1.5 | 1.6 | 1.8 | 1.9 | 1.9 | 1.9 | 2 | 2.1 | 0.3 | 0.3 | 0.3 | 0.4 | 0.4 | 0.4 | 0.5 | 0.5 | 0.5 | 0.6 | 0.6 | 0.6 | 0.7 | 0.7 | 0.8 | 0.8 | 0.8 | 0.9 | 0.9 | 1 | 1 | 1.1 | 1.1 | 1.1 | 1.2 | 1.2 | 1.3 | 1.3 | 1.3 | 1.4
PSS | MANOR PK T1 / NORTON CHAINS T1 | 1.4 | 1.4 | 1.4 | 1.4 | 1.4 | 1.4 | 1.4 | 1.5 | 1.5 | 1.5 | 1.5 | 1.5 | 1.6 | 1.6 | 1.6 | 1.6 | 1.5 | 1.5 | 1.6 | 1.6 | 1.6 | 1.6 | 1.6 | 1.6 | 1.7 | 1.7 | 1.7 | 1.7 | 1.7 | 1.7 | 1.4 | 1.4 | 1.5 | 1.5 | 1.6 | 1.7 | 1.8 | 1.9 | 2 | 2.1 | 2.2 | 2.3 | 2.4 | 2.5 | 2.5 | 2.6 | 2.7 | 2.8 | 2.9 | 3 | 3 | 3.1 | 3.2 | 3.3 | 3.4 | 3.5 | 3.6 | 3.7 | 3.7 | 3.8 | 1.4 | 1.4 | 1.4 | 1.4 | 1.5 | 1.5 | 1.6 | 1.6 | 1.7 | 1.7 | 1.8 | 1.8 | 1.9 | 1.9 | 2 | 2 | 2.1 | 2.1 | 2.1 | 2.2 | 2.2 | 2.3 | 2.3 | 2.4 | 2.4 | 2.5 | 2.5 | 2.5 | 2.6 | 2.6 | 1.4 | 1.4 | 1.5 | 1.5 | 1.6 | 1.7 | 1.8 | 1.9 | 2 | 2.1 | 2.2 | 2.3 | 2.4 | 2.5 | 2.6 | 2.6 | 2.7 | 2.8 | 2.9 | 3 | 3.1 | 3.1 | 3.2 | 3.3 | 3.2 | 3.2 | 3.3 | 3.4 | 3.5 | 3.5 | 1.4 | 1.4 | 1.5 | 1.5 | 1.6 | 1.6 | 1.7 | 1.8 | 1.8 | 1.9 | 2 | 2 | 2.1 | 2.2 | 2.3 | 2.3 | 2.4 | 2.4 | 2.5 | 2.6 | 2.6 | 2.7 | 2.8 | 2.8 | 2.9 | 3 | 3 | 3.1 | 3.2 | 3.2
PSS | MERE T1 | 0.9 | 0.9 | 0.9 | 0.9 | 0.9 | 0.9 | 1 | 1 | 1.1 | 1.1 | 1.2 | 1.2 | 1.3 | 1.4 | 1.4 | 1.5 | 1.5 | 1.5 | 1.6 | 1.6 | 1.7 | 1.7 | 1.8 | 1.9 | 1.9 | 2 | 2 | 2.1 | 2.1 | 2.2 | 0.9 | 0.9 | 1 | 1.2 | 1.4 | 1.7 | 2 | 2.2 | 2.5 | 2.7 | 3 | 3.2 | 3.5 | 3.8 | 4 | 4.3 | 4.5 | 4.8 | 5 | 5.3 | 5.6 | 5.8 | 6.1 | 6.3 | 6.6 | 6.9 | 7.1 | 7.4 | 7.7 | 7.9 | 0.9 | 0.9 | 0.9 | 1 | 1.1 | 1.2 | 1.3 | 1.5 | 1.6 | 1.7 | 1.9 | 2 | 2.1 | 2.2 | 2.4 | 2.5 | 2.6 | 2.8 | 2.9 | 3 | 3.1 | 3.3 | 3.4 | 3.5 | 3.6 | 3.8 | 3.9 | 4 | 4.2 | 4.2 | 0.9 | 0.9 | 1.1 | 1.2 | 1.5 | 1.7 | 2 | 2.2 | 2.5 | 2.8 | 3 | 3.3 | 3.6 | 3.8 | 4.1 | 4.3 | 4.6 | 4.9 | 5.1 | 5.4 | 5.7 | 5.9 | 6.2 | 6.4 | 6.6 | 6.8 | 7.1 | 7.4 | 7.6 | 7.9 | 0.9 | 0.9 | 1 | 1.1 | 1.3 | 1.5 | 1.7 | 1.8 | 2 | 2.2 | 2.4 | 2.6 | 2.8 | 3 | 3.2 | 3.4 | 3.6 | 3.8 | 4 | 4.2 | 4.3 | 4.6 | 4.8 | 4.9 | 5.1 | 5.3 | 5.5 | 5.7 | 5.9 | 6.1
PSS | MIDDLEWICH T1 | 0.9 | 0.9 | 0.9 | 0.9 | 1 | 1 | 1 | 1.1 | 1.1 | 1.1 | 1.2 | 1.2 | 1.3 | 1.3 | 1.4 | 1.4 | 1.4 | 1.4 | 1.5 | 1.5 | 1.6 | 1.6 | 1.6 | 1.7 | 1.7 | 1.7 | 1.8 | 1.8 | 1.8 | 1.9 | 0.9 | 1 | 1.1 | 1.2 | 1.4 | 1.6 | 1.8 | 2 | 2.2 | 2.4 | 2.5 | 2.7 | 2.9 | 3.1 | 3.2 | 3.4 | 3.6 | 3.7 | 3.9 | 4 | 4.2 | 4.4 | 4.6 | 4.7 | 4.9 | 5.1 | 5.2 | 5.4 | 5.6 | 5.7 | 0.9 | 0.9 | 1 | 1 | 1.1 | 1.2 | 1.3 | 1.4 | 1.5 | 1.6 | 1.7 | 1.8 | 1.9 | 2 | 2.1 | 2.2 | 2.3 | 2.4 | 2.5 | 2.6 | 2.7 | 2.7 | 2.8 | 2.9 | 3 | 3.1 | 3.2 | 3.2 | 3.3 | 3.4 | 0.9 | 1 | 1.1 | 1.2 | 1.4 | 1.6 | 1.8 | 2 | 2.2 | 2.4 | 2.6 | 2.8 | 2.9 | 3.1 | 3.3 | 3.4 | 3.6 | 3.8 | 3.9 | 4.1 | 4.3 | 4.5 | 4.6 | 4.8 | 4.8 | 5 | 5.2 | 5.3 | 5.5 | 5.6 | 0.9 | 1 | 1 | 1.1 | 1.3 | 1.4 | 1.6 | 1.7 | 1.8 | 2 | 2.1 | 2.3 | 2.4 | 2.5 | 2.7 | 2.8 | 2.9 | 3 | 3.2 | 3.3 | 3.4 | 3.6 | 3.7 | 3.8 | 3.9 | 4.1 | 4.2 | 4.3 | 4.4 | 4.6
PSS | MIDPOINT POCHIN WAY T1 | 0.8 | 0.8 | 0.8 | 0.8 | 0.8 | 0.8 | 0.9 | 0.9 | 0.9 | 1 | 1 | 1 | 1.1 | 1.1 | 1.1 | 1.1 | 1.1 | 1.1 | 1.2 | 1.2 | 1.2 | 1.2 | 1.2 | 1.2 | 1.3 | 1.3 | 1.3 | 1.3 | 1.3 | 1.3 | 0.8 | 0.8 | 0.9 | 1 | 1.2 | 1.3 | 1.4 | 1.4 | 1.5 | 1.6 | 1.6 | 1.7 | 1.7 | 1.8 | 1.8 | 1.9 | 1.9 | 1.9 | 2 | 2 | 2 | 2 | 2.1 | 2.1 | 2.1 | 2.1 | 2.1 | 2.2 | 2.2 | 2.2 | 0.8 | 0.8 | 0.8 | 0.9 | 0.9 | 1 | 1.1 | 1.1 | 1.2 | 1.2 | 1.3 | 1.3 | 1.4 | 1.4 | 1.4 | 1.5 | 1.5 | 1.5 | 1.5 | 1.5 | 1.6 | 1.6 | 1.6 | 1.6 | 1.6 | 1.6 | 1.7 | 1.7 | 1.7 | 1.7 | 0.8 | 0.8 | 0.9 | 1 | 1.2 | 1.3 | 1.4 | 1.5 | 1.6 | 1.7 | 1.7 | 1.8 | 1.9 | 1.9 | 2 | 2 | 2 | 2 | 2.1 | 2.1 | 2.1 | 2.2 | 2.2 | 2.2 | 2.2 | 2.2 | 2.2 | 2.2 | 2.2 | 2.2 | 0.8 | 0.8 | 0.9 | 0.9 | 1 | 1.1 | 1.2 | 1.3 | 1.4 | 1.4 | 1.5 | 1.5 | 1.6 | 1.6 | 1.6 | 1.7 | 1.7 | 1.7 | 1.7 | 1.8 | 1.8 | 1.8 | 1.8 | 1.8 | 1.9 | 1.9 | 1.9 | 1.9 | 1.9 | 2
PSS | MILFORD T1 | 0.7 | 0.7 | 0.7 | 0.8 | 0.8 | 0.8 | 0.8 | 0.8 | 0.8 | 0.9 | 0.9 | 0.9 | 0.9 | 1 | 1 | 1 | 1 | 1 | 1 | 1 | 1.1 | 1.1 | 1.1 | 1.1 | 1.2 | 1.2 | 1.2 | 1.2 | 1.2 | 1.2 | 0.7 | 0.8 | 0.8 | 0.9 | 1 | 1.1 | 1.3 | 1.4 | 1.5 | 1.6 | 1.7 | 1.8 | 1.9 | 2 | 2.1 | 2.1 | 2.2 | 2.3 | 2.4 | 2.5 | 2.6 | 2.7 | 2.8 | 2.9 | 3 | 3 | 3.1 | 3.2 | 3.3 | 3.4 | 0.7 | 0.8 | 0.8 | 0.8 | 0.9 | 0.9 | 1 | 1 | 1.1 | 1.1 | 1.2 | 1.3 | 1.3 | 1.4 | 1.4 | 1.5 | 1.5 | 1.6 | 1.6 | 1.6 | 1.7 | 1.7 | 1.8 | 1.8 | 1.9 | 1.9 | 2 | 2 | 2.1 | 2.1 | 0.7 | 0.8 | 0.8 | 0.9 | 1 | 1.2 | 1.3 | 1.4 | 1.5 | 1.6 | 1.7 | 1.8 | 1.9 | 2 | 2.1 | 2.2 | 2.3 | 2.4 | 2.5 | 2.5 | 2.6 | 2.8 | 2.8 | 2.9 | 2.9 | 3 | 3.1 | 3.2 | 3.3 | 3.4 | 0.7 | 0.8 | 0.8 | 0.9 | 0.9 | 1 | 1.1 | 1.2 | 1.3 | 1.4 | 1.4 | 1.5 | 1.6 | 1.7 | 1.7 | 1.8 | 1.9 | 2 | 2 | 2.1 | 2.1 | 2.2 | 2.3 | 2.4 | 2.4 | 2.5 | 2.6 | 2.6 | 2.7 | 2.7
PSS | MINFFORDD T1 / PARC BRYN CEGIN T1 / PARC BRYN CEGIN T2 | 0.4 | 0.4 | 0.4 | 0.4 | 0.4 | 0.5 | 0.5 | 0.5 | 0.5 | 0.5 | 0.5 | 0.6 | 0.6 | 0.6 | 0.6 | 0.6 | 0.6 | 0.6 | 0.7 | 0.7 | 0.7 | 0.7 | 0.7 | 0.7 | 0.8 | 0.8 | 0.8 | 0.8 | 0.8 | 0.8 | 0.4 | 0.5 | 0.5 | 0.5 | 0.6 | 0.7 | 0.8 | 0.9 | 1 | 1 | 1.1 | 1.2 | 1.3 | 1.4 | 1.5 | 1.6 | 1.7 | 1.8 | 1.9 | 1.9 | 2 | 2.1 | 2.2 | 2.3 | 2.3 | 2.4 | 2.5 | 2.6 | 2.7 | 2.8 | 0.4 | 0.5 | 0.5 | 0.5 | 0.5 | 0.6 | 0.6 | 0.6 | 0.7 | 0.7 | 0.8 | 0.8 | 0.9 | 0.9 | 1 | 1 | 1.1 | 1.1 | 1.1 | 1.2 | 1.2 | 1.3 | 1.3 | 1.4 | 1.4 | 1.4 | 1.5 | 1.5 | 1.6 | 1.6 | 0.4 | 0.5 | 0.5 | 0.6 | 0.6 | 0.7 | 0.8 | 0.9 | 1 | 1.1 | 1.2 | 1.3 | 1.4 | 1.4 | 1.5 | 1.6 | 1.7 | 1.8 | 1.9 | 1.9 | 2 | 2.1 | 2.2 | 2.3 | 2.3 | 2.4 | 2.5 | 2.5 | 2.6 | 2.7 | 0.4 | 0.5 | 0.5 | 0.5 | 0.6 | 0.6 | 0.7 | 0.8 | 0.8 | 0.9 | 1 | 1 | 1.1 | 1.2 | 1.2 | 1.3 | 1.4 | 1.4 | 1.5 | 1.6 | 1.6 | 1.7 | 1.8 | 1.8 | 1.9 | 1.9 | 2 | 2.1 | 2.1 | 2.2
PSS | MOCHDRE T1 | 0.8 | 0.8 | 0.8 | 0.8 | 0.9 | 0.9 | 0.9 | 0.9 | 0.9 | 1 | 1.1 | 1.2 | 1.3 | 1.4 | 1.5 | 1.6 | 1.7 | 1.8 | 1.8 | 1.9 | 1.9 | 1.9 | 2 | 2 | 2.1 | 2.1 | 2.1 | 2.2 | 2.2 | 2.2 | 0.8 | 0.9 | 0.9 | 1 | 1.1 | 1.1 | 1.2 | 1.4 | 1.5 | 1.7 | 1.8 | 2 | 2.2 | 2.3 | 2.4 | 2.5 | 2.6 | 2.6 | 2.6 | 2.7 | 2.8 | 2.9 | 3 | 3 | 3 | 3.1 | 3.1 | 3.2 | 3.2 | 3.3 | 0.8 | 0.8 | 0.9 | 0.9 | 1 | 1 | 1.1 | 1.2 | 1.4 | 1.5 | 1.7 | 1.9 | 2 | 2.2 | 2.3 | 2.4 | 2.5 | 2.5 | 2.6 | 2.6 | 2.7 | 2.8 | 2.9 | 2.9 | 3 | 3.1 | 3.1 | 3.1 | 3.2 | 3.2 | 0.8 | 0.9 | 1 | 1.2 | 1.4 | 1.6 | 1.8 | 2 | 2.2 | 2.4 | 2.6 | 2.8 | 3.1 | 3.2 | 3.4 | 3.4 | 3.5 | 3.5 | 3.6 | 3.8 | 3.8 | 3.9 | 4 | 4.1 | 4.5 | 4.5 | 4.6 | 4.6 | 4.6 | 4.7 | 0.8 | 0.9 | 0.9 | 0.9 | 1 | 1.1 | 1.2 | 1.3 | 1.4 | 1.6 | 1.8 | 1.9 | 2.1 | 2.3 | 2.4 | 2.5 | 2.5 | 2.5 | 2.6 | 2.7 | 2.8 | 2.9 | 2.9 | 3 | 3 | 3.1 | 3.1 | 3.2 | 3.2 | 3.3
PSS | MONA T1 | 0.3 | 0.3 | 0.3 | 0.3 | 0.3 | 0.3 | 0.3 | 0.4 | 0.4 | 0.4 | 0.5 | 0.7 | 0.8 | 0.9 | 1 | 1.1 | 1.3 | 1.3 | 1.4 | 1.5 | 1.5 | 1.5 | 1.6 | 1.6 | 1.7 | 1.7 | 1.8 | 1.8 | 1.9 | 1.9 | 0.3 | 0.3 | 0.4 | 0.4 | 0.5 | 0.6 | 0.7 | 0.8 | 1 | 1.2 | 1.5 | 1.7 | 1.9 | 2.2 | 2.3 | 2.5 | 2.6 | 2.7 | 2.8 | 3 | 3.2 | 3.3 | 3.5 | 3.6 | 3.7 | 3.9 | 4 | 4.1 | 4.2 | 4.4 | 0.3 | 0.3 | 0.3 | 0.4 | 0.4 | 0.5 | 0.6 | 0.7 | 0.8 | 1 | 1.2 | 1.4 | 1.6 | 1.8 | 2 | 2.1 | 2.2 | 2.2 | 2.3 | 2.4 | 2.6 | 2.7 | 2.8 | 2.9 | 3 | 3.1 | 3.2 | 3.3 | 3.3 | 3.4 | 0.3 | 0.4 | 0.5 | 0.7 | 0.9 | 1.1 | 1.3 | 1.6 | 1.8 | 2.1 | 2.3 | 2.7 | 2.9 | 3.2 | 3.4 | 3.5 | 3.6 | 3.7 | 3.9 | 4.1 | 4.3 | 4.5 | 4.7 | 4.8 | 5.4 | 5.5 | 5.5 | 5.6 | 5.7 | 5.8 | 0.3 | 0.3 | 0.4 | 0.4 | 0.5 | 0.5 | 0.6 | 0.8 | 0.9 | 1.1 | 1.3 | 1.6 | 1.8 | 2 | 2.2 | 2.3 | 2.4 | 2.5 | 2.6 | 2.7 | 2.9 | 3 | 3.2 | 3.3 | 3.4 | 3.5 | 3.6 | 3.7 | 3.8 | 3.9
PSS | MONSANTO T1 | 0.7 | 0.7 | 0.7 | 0.8 | 0.8 | 0.8 | 0.8 | 0.8 | 0.9 | 0.9 | 0.9 | 0.9 | 1 | 1 | 1 | 1 | 1 | 1 | 1.1 | 1.1 | 1.1 | 1.1 | 1.1 | 1.1 | 1.2 | 1.2 | 1.2 | 1.2 | 1.3 | 1.3 | 0.7 | 0.8 | 0.8 | 0.9 | 1 | 1.1 | 1.2 | 1.3 | 1.4 | 1.5 | 1.6 | 1.7 | 1.8 | 1.9 | 1.9 | 2 | 2.1 | 2.2 | 2.2 | 2.3 | 2.4 | 2.5 | 2.5 | 2.6 | 2.7 | 2.8 | 2.8 | 2.9 | 3 | 3.1 | 0.7 | 0.8 | 0.8 | 0.8 | 0.9 | 0.9 | 1 | 1 | 1.1 | 1.1 | 1.2 | 1.3 | 1.3 | 1.3 | 1.4 | 1.4 | 1.5 | 1.5 | 1.6 | 1.6 | 1.7 | 1.7 | 1.8 | 1.8 | 1.8 | 1.9 | 1.9 | 2 | 2 | 2 | 0.7 | 0.8 | 0.8 | 0.9 | 1 | 1.1 | 1.3 | 1.4 | 1.5 | 1.5 | 1.6 | 1.7 | 1.8 | 1.9 | 2 | 2.1 | 2.2 | 2.2 | 2.3 | 2.4 | 2.5 | 2.5 | 2.6 | 2.7 | 2.7 | 2.7 | 2.8 | 2.8 | 2.9 | 3 | 0.7 | 0.8 | 0.8 | 0.9 | 0.9 | 1 | 1.1 | 1.2 | 1.3 | 1.3 | 1.4 | 1.5 | 1.5 | 1.6 | 1.7 | 1.7 | 1.8 | 1.9 | 1.9 | 2 | 2 | 2.1 | 2.2 | 2.2 | 2.3 | 2.3 | 2.4 | 2.4 | 2.5 | 2.6
PSS | MORDA T1 | 0.7 | 0.7 | 0.7 | 0.8 | 0.8 | 0.8 | 0.8 | 0.8 | 0.9 | 0.9 | 0.9 | 1 | 1 | 1 | 1.1 | 1.1 | 1.1 | 1.1 | 1.1 | 1.2 | 1.2 | 1.2 | 1.3 | 1.3 | 1.3 | 1.3 | 1.4 | 1.4 | 1.4 | 1.5 | 0.7 | 0.8 | 0.8 | 0.9 | 1.1 | 1.2 | 1.4 | 1.5 | 1.6 | 1.7 | 1.9 | 2 | 2.1 | 2.3 | 2.4 | 2.6 | 2.7 | 2.8 | 2.9 | 3.1 | 3.2 | 3.3 | 3.5 | 3.6 | 3.8 | 3.9 | 4 | 4.2 | 4.3 | 4.5 | 0.7 | 0.8 | 0.8 | 0.8 | 0.9 | 0.9 | 1 | 1.1 | 1.1 | 1.2 | 1.3 | 1.4 | 1.4 | 1.5 | 1.6 | 1.6 | 1.7 | 1.8 | 1.8 | 1.9 | 2 | 2 | 2.1 | 2.2 | 2.2 | 2.3 | 2.4 | 2.4 | 2.5 | 2.6 | 0.7 | 0.8 | 0.8 | 0.9 | 1.1 | 1.2 | 1.4 | 1.5 | 1.6 | 1.8 | 1.9 | 2 | 2.2 | 2.3 | 2.5 | 2.6 | 2.7 | 2.9 | 3 | 3.1 | 3.2 | 3.4 | 3.5 | 3.7 | 3.7 | 3.8 | 4 | 4.1 | 4.2 | 4.3 | 0.7 | 0.8 | 0.8 | 0.9 | 1 | 1.1 | 1.2 | 1.3 | 1.4 | 1.5 | 1.6 | 1.7 | 1.8 | 1.9 | 2 | 2.1 | 2.2 | 2.3 | 2.4 | 2.5 | 2.6 | 2.7 | 2.8 | 2.9 | 3 | 3.1 | 3.2 | 3.3 | 3.4 | 3.5
PSS | MORGANITE CERAMICS T1 / PLYMYARD T2 | 0.5 | 0.6 | 0.6 | 0.6 | 0.6 | 0.6 | 0.6 | 0.7 | 0.7 | 0.7 | 0.8 | 0.8 | 0.8 | 0.9 | 0.9 | 1 | 1 | 1 | 1.1 | 1.1 | 1.2 | 1.2 | 1.2 | 1.3 | 1.3 | 1.4 | 1.4 | 1.4 | 1.5 | 1.6 | 0.5 | 0.6 | 0.7 | 0.8 | 1 | 1.2 | 1.3 | 1.5 | 1.8 | 2 | 2.2 | 2.4 | 2.7 | 2.9 | 3.1 | 3.4 | 3.6 | 3.9 | 4.1 | 4.4 | 4.6 | 4.9 | 5.1 | 5.3 | 5.6 | 5.8 | 6.1 | 6.3 | 6.6 | 6.9 | 0.5 | 0.6 | 0.6 | 0.6 | 0.7 | 0.8 | 0.8 | 0.9 | 1 | 1.1 | 1.2 | 1.4 | 1.4 | 1.6 | 1.7 | 1.8 | 1.9 | 2 | 2.1 | 2.2 | 2.3 | 2.5 | 2.6 | 2.7 | 2.8 | 2.9 | 3 | 3.1 | 3.2 | 3.4 | 0.5 | 0.6 | 0.7 | 0.7 | 0.9 | 1.1 | 1.3 | 1.5 | 1.7 | 2 | 2.2 | 2.4 | 2.6 | 2.8 | 3.1 | 3.3 | 3.6 | 3.8 | 4 | 4.3 | 4.5 | 4.7 | 5 | 5.3 | 5.5 | 5.7 | 5.9 | 6.2 | 6.4 | 6.7 | 0.5 | 0.6 | 0.6 | 0.7 | 0.8 | 1 | 1.1 | 1.2 | 1.4 | 1.6 | 1.7 | 1.9 | 2.1 | 2.2 | 2.4 | 2.6 | 2.8 | 2.9 | 3.1 | 3.3 | 3.5 | 3.7 | 3.8 | 4 | 4.2 | 4.4 | 4.6 | 4.7 | 4.9 | 5.1
PSS | MORRISONS T1 | 0.8 | 0.8 | 0.8 | 0.8 | 0.8 | 0.8 | 0.9 | 0.9 | 0.9 | 1 | 1 | 1 | 1.1 | 1.1 | 1.1 | 1.2 | 1.2 | 1.2 | 1.3 | 1.3 | 1.3 | 1.3 | 1.3 | 1.4 | 1.4 | 1.4 | 1.4 | 1.5 | 1.5 | 1.5 | 0.8 | 0.8 | 0.9 | 1 | 1.2 | 1.3 | 1.4 | 1.5 | 1.6 | 1.7 | 1.8 | 1.9 | 1.9 | 2 | 2.1 | 2.1 | 2.2 | 2.3 | 2.3 | 2.4 | 2.4 | 2.5 | 2.5 | 2.6 | 2.6 | 2.7 | 2.7 | 2.8 | 2.9 | 2.9 | 0.8 | 0.8 | 0.8 | 0.9 | 0.9 | 1 | 1.1 | 1.2 | 1.3 | 1.3 | 1.4 | 1.4 | 1.5 | 1.5 | 1.6 | 1.6 | 1.7 | 1.7 | 1.7 | 1.8 | 1.8 | 1.8 | 1.9 | 1.9 | 1.9 | 1.9 | 2 | 2 | 2 | 2 | 0.8 | 0.8 | 0.9 | 1 | 1.2 | 1.4 | 1.5 | 1.6 | 1.7 | 1.8 | 1.9 | 2 | 2 | 2.1 | 2.2 | 2.2 | 2.3 | 2.4 | 2.4 | 2.5 | 2.5 | 2.6 | 2.6 | 2.6 | 2.6 | 2.7 | 2.7 | 2.8 | 2.8 | 2.8 | 0.8 | 0.8 | 0.9 | 0.9 | 1.1 | 1.2 | 1.3 | 1.4 | 1.4 | 1.5 | 1.6 | 1.6 | 1.7 | 1.8 | 1.8 | 1.9 | 1.9 | 2 | 2 | 2.1 | 2.1 | 2.1 | 2.2 | 2.2 | 2.3 | 2.3 | 2.4 | 2.4 | 2.4 | 2.5
PSS | NANT-Y-GAMAR T1 | 0.4 | 0.4 | 0.4 | 0.4 | 0.4 | 0.5 | 0.5 | 0.5 | 0.5 | 0.5 | 0.6 | 0.6 | 0.6 | 0.7 | 0.7 | 0.7 | 0.7 | 0.8 | 0.8 | 0.8 | 0.9 | 0.9 | 0.9 | 1 | 1 | 1 | 1 | 1.1 | 1.1 | 1.2 | 0.4 | 0.5 | 0.5 | 0.6 | 0.7 | 0.9 | 1 | 1.2 | 1.3 | 1.5 | 1.6 | 1.8 | 2 | 2.2 | 2.4 | 2.5 | 2.7 | 2.9 | 3.1 | 3.3 | 3.5 | 3.6 | 3.8 | 4 | 4.2 | 4.4 | 4.6 | 4.8 | 5 | 5.1 | 0.4 | 0.5 | 0.5 | 0.5 | 0.5 | 0.6 | 0.7 | 0.7 | 0.8 | 0.9 | 1 | 1 | 1.1 | 1.2 | 1.3 | 1.4 | 1.5 | 1.6 | 1.6 | 1.7 | 1.8 | 1.9 | 2 | 2.1 | 2.2 | 2.2 | 2.4 | 2.4 | 2.5 | 2.6 | 0.4 | 0.5 | 0.5 | 0.6 | 0.7 | 0.9 | 1 | 1.2 | 1.3 | 1.5 | 1.7 | 1.8 | 2 | 2.2 | 2.3 | 2.5 | 2.7 | 2.9 | 3.1 | 3.3 | 3.4 | 3.6 | 3.8 | 4 | 4.1 | 4.3 | 4.5 | 4.7 | 4.9 | 5 | 0.4 | 0.5 | 0.5 | 0.5 | 0.6 | 0.7 | 0.8 | 0.9 | 1.1 | 1.2 | 1.3 | 1.4 | 1.6 | 1.7 | 1.8 | 2 | 2.1 | 2.2 | 2.4 | 2.5 | 2.6 | 2.8 | 2.9 | 3.1 | 3.2 | 3.3 | 3.5 | 3.6 | 3.7 | 3.9
PSS | NANTWICH T1 | 0.6 | 0.6 | 0.6 | 0.6 | 0.6 | 0.7 | 0.7 | 0.7 | 0.8 | 0.8 | 0.8 | 0.9 | 0.9 | 1 | 1 | 1 | 1 | 1.1 | 1.1 | 1.2 | 1.2 | 1.2 | 1.3 | 1.3 | 1.4 | 1.4 | 1.4 | 1.5 | 1.5 | 1.6 | 0.6 | 0.7 | 0.7 | 0.8 | 1 | 1.2 | 1.4 | 1.6 | 1.8 | 2 | 2.2 | 2.4 | 2.6 | 2.8 | 3 | 3.2 | 3.5 | 3.6 | 3.9 | 4.1 | 4.3 | 4.5 | 4.8 | 4.9 | 5.2 | 5.4 | 5.6 | 5.8 | 6.1 | 6.3 | 0.6 | 0.6 | 0.7 | 0.7 | 0.8 | 0.9 | 0.9 | 1 | 1.1 | 1.2 | 1.3 | 1.4 | 1.5 | 1.6 | 1.7 | 1.8 | 2 | 2.1 | 2.1 | 2.2 | 2.4 | 2.5 | 2.6 | 2.7 | 2.8 | 2.9 | 3 | 3.1 | 3.2 | 3.3 | 0.6 | 0.7 | 0.7 | 0.8 | 1 | 1.2 | 1.4 | 1.6 | 1.8 | 2 | 2.2 | 2.4 | 2.7 | 2.9 | 3.1 | 3.3 | 3.5 | 3.7 | 3.9 | 4.1 | 4.4 | 4.6 | 4.8 | 5 | 5.2 | 5.4 | 5.6 | 5.8 | 6 | 6.2 | 0.6 | 0.7 | 0.7 | 0.8 | 0.9 | 1 | 1.2 | 1.3 | 1.5 | 1.6 | 1.8 | 1.9 | 2.1 | 2.2 | 2.4 | 2.5 | 2.7 | 2.9 | 3 | 3.2 | 3.3 | 3.5 | 3.7 | 3.8 | 4 | 4.1 | 4.3 | 4.5 | 4.6 | 4.8
PSS | NEVILL ST T1 / OCEAN PLAZA T1 / YORK RD T1 | 0.8 | 0.8 | 0.8 | 0.8 | 0.8 | 0.9 | 0.9 | 0.9 | 1 | 1 | 1 | 1.1 | 1.1 | 1.2 | 1.2 | 1.2 | 1.2 | 1.3 | 1.3 | 1.3 | 1.3 | 1.4 | 1.4 | 1.4 | 1.4 | 1.5 | 1.5 | 1.5 | 1.5 | 1.5 | 0.8 | 0.9 | 1 | 1 | 1.2 | 1.4 | 1.5 | 1.6 | 1.8 | 1.9 | 2 | 2.1 | 2.2 | 2.2 | 2.4 | 2.4 | 2.5 | 2.6 | 2.7 | 2.8 | 2.9 | 2.9 | 3 | 3.1 | 3.2 | 3.2 | 3.3 | 3.4 | 3.5 | 3.5 | 0.8 | 0.8 | 0.9 | 0.9 | 1 | 1.1 | 1.2 | 1.2 | 1.3 | 1.4 | 1.4 | 1.5 | 1.6 | 1.6 | 1.7 | 1.8 | 1.8 | 1.9 | 1.9 | 2 | 2 | 2.1 | 2.1 | 2.2 | 2.2 | 2.3 | 2.3 | 2.3 | 2.4 | 2.4 | 0.8 | 0.9 | 1 | 1.1 | 1.3 | 1.4 | 1.6 | 1.7 | 1.8 | 1.9 | 2 | 2.1 | 2.2 | 2.3 | 2.4 | 2.5 | 2.6 | 2.7 | 2.8 | 2.8 | 2.9 | 3 | 3.1 | 3.1 | 3.1 | 3.2 | 3.3 | 3.3 | 3.4 | 3.5 | 0.8 | 0.8 | 0.9 | 1 | 1.1 | 1.2 | 1.3 | 1.4 | 1.5 | 1.6 | 1.7 | 1.8 | 1.9 | 1.9 | 2 | 2.1 | 2.2 | 2.2 | 2.3 | 2.4 | 2.4 | 2.5 | 2.6 | 2.6 | 2.7 | 2.8 | 2.8 | 2.9 | 2.9 | 3
PSS | NEW BRIGHTON T1 / SEAVIEW RD T2 / WALLASEY T1 / WALLASEY VILLAGE T1 | 0.6 | 0.6 | 0.6 | 0.7 | 0.7 | 0.7 | 0.8 | 0.8 | 0.9 | 1 | 1 | 1.1 | 1.2 | 1.3 | 1.4 | 1.5 | 1.6 | 1.7 | 1.8 | 1.9 | 2 | 2.1 | 2.2 | 2.3 | 2.5 | 2.6 | 2.7 | 2.8 | 2.9 | 3 | 0.6 | 0.7 | 0.8 | 1 | 1.5 | 2 | 2.6 | 3.1 | 3.7 | 4.3 | 5 | 5.7 | 6.4 | 7.1 | 7.8 | 8.5 | 9.2 | 9.9 | 10.6 | 11.4 | 12.1 | 12.9 | 13.7 | 14.4 | 15.2 | 15.9 | 16.7 | 17.4 | 18.2 | 18.9 | 0.6 | 0.6 | 0.7 | 0.8 | 0.9 | 1.1 | 1.3 | 1.5 | 1.8 | 2 | 2.3 | 2.6 | 2.9 | 3.2 | 3.5 | 3.8 | 4.1 | 4.5 | 4.8 | 5.1 | 5.4 | 5.7 | 6.1 | 6.4 | 6.7 | 7.1 | 7.4 | 7.7 | 8.1 | 8.4 | 0.6 | 0.7 | 0.8 | 1 | 1.4 | 1.9 | 2.5 | 3 | 3.6 | 4.2 | 4.9 | 5.5 | 6.2 | 6.9 | 7.6 | 8.3 | 9 | 9.8 | 10.5 | 11.3 | 12 | 12.8 | 13.5 | 14.3 | 15 | 15.8 | 16.5 | 17.3 | 18.1 | 18.8 | 0.6 | 0.7 | 0.8 | 0.9 | 1.2 | 1.5 | 1.9 | 2.3 | 2.7 | 3.2 | 3.7 | 4.1 | 4.6 | 5.1 | 5.6 | 6.2 | 6.7 | 7.2 | 7.7 | 8.2 | 8.8 | 9.3 | 9.9 | 10.4 | 10.9 | 11.5 | 12 | 12.6 | 13.1 | 13.7
PSS | NEWHALL T1 / NEWHALL T2 | 0.6 | 0.6 | 0.6 | 0.6 | 0.6 | 0.7 | 0.7 | 0.7 | 0.7 | 0.8 | 0.9 | 1.1 | 1.2 | 1.3 | 1.5 | 1.6 | 1.8 | 1.8 | 1.9 | 2 | 2 | 2.1 | 2.1 | 2.2 | 2.2 | 2.3 | 2.4 | 2.4 | 2.5 | 2.5 | 0.6 | 0.7 | 0.7 | 0.8 | 0.9 | 1 | 1.1 | 1.3 | 1.5 | 1.7 | 1.9 | 2.1 | 2.3 | 2.5 | 2.7 | 2.8 | 2.9 | 3 | 3.1 | 3.2 | 3.4 | 3.5 | 3.6 | 3.7 | 3.8 | 3.9 | 4 | 4 | 4.1 | 4.2 | 0.6 | 0.6 | 0.7 | 0.7 | 0.8 | 0.8 | 0.9 | 1.1 | 1.2 | 1.4 | 1.6 | 1.8 | 2 | 2.3 | 2.4 | 2.5 | 2.6 | 2.6 | 2.7 | 2.8 | 2.9 | 3.1 | 3.2 | 3.3 | 3.3 | 3.4 | 3.5 | 3.6 | 3.6 | 3.7 | 0.6 | 0.7 | 0.9 | 1.1 | 1.4 | 1.6 | 1.8 | 2.1 | 2.3 | 2.6 | 2.9 | 3.2 | 3.4 | 3.7 | 3.9 | 4 | 4.1 | 4.1 | 4.3 | 4.5 | 4.6 | 4.8 | 4.9 | 5 | 5.5 | 5.5 | 5.6 | 5.7 | 5.7 | 5.8 | 0.6 | 0.6 | 0.7 | 0.7 | 0.8 | 0.9 | 1 | 1.2 | 1.4 | 1.5 | 1.8 | 2 | 2.2 | 2.4 | 2.5 | 2.7 | 2.7 | 2.8 | 2.9 | 3 | 3.2 | 3.3 | 3.4 | 3.5 | 3.6 | 3.7 | 3.7 | 3.8 | 3.9 | 4
PSS | NORTH WALES PAPER T1 / NORTH WALES PAPER T2 / WOODFIELD AVE T1 | 0.4 | 0.4 | 0.4 | 0.4 | 0.5 | 0.5 | 0.5 | 0.5 | 0.5 | 0.5 | 0.6 | 0.6 | 0.6 | 0.7 | 0.7 | 0.7 | 0.7 | 0.8 | 0.8 | 0.8 | 0.9 | 0.9 | 0.9 | 1 | 1 | 1 | 1 | 1.1 | 1.1 | 1.2 | 0.4 | 0.5 | 0.5 | 0.6 | 0.7 | 0.9 | 1 | 1.2 | 1.3 | 1.5 | 1.6 | 1.8 | 2 | 2.1 | 2.3 | 2.5 | 2.7 | 2.8 | 3 | 3.2 | 3.4 | 3.6 | 3.7 | 3.9 | 4.1 | 4.3 | 4.4 | 4.6 | 4.8 | 5 | 0.4 | 0.5 | 0.5 | 0.5 | 0.5 | 0.6 | 0.7 | 0.7 | 0.8 | 0.9 | 0.9 | 1 | 1.1 | 1.2 | 1.2 | 1.3 | 1.4 | 1.5 | 1.6 | 1.6 | 1.7 | 1.8 | 1.9 | 2 | 2 | 2.1 | 2.2 | 2.3 | 2.4 | 2.4 | 0.4 | 0.5 | 0.5 | 0.6 | 0.7 | 0.9 | 1 | 1.2 | 1.3 | 1.5 | 1.6 | 1.8 | 2 | 2.1 | 2.3 | 2.5 | 2.7 | 2.8 | 3 | 3.2 | 3.4 | 3.5 | 3.7 | 3.9 | 4 | 4.2 | 4.4 | 4.5 | 4.7 | 4.9 | 0.4 | 0.5 | 0.5 | 0.5 | 0.6 | 0.7 | 0.8 | 0.9 | 1.1 | 1.2 | 1.3 | 1.4 | 1.5 | 1.7 | 1.8 | 1.9 | 2 | 2.2 | 2.3 | 2.4 | 2.5 | 2.7 | 2.8 | 2.9 | 3 | 3.2 | 3.3 | 3.4 | 3.6 | 3.7
PSS | NORTH WEST WATER CAMPUS T1 / NORTH WEST WATER CAMPUS T2 / OMEGA T1 / OMEGA T2 / ORION BOULEVARD T1 | 3.9 | 3.9 | 3.9 | 3.9 | 3.9 | 4 | 4 | 4 | 4.1 | 4.1 | 4.2 | 4.2 | 4.3 | 4.3 | 4.3 | 4.4 | 4.2 | 4.2 | 4.2 | 4.2 | 4.2 | 4.3 | 4.3 | 4.3 | 4.3 | 4.4 | 4.4 | 4.5 | 4.5 | 4.5 | 3.9 | 4 | 4.1 | 4.2 | 4.4 | 4.6 | 4.7 | 4.9 | 5.1 | 5.2 | 5.4 | 5.5 | 5.7 | 5.8 | 6 | 6.1 | 6.2 | 6.4 | 6.5 | 6.6 | 6.8 | 6.9 | 7.1 | 7.2 | 7.4 | 7.5 | 7.6 | 7.8 | 7.9 | 8.1 | 3.9 | 3.9 | 4 | 4 | 4.1 | 4.2 | 4.3 | 4.4 | 4.5 | 4.6 | 4.6 | 4.7 | 4.8 | 4.9 | 5 | 5.1 | 5.2 | 5.2 | 5.3 | 5.4 | 5.5 | 5.5 | 5.6 | 5.7 | 5.7 | 5.8 | 5.9 | 6 | 6 | 6.1 | 3.9 | 4 | 4.1 | 4.2 | 4.4 | 4.6 | 4.8 | 4.9 | 5.1 | 5.3 | 5.4 | 5.6 | 5.8 | 5.9 | 6.1 | 6.2 | 6.3 | 6.5 | 6.6 | 6.7 | 6.9 | 7 | 7.1 | 7.3 | 6.8 | 6.9 | 7 | 7.1 | 7.2 | 7.3 | 3.9 | 4 | 4 | 4.1 | 4.2 | 4.4 | 4.5 | 4.6 | 4.8 | 4.9 | 5 | 5.1 | 5.2 | 5.4 | 5.5 | 5.6 | 5.7 | 5.8 | 5.9 | 6 | 6.1 | 6.2 | 6.3 | 6.4 | 6.5 | 6.7 | 6.8 | 6.9 | 7 | 7.1
PSS | NWF T1 | 0.6 | 0.6 | 0.6 | 0.6 | 0.6 | 0.7 | 0.7 | 0.7 | 0.7 | 0.9 | 1.1 | 1.3 | 1.4 | 1.7 | 1.8 | 1.9 | 2.1 | 2.2 | 2.3 | 2.4 | 2.5 | 2.6 | 2.7 | 2.7 | 2.8 | 2.9 | 3 | 3.1 | 3.1 | 3.2 | 0.6 | 0.7 | 0.7 | 0.8 | 1 | 1.2 | 1.3 | 1.5 | 1.8 | 2 | 2.4 | 2.7 | 3 | 3.3 | 3.6 | 3.7 | 3.9 | 4 | 4.1 | 4.3 | 4.5 | 4.7 | 4.9 | 5 | 5.2 | 5.4 | 5.5 | 5.7 | 5.9 | 6 | 0.6 | 0.6 | 0.7 | 0.8 | 0.9 | 1 | 1.1 | 1.3 | 1.5 | 1.7 | 2 | 2.3 | 2.6 | 2.9 | 3.1 | 3.2 | 3.3 | 3.4 | 3.5 | 3.7 | 3.9 | 4 | 4.2 | 4.3 | 4.4 | 4.6 | 4.7 | 4.8 | 4.9 | 5.1 | 0.6 | 0.7 | 0.9 | 1.2 | 1.6 | 1.9 | 2.2 | 2.6 | 2.9 | 3.2 | 3.6 | 4 | 4.4 | 4.8 | 5 | 5.2 | 5.3 | 5.5 | 5.7 | 6 | 6.2 | 6.5 | 6.7 | 6.9 | 7.4 | 7.5 | 7.6 | 7.7 | 7.8 | 7.9 | 0.6 | 0.6 | 0.7 | 0.8 | 0.9 | 1.1 | 1.2 | 1.4 | 1.6 | 1.9 | 2.2 | 2.5 | 2.8 | 3.1 | 3.3 | 3.5 | 3.6 | 3.7 | 3.8 | 4 | 4.2 | 4.4 | 4.6 | 4.7 | 4.8 | 5 | 5.1 | 5.3 | 5.4 | 5.5
PSS | OPTICAL FIBRES T1 / SHOTWICK T1 / WALBRO T1 | 0.4 | 0.4 | 0.4 | 0.4 | 0.4 | 0.5 | 0.5 | 0.5 | 0.5 | 0.5 | 0.5 | 0.5 | 0.5 | 0.5 | 0.6 | 0.6 | 0.6 | 0.6 | 0.6 | 0.6 | 0.6 | 0.6 | 0.6 | 0.6 | 0.6 | 0.6 | 0.6 | 0.6 | 0.6 | 0.6 | 0.4 | 0.5 | 0.5 | 0.5 | 0.6 | 0.6 | 0.6 | 0.7 | 0.7 | 0.7 | 0.7 | 0.7 | 0.8 | 0.8 | 0.8 | 0.8 | 0.8 | 0.8 | 0.8 | 0.8 | 0.8 | 0.8 | 0.8 | 0.8 | 0.8 | 0.8 | 0.8 | 0.9 | 0.9 | 0.9 | 0.4 | 0.4 | 0.5 | 0.5 | 0.5 | 0.5 | 0.5 | 0.6 | 0.6 | 0.6 | 0.6 | 0.6 | 0.7 | 0.7 | 0.7 | 0.7 | 0.7 | 0.7 | 0.7 | 0.7 | 0.7 | 0.7 | 0.7 | 0.7 | 0.8 | 0.8 | 0.8 | 0.8 | 0.8 | 0.8 | 0.4 | 0.5 | 0.5 | 0.5 | 0.6 | 0.6 | 0.7 | 0.7 | 0.7 | 0.8 | 0.8 | 0.8 | 0.8 | 0.8 | 0.8 | 0.8 | 0.8 | 0.9 | 0.9 | 0.9 | 0.9 | 0.9 | 0.9 | 0.9 | 0.8 | 0.8 | 0.8 | 0.8 | 0.8 | 0.8 | 0.4 | 0.4 | 0.5 | 0.5 | 0.5 | 0.6 | 0.6 | 0.6 | 0.6 | 0.7 | 0.7 | 0.7 | 0.7 | 0.7 | 0.7 | 0.7 | 0.7 | 0.8 | 0.8 | 0.8 | 0.8 | 0.8 | 0.8 | 0.8 | 0.8 | 0.8 | 0.8 | 0.8 | 0.8 | 0.8
PSS | ORB CL T1 / STONEBRIDGE LA T1 / STONEBRIDGE LA T2 | 2.7 | 2.7 | 2.7 | 2.7 | 2.8 | 2.8 | 2.8 | 2.9 | 2.9 | 2.9 | 3 | 3 | 3.1 | 3.1 | 3.2 | 3.2 | 3.1 | 3.1 | 3.1 | 3.1 | 3.1 | 3.2 | 3.2 | 3.2 | 3.3 | 3.3 | 3.3 | 3.4 | 3.4 | 3.5 | 2.7 | 2.8 | 2.9 | 3 | 3.2 | 3.4 | 3.5 | 3.7 | 3.9 | 4 | 4.2 | 4.3 | 4.5 | 4.6 | 4.7 | 4.9 | 5 | 5.2 | 5.3 | 5.5 | 5.6 | 5.7 | 5.9 | 6 | 6.1 | 6.3 | 6.4 | 6.6 | 6.7 | 6.9 | 2.7 | 2.7 | 2.8 | 2.8 | 2.9 | 3 | 3.1 | 3.2 | 3.3 | 3.4 | 3.5 | 3.5 | 3.6 | 3.7 | 3.8 | 3.9 | 3.9 | 4 | 4.1 | 4.2 | 4.3 | 4.3 | 4.4 | 4.5 | 4.6 | 4.6 | 4.7 | 4.8 | 4.8 | 4.9 | 2.7 | 2.8 | 2.9 | 3 | 3.2 | 3.4 | 3.6 | 3.8 | 3.9 | 4.1 | 4.3 | 4.4 | 4.6 | 4.7 | 4.9 | 5 | 5.1 | 5.3 | 5.4 | 5.5 | 5.7 | 5.8 | 6 | 6.1 | 5.8 | 6 | 6.1 | 6.2 | 6.3 | 6.4 | 2.7 | 2.8 | 2.8 | 2.9 | 3.1 | 3.2 | 3.3 | 3.5 | 3.6 | 3.7 | 3.8 | 3.9 | 4.1 | 4.2 | 4.3 | 4.4 | 4.5 | 4.6 | 4.7 | 4.8 | 4.9 | 5 | 5.1 | 5.2 | 5.3 | 5.4 | 5.6 | 5.7 | 5.8 | 5.9
PSS | ORFORD T1 / PADGATE T1 | 0.8 | 0.8 | 0.8 | 0.9 | 0.9 | 0.9 | 1 | 1.1 | 1.1 | 1.2 | 1.3 | 1.4 | 1.5 | 1.6 | 1.7 | 1.8 | 1.9 | 2 | 2.1 | 2.2 | 2.3 | 2.4 | 2.5 | 2.6 | 2.7 | 2.8 | 2.9 | 3 | 3.1 | 3.3 | 0.8 | 0.9 | 1.1 | 1.3 | 1.7 | 2.3 | 2.8 | 3.3 | 3.9 | 4.5 | 5.1 | 5.7 | 6.4 | 7 | 7.6 | 8.3 | 8.9 | 9.6 | 10.2 | 10.9 | 11.6 | 12.3 | 13 | 13.7 | 14.3 | 15 | 15.7 | 16.4 | 17.1 | 17.8 | 0.8 | 0.9 | 0.9 | 1 | 1.2 | 1.3 | 1.6 | 1.8 | 2 | 2.3 | 2.6 | 2.8 | 3.1 | 3.4 | 3.7 | 4 | 4.3 | 4.6 | 4.9 | 5.2 | 5.5 | 5.8 | 6.1 | 6.4 | 6.7 | 7 | 7.3 | 7.6 | 7.9 | 8.2 | 0.8 | 0.9 | 1.1 | 1.3 | 1.7 | 2.2 | 2.7 | 3.3 | 3.8 | 4.4 | 5 | 5.6 | 6.2 | 6.9 | 7.5 | 8.2 | 8.8 | 9.5 | 10.1 | 10.8 | 11.5 | 12.2 | 12.9 | 13.5 | 14.2 | 14.8 | 15.5 | 16.2 | 16.9 | 17.6 | 0.8 | 0.9 | 1 | 1.1 | 1.5 | 1.8 | 2.2 | 2.6 | 3 | 3.4 | 3.8 | 4.3 | 4.7 | 5.2 | 5.7 | 6.1 | 6.6 | 7.1 | 7.6 | 8 | 8.5 | 9 | 9.5 | 10 | 10.5 | 11 | 11.5 | 12 | 12.5 | 13
PSS | OTIS ELEVATOR T1 / ST IVEL FOODS T1 | 0.8 | 0.8 | 0.8 | 0.8 | 0.8 | 0.9 | 0.9 | 0.9 | 1 | 1 | 1.1 | 1.3 | 1.4 | 1.6 | 1.7 | 1.8 | 2 | 2 | 2.1 | 2.2 | 2.2 | 2.3 | 2.3 | 2.4 | 2.4 | 2.5 | 2.5 | 2.5 | 2.6 | 2.6 | 0.8 | 0.9 | 0.9 | 1 | 1.2 | 1.3 | 1.4 | 1.6 | 1.7 | 1.9 | 2.1 | 2.3 | 2.5 | 2.7 | 2.8 | 2.9 | 3 | 3 | 3 | 3.1 | 3.2 | 3.3 | 3.4 | 3.5 | 3.5 | 3.6 | 3.6 | 3.7 | 3.7 | 3.8 | 0.8 | 0.8 | 0.9 | 0.9 | 1 | 1.1 | 1.2 | 1.4 | 1.5 | 1.7 | 1.9 | 2.1 | 2.3 | 2.5 | 2.7 | 2.8 | 2.8 | 2.9 | 2.9 | 3 | 3.1 | 3.2 | 3.3 | 3.4 | 3.5 | 3.5 | 3.6 | 3.6 | 3.7 | 3.8 | 0.8 | 0.9 | 1.1 | 1.3 | 1.6 | 1.9 | 2.1 | 2.4 | 2.6 | 2.9 | 3.1 | 3.4 | 3.6 | 3.8 | 4 | 4.1 | 4.2 | 4.2 | 4.3 | 4.4 | 4.5 | 4.7 | 4.8 | 4.8 | 5.3 | 5.3 | 5.3 | 5.3 | 5.3 | 5.3 | 0.8 | 0.8 | 0.9 | 1 | 1.1 | 1.2 | 1.3 | 1.5 | 1.6 | 1.8 | 2 | 2.2 | 2.4 | 2.6 | 2.7 | 2.8 | 2.9 | 2.9 | 3 | 3.1 | 3.2 | 3.3 | 3.4 | 3.4 | 3.5 | 3.6 | 3.6 | 3.7 | 3.7 | 3.8
PSS | OVERTON T1 | 6.7 | 6.7 | 6.7 | 6.7 | 6.7 | 6.7 | 6.8 | 6.8 | 6.8 | 6.8 | 6.9 | 6.9 | 7.1 | 7.3 | 7.4 | 7.5 | 7.7 | 7.7 | 7.7 | 7.8 | 7.8 | 7.9 | 7.9 | 7.9 | 8 | 8 | 8.1 | 8.1 | 8.2 | 8.2 | 6.7 | 6.7 | 6.8 | 6.9 | 7 | 7.1 | 7.3 | 7.4 | 7.5 | 7.8 | 8.1 | 8.5 | 8.7 | 9.1 | 9.3 | 9.5 | 9.6 | 9.7 | 9.9 | 10 | 10.2 | 10.4 | 10.5 | 10.7 | 10.8 | 11 | 11.1 | 11.2 | 11.3 | 11.4 | 6.7 | 6.7 | 6.7 | 6.8 | 6.8 | 6.9 | 6.9 | 7 | 7.2 | 7.5 | 7.8 | 8.1 | 8.4 | 8.6 | 8.8 | 9 | 9.1 | 9.1 | 9.2 | 9.3 | 9.4 | 9.6 | 9.7 | 9.8 | 9.9 | 9.9 | 10 | 10.1 | 10.2 | 10.2 | 6.7 | 6.7 | 6.8 | 7.1 | 7.4 | 7.8 | 8.1 | 8.5 | 8.8 | 9.2 | 9.6 | 10 | 10.3 | 10.7 | 11 | 11.1 | 11.3 | 11.4 | 11.6 | 11.8 | 12 | 12.2 | 12.4 | 12.5 | 12.9 | 13 | 13.1 | 13.2 | 13.3 | 13.4 | 6.7 | 6.7 | 6.8 | 6.8 | 6.9 | 7 | 7.1 | 7.2 | 7.4 | 7.6 | 8 | 8.3 | 8.5 | 8.9 | 9 | 9.2 | 9.4 | 9.4 | 9.5 | 9.7 | 9.8 | 10 | 10.1 | 10.2 | 10.3 | 10.4 | 10.6 | 10.6 | 10.7 | 10.8
PSS | PANDY T1 / PANDY T2 | 0.7 | 0.7 | 0.7 | 0.8 | 0.8 | 0.8 | 0.8 | 0.9 | 0.9 | 0.9 | 1 | 1 | 1.1 | 1.1 | 1.2 | 1.3 | 1.3 | 1.3 | 1.4 | 1.4 | 1.5 | 1.5 | 1.6 | 1.6 | 1.7 | 1.7 | 1.8 | 1.9 | 1.9 | 2 | 0.7 | 0.8 | 0.9 | 1 | 1.2 | 1.5 | 1.7 | 2 | 2.3 | 2.6 | 2.8 | 3.1 | 3.4 | 3.8 | 4 | 4.3 | 4.7 | 5 | 5.3 | 5.6 | 5.9 | 6.3 | 6.6 | 6.9 | 7.2 | 7.6 | 7.9 | 8.2 | 8.5 | 8.9 | 0.7 | 0.8 | 0.8 | 0.8 | 0.9 | 1 | 1.1 | 1.2 | 1.4 | 1.5 | 1.6 | 1.8 | 1.9 | 2 | 2.2 | 2.3 | 2.5 | 2.6 | 2.8 | 2.9 | 3.1 | 3.2 | 3.4 | 3.5 | 3.7 | 3.8 | 4 | 4.1 | 4.3 | 4.4 | 0.7 | 0.8 | 0.9 | 1 | 1.2 | 1.5 | 1.7 | 2 | 2.2 | 2.5 | 2.8 | 3.1 | 3.4 | 3.7 | 4 | 4.3 | 4.7 | 5 | 5.3 | 5.6 | 5.9 | 6.3 | 6.6 | 6.9 | 7.1 | 7.4 | 7.8 | 8.1 | 8.4 | 8.8 | 0.7 | 0.8 | 0.8 | 0.9 | 1.1 | 1.2 | 1.4 | 1.6 | 1.8 | 2 | 2.2 | 2.4 | 2.7 | 2.9 | 3.1 | 3.3 | 3.6 | 3.8 | 4 | 4.3 | 4.5 | 4.7 | 5 | 5.2 | 5.4 | 5.7 | 5.9 | 6.2 | 6.4 | 6.6
PSS | PARC CYBI T1 / PARC CYBI T2 | 0.3 | 0.3 | 0.3 | 0.3 | 0.3 | 0.3 | 0.3 | 0.3 | 0.4 | 0.4 | 0.4 | 0.4 | 0.4 | 0.4 | 0.4 | 0.4 | 0.4 | 0.5 | 0.5 | 0.5 | 0.5 | 0.5 | 0.5 | 0.5 | 0.5 | 0.5 | 0.6 | 0.6 | 0.6 | 0.6 | 0.3 | 0.3 | 0.3 | 0.4 | 0.4 | 0.5 | 0.5 | 0.6 | 0.6 | 0.7 | 0.7 | 0.8 | 0.8 | 0.9 | 0.9 | 0.9 | 1 | 1 | 1.1 | 1.1 | 1.2 | 1.2 | 1.3 | 1.3 | 1.3 | 1.4 | 1.4 | 1.5 | 1.5 | 1.5 | 0.3 | 0.3 | 0.3 | 0.3 | 0.4 | 0.4 | 0.4 | 0.4 | 0.5 | 0.5 | 0.5 | 0.5 | 0.6 | 0.6 | 0.6 | 0.6 | 0.7 | 0.7 | 0.7 | 0.7 | 0.8 | 0.8 | 0.8 | 0.9 | 0.9 | 0.9 | 1 | 1 | 1 | 1 | 0.3 | 0.3 | 0.3 | 0.4 | 0.4 | 0.5 | 0.5 | 0.6 | 0.7 | 0.7 | 0.8 | 0.8 | 0.9 | 0.9 | 0.9 | 1 | 1 | 1.1 | 1.1 | 1.2 | 1.2 | 1.3 | 1.3 | 1.4 | 1.3 | 1.4 | 1.4 | 1.5 | 1.5 | 1.6 | 0.3 | 0.3 | 0.3 | 0.4 | 0.4 | 0.4 | 0.5 | 0.5 | 0.5 | 0.6 | 0.6 | 0.7 | 0.7 | 0.7 | 0.7 | 0.8 | 0.8 | 0.9 | 0.9 | 0.9 | 1 | 1 | 1 | 1.1 | 1.1 | 1.1 | 1.2 | 1.2 | 1.3 | 1.3
PSS | PARC MENAI T1 | 0.4 | 0.4 | 0.4 | 0.4 | 0.4 | 0.5 | 0.5 | 0.5 | 0.5 | 0.5 | 0.5 | 0.5 | 0.5 | 0.5 | 0.6 | 0.6 | 0.6 | 0.6 | 0.6 | 0.6 | 0.6 | 0.6 | 0.6 | 0.6 | 0.6 | 0.6 | 0.6 | 0.6 | 0.6 | 0.6 | 0.4 | 0.5 | 0.5 | 0.5 | 0.6 | 0.7 | 0.7 | 0.8 | 0.8 | 0.9 | 0.9 | 0.9 | 1 | 1 | 1.1 | 1.1 | 1.1 | 1.1 | 1.2 | 1.2 | 1.2 | 1.3 | 1.3 | 1.3 | 1.4 | 1.4 | 1.4 | 1.5 | 1.5 | 1.5 | 0.4 | 0.4 | 0.5 | 0.5 | 0.5 | 0.5 | 0.6 | 0.6 | 0.6 | 0.7 | 0.7 | 0.7 | 0.7 | 0.8 | 0.8 | 0.8 | 0.8 | 0.8 | 0.9 | 0.9 | 0.9 | 0.9 | 0.9 | 0.9 | 1 | 1 | 1 | 1 | 1.1 | 1.1 | 0.4 | 0.5 | 0.5 | 0.5 | 0.6 | 0.7 | 0.7 | 0.8 | 0.9 | 0.9 | 0.9 | 1 | 1 | 1.1 | 1.1 | 1.2 | 1.2 | 1.2 | 1.3 | 1.3 | 1.3 | 1.4 | 1.4 | 1.4 | 1.4 | 1.4 | 1.5 | 1.5 | 1.5 | 1.5 | 0.4 | 0.4 | 0.5 | 0.5 | 0.6 | 0.6 | 0.6 | 0.7 | 0.7 | 0.8 | 0.8 | 0.8 | 0.8 | 0.9 | 0.9 | 0.9 | 1 | 1 | 1 | 1.1 | 1.1 | 1.1 | 1.1 | 1.1 | 1.2 | 1.2 | 1.2 | 1.2 | 1.3 | 1.3
PSS | PEBLIC MILLS T1 | 0.4 | 0.4 | 0.4 | 0.4 | 0.4 | 0.5 | 0.5 | 0.5 | 0.5 | 0.5 | 0.5 | 0.5 | 0.6 | 0.6 | 0.6 | 0.6 | 0.6 | 0.6 | 0.6 | 0.7 | 0.7 | 0.7 | 0.7 | 0.7 | 0.7 | 0.8 | 0.8 | 0.8 | 0.8 | 0.8 | 0.4 | 0.5 | 0.5 | 0.5 | 0.6 | 0.7 | 0.8 | 0.8 | 0.9 | 1 | 1 | 1.1 | 1.2 | 1.3 | 1.3 | 1.4 | 1.5 | 1.5 | 1.6 | 1.7 | 1.8 | 1.8 | 1.9 | 2 | 2.1 | 2.1 | 2.2 | 2.3 | 2.3 | 2.4 | 0.4 | 0.4 | 0.5 | 0.5 | 0.5 | 0.5 | 0.6 | 0.6 | 0.7 | 0.7 | 0.7 | 0.8 | 0.8 | 0.8 | 0.9 | 0.9 | 0.9 | 1 | 1 | 1 | 1 | 1.1 | 1.1 | 1.1 | 1.2 | 1.2 | 1.2 | 1.3 | 1.3 | 1.3 | 0.4 | 0.5 | 0.5 | 0.5 | 0.6 | 0.7 | 0.8 | 0.9 | 0.9 | 1 | 1.1 | 1.2 | 1.3 | 1.3 | 1.4 | 1.4 | 1.5 | 1.6 | 1.6 | 1.7 | 1.8 | 1.9 | 1.9 | 2 | 2 | 2.1 | 2.1 | 2.2 | 2.3 | 2.3 | 0.4 | 0.4 | 0.5 | 0.5 | 0.6 | 0.6 | 0.7 | 0.7 | 0.8 | 0.8 | 0.9 | 0.9 | 1 | 1 | 1.1 | 1.1 | 1.2 | 1.3 | 1.3 | 1.4 | 1.4 | 1.5 | 1.5 | 1.6 | 1.6 | 1.7 | 1.7 | 1.8 | 1.8 | 1.9
PSS | PEN-Y-GROES T1 | 0.4 | 0.4 | 0.4 | 0.4 | 0.5 | 0.5 | 0.5 | 0.5 | 0.5 | 0.5 | 0.6 | 0.6 | 0.6 | 0.6 | 0.7 | 0.7 | 0.7 | 0.7 | 0.7 | 0.7 | 0.8 | 0.8 | 0.8 | 0.8 | 0.9 | 0.9 | 0.9 | 0.9 | 1 | 1 | 0.4 | 0.5 | 0.5 | 0.6 | 0.7 | 0.8 | 0.9 | 1 | 1.1 | 1.3 | 1.4 | 1.5 | 1.6 | 1.7 | 1.9 | 2 | 2.1 | 2.2 | 2.4 | 2.5 | 2.6 | 2.8 | 2.9 | 3 | 3.1 | 3.3 | 3.4 | 3.5 | 3.6 | 3.8 | 0.4 | 0.5 | 0.5 | 0.5 | 0.5 | 0.6 | 0.6 | 0.7 | 0.7 | 0.8 | 0.8 | 0.9 | 1 | 1 | 1.1 | 1.1 | 1.2 | 1.3 | 1.3 | 1.3 | 1.4 | 1.5 | 1.5 | 1.6 | 1.6 | 1.7 | 1.7 | 1.8 | 1.8 | 1.9 | 0.4 | 0.5 | 0.5 | 0.6 | 0.7 | 0.8 | 0.9 | 1 | 1.1 | 1.2 | 1.4 | 1.5 | 1.6 | 1.7 | 1.9 | 2 | 2.1 | 2.2 | 2.4 | 2.5 | 2.6 | 2.7 | 2.9 | 3 | 3 | 3.2 | 3.3 | 3.4 | 3.5 | 3.7 | 0.4 | 0.5 | 0.5 | 0.5 | 0.6 | 0.7 | 0.8 | 0.9 | 0.9 | 1 | 1.1 | 1.2 | 1.3 | 1.4 | 1.5 | 1.6 | 1.7 | 1.7 | 1.8 | 1.9 | 2 | 2.1 | 2.2 | 2.3 | 2.4 | 2.5 | 2.6 | 2.6 | 2.7 | 2.8
PSS | PENMAENMAWR T1 | 0.4 | 0.4 | 0.4 | 0.4 | 0.4 | 0.5 | 0.5 | 0.5 | 0.5 | 0.5 | 0.5 | 0.6 | 0.6 | 0.6 | 0.6 | 0.6 | 0.6 | 0.6 | 0.7 | 0.7 | 0.7 | 0.7 | 0.7 | 0.7 | 0.8 | 0.8 | 0.8 | 0.8 | 0.8 | 0.8 | 0.4 | 0.5 | 0.5 | 0.5 | 0.6 | 0.7 | 0.8 | 0.9 | 1 | 1.1 | 1.2 | 1.3 | 1.4 | 1.5 | 1.6 | 1.6 | 1.7 | 1.8 | 1.9 | 2 | 2 | 2.1 | 2.2 | 2.3 | 2.4 | 2.5 | 2.6 | 2.7 | 2.7 | 2.8 | 0.4 | 0.4 | 0.5 | 0.5 | 0.5 | 0.6 | 0.6 | 0.6 | 0.7 | 0.7 | 0.8 | 0.8 | 0.9 | 0.9 | 1 | 1 | 1.1 | 1.1 | 1.1 | 1.2 | 1.2 | 1.3 | 1.3 | 1.3 | 1.4 | 1.4 | 1.5 | 1.5 | 1.5 | 1.6 | 0.4 | 0.5 | 0.5 | 0.5 | 0.6 | 0.7 | 0.8 | 0.9 | 1 | 1.1 | 1.2 | 1.3 | 1.4 | 1.4 | 1.5 | 1.6 | 1.7 | 1.8 | 1.9 | 2 | 2.1 | 2.1 | 2.2 | 2.3 | 2.3 | 2.4 | 2.5 | 2.6 | 2.7 | 2.8 | 0.4 | 0.4 | 0.5 | 0.5 | 0.6 | 0.6 | 0.7 | 0.8 | 0.8 | 0.9 | 1 | 1 | 1.1 | 1.2 | 1.3 | 1.3 | 1.4 | 1.4 | 1.5 | 1.6 | 1.6 | 1.7 | 1.8 | 1.8 | 1.9 | 2 | 2 | 2.1 | 2.1 | 2.2
PSS | PENTRAETH T1 | 0.4 | 0.4 | 0.4 | 0.4 | 0.4 | 0.4 | 0.5 | 0.5 | 0.5 | 0.5 | 0.5 | 0.6 | 0.6 | 0.6 | 0.6 | 0.7 | 0.7 | 0.7 | 0.7 | 0.8 | 0.8 | 0.8 | 0.9 | 0.9 | 0.9 | 1 | 1 | 1 | 1.1 | 1.1 | 0.4 | 0.4 | 0.5 | 0.5 | 0.7 | 0.8 | 1 | 1.2 | 1.3 | 1.5 | 1.7 | 1.9 | 2.1 | 2.3 | 2.5 | 2.7 | 2.9 | 3.1 | 3.3 | 3.5 | 3.7 | 3.9 | 4.1 | 4.3 | 4.6 | 4.8 | 5 | 5.2 | 5.4 | 5.6 | 0.4 | 0.4 | 0.4 | 0.5 | 0.5 | 0.5 | 0.6 | 0.7 | 0.7 | 0.8 | 0.9 | 1 | 1.1 | 1.2 | 1.3 | 1.4 | 1.5 | 1.5 | 1.7 | 1.7 | 1.8 | 1.9 | 2 | 2.1 | 2.2 | 2.3 | 2.4 | 2.5 | 2.6 | 2.7 | 0.4 | 0.4 | 0.5 | 0.5 | 0.7 | 0.8 | 1 | 1.1 | 1.3 | 1.5 | 1.7 | 1.9 | 2 | 2.2 | 2.4 | 2.6 | 2.8 | 3 | 3.2 | 3.4 | 3.6 | 3.9 | 4.1 | 4.3 | 4.4 | 4.6 | 4.9 | 5.1 | 5.3 | 5.5 | 0.4 | 0.4 | 0.5 | 0.5 | 0.6 | 0.7 | 0.8 | 0.9 | 1 | 1.2 | 1.3 | 1.4 | 1.6 | 1.7 | 1.9 | 2 | 2.2 | 2.3 | 2.5 | 2.6 | 2.8 | 2.9 | 3.1 | 3.2 | 3.4 | 3.6 | 3.7 | 3.9 | 4 | 4.2
PSS | PILKINGTONS HO T1 / SOMERFIELD DISTRIBUTION T1 / RAVENHEAD RETAIL PARK T1 | 1 | 1 | 1 | 1 | 1.1 | 1.1 | 1.2 | 1.2 | 1.3 | 1.4 | 1.5 | 1.6 | 1.7 | 1.7 | 1.8 | 1.9 | 2 | 2 | 2.1 | 2.2 | 2.3 | 2.4 | 2.4 | 2.5 | 2.6 | 2.7 | 2.7 | 2.8 | 2.9 | 3 | 1 | 1.1 | 1.3 | 1.5 | 1.9 | 2.3 | 2.6 | 3 | 3.4 | 3.8 | 4.2 | 4.6 | 5 | 5.3 | 5.8 | 6.1 | 6.5 | 6.9 | 7.3 | 7.7 | 8.1 | 8.5 | 8.9 | 9.3 | 9.8 | 10.1 | 10.5 | 10.9 | 11.3 | 11.8 | 1 | 1 | 1.1 | 1.2 | 1.3 | 1.5 | 1.7 | 1.9 | 2.1 | 2.3 | 2.5 | 2.7 | 2.9 | 3.1 | 3.2 | 3.4 | 3.7 | 3.8 | 4 | 4.2 | 4.4 | 4.6 | 4.8 | 5 | 5.2 | 5.4 | 5.6 | 5.7 | 5.9 | 6.1 | 1 | 1.1 | 1.3 | 1.5 | 1.9 | 2.3 | 2.7 | 3.1 | 3.5 | 3.9 | 4.3 | 4.7 | 5.1 | 5.5 | 5.9 | 6.3 | 6.7 | 7 | 7.5 | 7.9 | 8.3 | 8.7 | 9.1 | 9.5 | 9.8 | 10.2 | 10.6 | 11 | 11.4 | 11.8 | 1 | 1.1 | 1.2 | 1.3 | 1.6 | 1.9 | 2.2 | 2.5 | 2.7 | 3 | 3.3 | 3.6 | 3.9 | 4.2 | 4.5 | 4.8 | 5.1 | 5.4 | 5.7 | 6 | 6.3 | 6.6 | 6.8 | 7.2 | 7.5 | 7.8 | 8 | 8.3 | 8.6 | 8.9
PSS | PILKINGTONS T1 / PILKINGTONS T2 | 0.4 | 0.4 | 0.4 | 0.4 | 0.4 | 0.5 | 0.5 | 0.5 | 0.5 | 0.5 | 0.6 | 0.7 | 0.8 | 0.9 | 0.9 | 1 | 1.2 | 1.2 | 1.2 | 1.3 | 1.3 | 1.4 | 1.4 | 1.4 | 1.5 | 1.5 | 1.5 | 1.5 | 1.5 | 1.6 | 0.4 | 0.5 | 0.5 | 0.5 | 0.6 | 0.7 | 0.8 | 0.9 | 1 | 1.2 | 1.3 | 1.5 | 1.7 | 1.9 | 2 | 2.2 | 2.3 | 2.4 | 2.4 | 2.5 | 2.6 | 2.8 | 2.9 | 3 | 3.1 | 3.2 | 3.3 | 3.4 | 3.5 | 3.6 | 0.4 | 0.4 | 0.5 | 0.5 | 0.5 | 0.6 | 0.6 | 0.7 | 0.8 | 0.9 | 1.1 | 1.2 | 1.3 | 1.5 | 1.6 | 1.7 | 1.8 | 1.8 | 1.8 | 1.9 | 2 | 2.1 | 2.2 | 2.2 | 2.3 | 2.4 | 2.4 | 2.4 | 2.5 | 2.6 | 0.4 | 0.5 | 0.5 | 0.7 | 0.9 | 1 | 1.2 | 1.4 | 1.6 | 1.7 | 2 | 2.2 | 2.4 | 2.5 | 2.7 | 2.8 | 2.9 | 3 | 3.2 | 3.3 | 3.4 | 3.6 | 3.7 | 3.8 | 4.3 | 4.4 | 4.5 | 4.6 | 4.7 | 4.7 | 0.4 | 0.4 | 0.5 | 0.5 | 0.6 | 0.6 | 0.7 | 0.8 | 0.9 | 1 | 1.2 | 1.4 | 1.5 | 1.7 | 1.8 | 1.9 | 2 | 2.1 | 2.1 | 2.2 | 2.3 | 2.4 | 2.5 | 2.6 | 2.7 | 2.8 | 2.9 | 2.9 | 3 | 3.1
PSS | POINT OF AYR COLLIERY T1 | 0.4 | 0.4 | 0.4 | 0.4 | 0.4 | 0.5 | 0.5 | 0.5 | 0.5 | 0.5 | 0.5 | 0.6 | 0.6 | 0.6 | 0.6 | 0.6 | 0.6 | 0.6 | 0.7 | 0.7 | 0.7 | 0.7 | 0.7 | 0.7 | 0.8 | 0.8 | 0.8 | 0.8 | 0.8 | 0.8 | 0.4 | 0.5 | 0.5 | 0.5 | 0.6 | 0.7 | 0.8 | 0.9 | 0.9 | 1 | 1.1 | 1.2 | 1.2 | 1.3 | 1.4 | 1.5 | 1.5 | 1.6 | 1.7 | 1.8 | 1.8 | 1.9 | 2 | 2 | 2.1 | 2.2 | 2.2 | 2.3 | 2.4 | 2.5 | 0.4 | 0.4 | 0.5 | 0.5 | 0.5 | 0.5 | 0.6 | 0.6 | 0.7 | 0.7 | 0.7 | 0.8 | 0.8 | 0.9 | 0.9 | 0.9 | 1 | 1 | 1.1 | 1.1 | 1.1 | 1.2 | 1.2 | 1.3 | 1.3 | 1.3 | 1.4 | 1.4 | 1.4 | 1.5 | 0.4 | 0.5 | 0.5 | 0.5 | 0.6 | 0.7 | 0.8 | 0.9 | 0.9 | 1 | 1.1 | 1.2 | 1.3 | 1.3 | 1.4 | 1.5 | 1.5 | 1.6 | 1.7 | 1.8 | 1.8 | 1.9 | 1.9 | 2 | 2 | 2.1 | 2.2 | 2.3 | 2.3 | 2.4 | 0.4 | 0.4 | 0.5 | 0.5 | 0.6 | 0.6 | 0.7 | 0.7 | 0.8 | 0.9 | 0.9 | 1 | 1 | 1.1 | 1.1 | 1.2 | 1.3 | 1.3 | 1.4 | 1.4 | 1.5 | 1.5 | 1.6 | 1.7 | 1.7 | 1.8 | 1.8 | 1.9 | 1.9 | 2
PSS | PORTHMADOG T1 / PORTHMADOG T2 | 0.3 | 0.3 | 0.3 | 0.3 | 0.3 | 0.3 | 0.3 | 0.4 | 0.4 | 0.4 | 0.4 | 0.4 | 0.4 | 0.5 | 0.5 | 0.5 | 0.5 | 0.5 | 0.5 | 0.5 | 0.6 | 0.6 | 0.6 | 0.6 | 0.6 | 0.7 | 0.7 | 0.7 | 0.7 | 0.7 | 0.3 | 0.3 | 0.4 | 0.4 | 0.5 | 0.6 | 0.7 | 0.7 | 0.8 | 0.9 | 1 | 1.1 | 1.2 | 1.3 | 1.5 | 1.5 | 1.6 | 1.7 | 1.9 | 2 | 2.1 | 2.2 | 2.3 | 2.4 | 2.5 | 2.6 | 2.7 | 2.8 | 3 | 3.1 | 0.3 | 0.3 | 0.3 | 0.3 | 0.4 | 0.4 | 0.4 | 0.5 | 0.5 | 0.6 | 0.6 | 0.7 | 0.7 | 0.8 | 0.8 | 0.9 | 0.9 | 1 | 1 | 1.1 | 1.1 | 1.2 | 1.2 | 1.3 | 1.3 | 1.4 | 1.4 | 1.5 | 1.5 | 1.6 | 0.3 | 0.3 | 0.4 | 0.4 | 0.5 | 0.6 | 0.7 | 0.7 | 0.8 | 0.9 | 1 | 1.1 | 1.2 | 1.3 | 1.4 | 1.5 | 1.6 | 1.7 | 1.8 | 2 | 2.1 | 2.2 | 2.3 | 2.4 | 2.5 | 2.6 | 2.7 | 2.8 | 2.9 | 3 | 0.3 | 0.3 | 0.4 | 0.4 | 0.4 | 0.5 | 0.6 | 0.6 | 0.7 | 0.7 | 0.8 | 0.9 | 1 | 1 | 1.1 | 1.2 | 1.3 | 1.4 | 1.4 | 1.5 | 1.6 | 1.7 | 1.8 | 1.8 | 1.9 | 2 | 2.1 | 2.2 | 2.2 | 2.3
PSS | PREES T1 | 0.7 | 0.7 | 0.7 | 0.8 | 0.8 | 0.8 | 0.8 | 0.9 | 1.5 | 1.7 | 1.9 | 2 | 2.1 | 2.3 | 2.4 | 2.5 | 2.7 | 2.8 | 2.8 | 2.9 | 3 | 3 | 3.1 | 3.2 | 3.2 | 3.3 | 3.3 | 3.4 | 3.5 | 3.5 | 0.7 | 0.8 | 1 | 1.3 | 1.6 | 1.9 | 2.2 | 2.4 | 2.6 | 2.9 | 3.2 | 3.5 | 3.8 | 4 | 4.3 | 4.5 | 4.6 | 4.8 | 4.9 | 5.1 | 5.3 | 5.6 | 5.7 | 5.9 | 6.1 | 6.2 | 6.4 | 6.5 | 6.7 | 6.8 | 0.7 | 0.8 | 1 | 1.2 | 1.4 | 1.7 | 1.9 | 2.1 | 2.3 | 2.5 | 2.7 | 2.9 | 3.2 | 3.4 | 3.6 | 3.7 | 3.8 | 3.9 | 4 | 4.1 | 4.3 | 4.4 | 4.6 | 4.6 | 4.7 | 4.8 | 4.9 | 5 | 5.1 | 5.2 | 0.7 | 1 | 1.2 | 1.6 | 2.1 | 2.5 | 3 | 3.3 | 3.6 | 3.9 | 4.2 | 4.6 | 4.9 | 5.2 | 5.5 | 5.7 | 5.8 | 6 | 6.2 | 6.4 | 6.6 | 6.8 | 7.1 | 7.2 | 7.7 | 7.9 | 8.1 | 8.2 | 8.3 | 8.5 | 0.7 | 0.8 | 1 | 1.3 | 1.5 | 1.8 | 2 | 2.2 | 2.5 | 2.7 | 2.9 | 3.2 | 3.5 | 3.7 | 3.9 | 4.1 | 4.2 | 4.4 | 4.5 | 4.6 | 4.8 | 5 | 5.1 | 5.3 | 5.4 | 5.5 | 5.6 | 5.8 | 5.9 | 6
PSS | PRIMROSE HALL T1 | 0.8 | 0.8 | 0.8 | 0.8 | 0.8 | 0.8 | 0.9 | 0.9 | 0.9 | 1 | 1 | 1.1 | 1.1 | 1.1 | 1.2 | 1.2 | 1.2 | 1.2 | 1.3 | 1.3 | 1.3 | 1.3 | 1.4 | 1.4 | 1.4 | 1.4 | 1.4 | 1.5 | 1.5 | 1.5 | 0.8 | 0.8 | 0.9 | 1 | 1.2 | 1.3 | 1.5 | 1.6 | 1.7 | 1.8 | 1.9 | 2 | 2 | 2.1 | 2.2 | 2.3 | 2.4 | 2.4 | 2.5 | 2.6 | 2.6 | 2.7 | 2.8 | 2.8 | 2.9 | 3 | 3 | 3.1 | 3.1 | 3.2 | 0.8 | 0.8 | 0.8 | 0.9 | 0.9 | 1 | 1.1 | 1.2 | 1.3 | 1.3 | 1.4 | 1.5 | 1.5 | 1.6 | 1.6 | 1.7 | 1.7 | 1.8 | 1.8 | 1.9 | 1.9 | 2 | 2 | 2 | 2.1 | 2.1 | 2.2 | 2.2 | 2.2 | 2.2 | 0.8 | 0.8 | 0.9 | 1 | 1.2 | 1.4 | 1.5 | 1.6 | 1.7 | 1.8 | 2 | 2 | 2.1 | 2.2 | 2.3 | 2.4 | 2.5 | 2.5 | 2.6 | 2.6 | 2.7 | 2.8 | 2.8 | 2.9 | 2.9 | 3 | 3 | 3.1 | 3.1 | 3.1 | 0.8 | 0.8 | 0.9 | 0.9 | 1.1 | 1.2 | 1.3 | 1.4 | 1.5 | 1.6 | 1.6 | 1.7 | 1.8 | 1.9 | 1.9 | 2 | 2.1 | 2.1 | 2.2 | 2.2 | 2.3 | 2.3 | 2.4 | 2.4 | 2.5 | 2.5 | 2.6 | 2.6 | 2.7 | 2.7
PSS | PWLLHELI T1 | 0.3 | 0.3 | 0.3 | 0.3 | 0.3 | 0.3 | 0.3 | 0.4 | 0.4 | 0.4 | 0.4 | 0.4 | 0.4 | 0.4 | 0.4 | 0.4 | 0.4 | 0.5 | 0.5 | 0.5 | 0.5 | 0.5 | 0.5 | 0.5 | 0.5 | 0.6 | 0.6 | 0.6 | 0.6 | 0.6 | 0.3 | 0.3 | 0.4 | 0.4 | 0.5 | 0.6 | 0.6 | 0.7 | 0.8 | 0.9 | 1 | 1 | 1.1 | 1.2 | 1.3 | 1.4 | 1.4 | 1.5 | 1.6 | 1.7 | 1.8 | 1.9 | 2 | 2.1 | 2.2 | 2.2 | 2.3 | 2.4 | 2.5 | 2.6 | 0.3 | 0.3 | 0.3 | 0.3 | 0.4 | 0.4 | 0.4 | 0.5 | 0.5 | 0.5 | 0.6 | 0.6 | 0.6 | 0.7 | 0.7 | 0.8 | 0.8 | 0.9 | 0.9 | 0.9 | 1 | 1 | 1 | 1.1 | 1.1 | 1.2 | 1.2 | 1.3 | 1.3 | 1.3 | 0.3 | 0.3 | 0.4 | 0.4 | 0.5 | 0.5 | 0.6 | 0.7 | 0.8 | 0.8 | 0.9 | 1 | 1.1 | 1.2 | 1.3 | 1.4 | 1.5 | 1.5 | 1.6 | 1.7 | 1.8 | 1.9 | 2 | 2.1 | 2.1 | 2.2 | 2.3 | 2.4 | 2.5 | 2.6 | 0.3 | 0.3 | 0.3 | 0.4 | 0.4 | 0.5 | 0.5 | 0.6 | 0.6 | 0.7 | 0.8 | 0.8 | 0.9 | 0.9 | 1 | 1.1 | 1.1 | 1.2 | 1.2 | 1.3 | 1.4 | 1.4 | 1.5 | 1.6 | 1.6 | 1.7 | 1.8 | 1.8 | 1.9 | 2
PSS | RADWAY GREEN T1 | 0.6 | 0.6 | 0.6 | 0.6 | 0.6 | 0.7 | 0.7 | 0.7 | 0.8 | 0.8 | 0.9 | 0.9 | 1 | 1 | 1.1 | 1.1 | 1.1 | 1.1 | 1.2 | 1.2 | 1.3 | 1.3 | 1.4 | 1.4 | 1.5 | 1.5 | 1.6 | 1.6 | 1.6 | 1.7 | 0.6 | 0.7 | 0.8 | 0.8 | 1.1 | 1.3 | 1.5 | 1.8 | 2 | 2.3 | 2.5 | 2.8 | 3.1 | 3.3 | 3.6 | 3.8 | 4.1 | 4.4 | 4.7 | 4.9 | 5.2 | 5.5 | 5.8 | 6 | 6.3 | 6.6 | 6.9 | 7.1 | 7.4 | 7.7 | 0.6 | 0.6 | 0.7 | 0.7 | 0.8 | 0.9 | 1 | 1.1 | 1.2 | 1.3 | 1.4 | 1.6 | 1.7 | 1.8 | 1.9 | 2.1 | 2.2 | 2.3 | 2.4 | 2.6 | 2.7 | 2.8 | 2.9 | 3.1 | 3.2 | 3.3 | 3.5 | 3.6 | 3.7 | 3.8 | 0.6 | 0.7 | 0.7 | 0.9 | 1.1 | 1.3 | 1.5 | 1.8 | 2 | 2.3 | 2.5 | 2.8 | 3 | 3.3 | 3.5 | 3.8 | 4.1 | 4.3 | 4.6 | 4.9 | 5.2 | 5.5 | 5.8 | 6 | 6.2 | 6.5 | 6.8 | 7.1 | 7.3 | 7.6 | 0.6 | 0.7 | 0.7 | 0.8 | 0.9 | 1.1 | 1.3 | 1.4 | 1.6 | 1.8 | 2 | 2.2 | 2.4 | 2.6 | 2.8 | 3 | 3.2 | 3.3 | 3.5 | 3.7 | 3.9 | 4.1 | 4.4 | 4.6 | 4.8 | 5 | 5.2 | 5.4 | 5.6 | 5.8
PSS | RAVEN SQUARE T1 | 0.8 | 0.8 | 0.8 | 0.8 | 0.8 | 0.9 | 0.9 | 0.9 | 0.9 | 0.9 | 1 | 1 | 1 | 1 | 1.1 | 1.1 | 1.1 | 1.1 | 1.1 | 1.1 | 1.1 | 1.2 | 1.2 | 1.2 | 1.2 | 1.3 | 1.3 | 1.3 | 1.3 | 1.3 | 0.8 | 0.8 | 0.9 | 1 | 1.1 | 1.3 | 1.4 | 1.5 | 1.6 | 1.7 | 1.8 | 1.9 | 2 | 2.1 | 2.3 | 2.4 | 2.5 | 2.6 | 2.7 | 2.8 | 2.9 | 3 | 3.1 | 3.2 | 3.3 | 3.4 | 3.6 | 3.7 | 3.8 | 3.9 | 0.8 | 0.8 | 0.9 | 0.9 | 0.9 | 1 | 1.1 | 1.1 | 1.2 | 1.2 | 1.3 | 1.4 | 1.4 | 1.5 | 1.5 | 1.6 | 1.6 | 1.7 | 1.8 | 1.8 | 1.9 | 1.9 | 2 | 2 | 2.1 | 2.1 | 2.2 | 2.3 | 2.3 | 2.4 | 0.8 | 0.9 | 0.9 | 1 | 1.1 | 1.3 | 1.4 | 1.5 | 1.6 | 1.7 | 1.9 | 2 | 2.1 | 2.2 | 2.3 | 2.4 | 2.5 | 2.6 | 2.7 | 2.8 | 2.9 | 3.1 | 3.2 | 3.3 | 3.3 | 3.4 | 3.5 | 3.6 | 3.7 | 3.8 | 0.8 | 0.8 | 0.9 | 0.9 | 1 | 1.1 | 1.2 | 1.3 | 1.4 | 1.5 | 1.6 | 1.6 | 1.7 | 1.8 | 1.9 | 2 | 2.1 | 2.1 | 2.2 | 2.3 | 2.4 | 2.5 | 2.5 | 2.6 | 2.7 | 2.8 | 2.9 | 3 | 3 | 3.1
PSS | REFORM ST T1 | 0.4 | 0.4 | 0.4 | 0.4 | 0.4 | 0.5 | 0.5 | 0.5 | 0.5 | 0.5 | 0.5 | 0.6 | 0.6 | 0.6 | 0.6 | 0.6 | 0.6 | 0.6 | 0.7 | 0.7 | 0.7 | 0.7 | 0.7 | 0.7 | 0.8 | 0.8 | 0.8 | 0.8 | 0.8 | 0.8 | 0.4 | 0.5 | 0.5 | 0.5 | 0.6 | 0.7 | 0.8 | 0.8 | 0.9 | 1 | 1 | 1.1 | 1.2 | 1.2 | 1.3 | 1.3 | 1.4 | 1.5 | 1.5 | 1.6 | 1.6 | 1.7 | 1.8 | 1.8 | 1.9 | 1.9 | 2 | 2.1 | 2.1 | 2.2 | 0.4 | 0.4 | 0.5 | 0.5 | 0.5 | 0.5 | 0.6 | 0.6 | 0.7 | 0.7 | 0.7 | 0.8 | 0.8 | 0.8 | 0.9 | 0.9 | 0.9 | 1 | 1 | 1 | 1 | 1.1 | 1.1 | 1.1 | 1.2 | 1.2 | 1.2 | 1.3 | 1.3 | 1.3 | 0.4 | 0.5 | 0.5 | 0.5 | 0.6 | 0.7 | 0.7 | 0.8 | 0.9 | 0.9 | 1 | 1.1 | 1.1 | 1.2 | 1.3 | 1.3 | 1.4 | 1.5 | 1.5 | 1.6 | 1.6 | 1.7 | 1.7 | 1.8 | 1.8 | 1.8 | 1.9 | 2 | 2 | 2 | 0.4 | 0.4 | 0.5 | 0.5 | 0.6 | 0.6 | 0.7 | 0.7 | 0.8 | 0.8 | 0.9 | 0.9 | 1 | 1 | 1.1 | 1.1 | 1.2 | 1.2 | 1.3 | 1.3 | 1.3 | 1.4 | 1.4 | 1.5 | 1.5 | 1.6 | 1.6 | 1.7 | 1.7 | 1.7
PSS | RHM FOODS LTD T1 | 0.8 | 0.8 | 0.8 | 0.8 | 0.8 | 0.8 | 0.9 | 0.9 | 0.9 | 1 | 1 | 1 | 1.1 | 1.1 | 1.1 | 1.1 | 1.1 | 1.1 | 1.2 | 1.2 | 1.2 | 1.2 | 1.2 | 1.2 | 1.3 | 1.3 | 1.3 | 1.3 | 1.3 | 1.3 | 0.8 | 0.8 | 0.9 | 1 | 1.1 | 1.2 | 1.3 | 1.4 | 1.5 | 1.5 | 1.6 | 1.6 | 1.6 | 1.7 | 1.7 | 1.7 | 1.7 | 1.8 | 1.8 | 1.8 | 1.8 | 1.8 | 1.8 | 1.8 | 1.9 | 1.9 | 1.9 | 1.9 | 1.9 | 1.9 | 0.8 | 0.8 | 0.8 | 0.9 | 0.9 | 1 | 1.1 | 1.1 | 1.2 | 1.2 | 1.3 | 1.3 | 1.4 | 1.4 | 1.4 | 1.5 | 1.5 | 1.5 | 1.5 | 1.5 | 1.6 | 1.6 | 1.6 | 1.6 | 1.6 | 1.6 | 1.7 | 1.7 | 1.7 | 1.7 | 0.8 | 0.8 | 0.9 | 1 | 1.2 | 1.3 | 1.4 | 1.5 | 1.6 | 1.6 | 1.7 | 1.7 | 1.8 | 1.8 | 1.8 | 1.8 | 1.9 | 1.9 | 1.9 | 1.9 | 1.9 | 1.9 | 1.9 | 1.9 | 1.9 | 1.9 | 1.9 | 1.9 | 1.9 | 1.9 | 0.8 | 0.8 | 0.9 | 0.9 | 1 | 1.1 | 1.2 | 1.3 | 1.3 | 1.4 | 1.4 | 1.5 | 1.5 | 1.5 | 1.6 | 1.6 | 1.6 | 1.6 | 1.7 | 1.7 | 1.7 | 1.7 | 1.7 | 1.7 | 1.7 | 1.8 | 1.8 | 1.8 | 1.8 | 1.8
PSS | RHOSLAN T1 | 0.7 | 0.7 | 0.7 | 0.7 | 0.7 | 0.7 | 0.7 | 0.7 | 0.7 | 0.7 | 0.7 | 0.7 | 0.8 | 0.8 | 0.8 | 0.8 | 0.8 | 0.8 | 0.8 | 0.8 | 0.8 | 0.8 | 0.8 | 0.8 | 0.9 | 0.9 | 0.9 | 0.9 | 0.9 | 0.9 | 0.7 | 0.7 | 0.7 | 0.7 | 0.8 | 0.9 | 1 | 1.1 | 1.2 | 1.2 | 1.3 | 1.4 | 1.5 | 1.6 | 1.7 | 1.8 | 1.9 | 2 | 2.1 | 2.2 | 2.3 | 2.4 | 2.5 | 2.6 | 2.7 | 2.8 | 2.9 | 3 | 3.1 | 3.2 | 0.7 | 0.7 | 0.7 | 0.7 | 0.7 | 0.8 | 0.8 | 0.8 | 0.9 | 0.9 | 0.9 | 1 | 1 | 1.1 | 1.1 | 1.2 | 1.2 | 1.3 | 1.3 | 1.4 | 1.4 | 1.5 | 1.5 | 1.6 | 1.6 | 1.6 | 1.7 | 1.8 | 1.8 | 1.9 | 0.7 | 0.7 | 0.7 | 0.7 | 0.8 | 0.9 | 1 | 1.1 | 1.2 | 1.2 | 1.3 | 1.4 | 1.5 | 1.6 | 1.7 | 1.8 | 1.9 | 2 | 2.1 | 2.2 | 2.3 | 2.4 | 2.5 | 2.6 | 2.6 | 2.7 | 2.8 | 2.9 | 3 | 3.1 | 0.7 | 0.7 | 0.7 | 0.7 | 0.8 | 0.8 | 0.9 | 0.9 | 1 | 1.1 | 1.1 | 1.2 | 1.3 | 1.3 | 1.4 | 1.5 | 1.6 | 1.6 | 1.7 | 1.8 | 1.9 | 1.9 | 2 | 2.1 | 2.1 | 2.2 | 2.3 | 2.4 | 2.4 | 2.5
PSS | RHUDDLAN T1 | 0.4 | 0.4 | 0.4 | 0.4 | 0.5 | 0.5 | 0.5 | 0.5 | 0.5 | 0.6 | 0.6 | 0.6 | 0.6 | 0.7 | 0.7 | 0.7 | 0.7 | 0.8 | 0.8 | 0.8 | 0.9 | 0.9 | 0.9 | 1 | 1 | 1 | 1.1 | 1.1 | 1.1 | 1.2 | 0.4 | 0.5 | 0.5 | 0.6 | 0.7 | 0.9 | 1 | 1.2 | 1.3 | 1.5 | 1.6 | 1.8 | 2 | 2.1 | 2.3 | 2.5 | 2.7 | 2.8 | 3 | 3.2 | 3.4 | 3.6 | 3.7 | 3.9 | 4.1 | 4.3 | 4.4 | 4.6 | 4.8 | 5 | 0.4 | 0.5 | 0.5 | 0.5 | 0.5 | 0.6 | 0.7 | 0.7 | 0.8 | 0.9 | 0.9 | 1 | 1.1 | 1.2 | 1.3 | 1.3 | 1.4 | 1.5 | 1.6 | 1.7 | 1.7 | 1.8 | 1.9 | 2 | 2.1 | 2.1 | 2.2 | 2.3 | 2.4 | 2.5 | 0.4 | 0.5 | 0.5 | 0.6 | 0.7 | 0.9 | 1 | 1.2 | 1.3 | 1.5 | 1.6 | 1.8 | 2 | 2.1 | 2.3 | 2.5 | 2.7 | 2.8 | 3 | 3.2 | 3.4 | 3.5 | 3.7 | 3.9 | 4 | 4.2 | 4.4 | 4.6 | 4.7 | 4.9 | 0.4 | 0.5 | 0.5 | 0.5 | 0.6 | 0.7 | 0.8 | 0.9 | 1.1 | 1.2 | 1.3 | 1.4 | 1.5 | 1.7 | 1.8 | 1.9 | 2 | 2.2 | 2.3 | 2.4 | 2.5 | 2.7 | 2.8 | 2.9 | 3.1 | 3.2 | 3.3 | 3.4 | 3.6 | 3.7
PSS | RHYD-Y-FOEL T1 | 0.4 | 0.4 | 0.4 | 0.4 | 0.4 | 0.5 | 0.5 | 0.5 | 0.5 | 0.5 | 0.6 | 0.7 | 0.8 | 0.9 | 1 | 1.1 | 1.3 | 1.3 | 1.3 | 1.4 | 1.4 | 1.4 | 1.5 | 1.5 | 1.6 | 1.6 | 1.7 | 1.7 | 1.8 | 1.8 | 0.4 | 0.5 | 0.5 | 0.5 | 0.6 | 0.8 | 0.9 | 1.1 | 1.2 | 1.4 | 1.6 | 1.8 | 2 | 2.2 | 2.3 | 2.5 | 2.6 | 2.7 | 2.7 | 2.9 | 3 | 3.2 | 3.3 | 3.4 | 3.5 | 3.7 | 3.8 | 3.9 | 4.1 | 4.2 | 0.4 | 0.5 | 0.5 | 0.5 | 0.5 | 0.6 | 0.7 | 0.8 | 0.9 | 1.1 | 1.2 | 1.4 | 1.6 | 1.7 | 1.9 | 1.9 | 2 | 2 | 2.1 | 2.2 | 2.3 | 2.4 | 2.5 | 2.6 | 2.6 | 2.7 | 2.8 | 2.8 | 2.9 | 3 | 0.4 | 0.5 | 0.6 | 0.8 | 1 | 1.2 | 1.4 | 1.6 | 1.8 | 2 | 2.3 | 2.5 | 2.8 | 3 | 3.1 | 3.3 | 3.4 | 3.5 | 3.6 | 3.8 | 4 | 4.1 | 4.3 | 4.4 | 4.9 | 5 | 5.1 | 5.3 | 5.4 | 5.5 | 0.4 | 0.5 | 0.5 | 0.5 | 0.6 | 0.7 | 0.8 | 0.9 | 1.1 | 1.2 | 1.4 | 1.6 | 1.8 | 2 | 2.1 | 2.2 | 2.3 | 2.4 | 2.4 | 2.5 | 2.7 | 2.8 | 2.9 | 3 | 3.1 | 3.2 | 3.3 | 3.4 | 3.5 | 3.6
PSS | RHYDLYDAN T2 | 0.6 | 0.6 | 0.6 | 0.6 | 0.6 | 0.6 | 0.6 | 0.6 | 0.6 | 0.7 | 0.7 | 0.7 | 0.7 | 0.7 | 0.7 | 0.8 | 0.7 | 0.8 | 0.8 | 0.8 | 0.8 | 0.8 | 0.8 | 0.8 | 0.9 | 0.9 | 0.9 | 0.9 | 0.9 | 0.9 | 0.6 | 0.6 | 0.6 | 0.7 | 0.8 | 0.8 | 0.9 | 0.9 | 1 | 1.1 | 1.1 | 1.2 | 1.2 | 1.3 | 1.3 | 1.4 | 1.4 | 1.5 | 1.5 | 1.6 | 1.6 | 1.7 | 1.7 | 1.8 | 1.8 | 1.9 | 1.9 | 1.9 | 2 | 2 | 0.6 | 0.6 | 0.6 | 0.6 | 0.6 | 0.7 | 0.7 | 0.7 | 0.8 | 0.8 | 0.8 | 0.9 | 0.9 | 0.9 | 0.9 | 1 | 1 | 1 | 1 | 1.1 | 1.1 | 1.1 | 1.1 | 1.1 | 1.1 | 1.2 | 1.2 | 1.2 | 1.2 | 1.2 | 0.6 | 0.6 | 0.6 | 0.7 | 0.8 | 0.8 | 0.9 | 1 | 1 | 1.1 | 1.1 | 1.2 | 1.2 | 1.3 | 1.4 | 1.4 | 1.4 | 1.5 | 1.5 | 1.6 | 1.6 | 1.7 | 1.7 | 1.8 | 1.7 | 1.7 | 1.8 | 1.8 | 1.9 | 1.9 | 0.6 | 0.6 | 0.6 | 0.7 | 0.7 | 0.8 | 0.8 | 0.8 | 0.9 | 0.9 | 1 | 1 | 1.1 | 1.1 | 1.1 | 1.2 | 1.2 | 1.2 | 1.3 | 1.3 | 1.3 | 1.4 | 1.4 | 1.4 | 1.5 | 1.5 | 1.5 | 1.5 | 1.6 | 1.6
PSS | RINGWAY T1 | 0.8 | 0.8 | 0.8 | 0.8 | 0.8 | 0.9 | 0.9 | 0.9 | 1 | 1 | 1.1 | 1.1 | 1.2 | 1.2 | 1.2 | 1.3 | 1.3 | 1.3 | 1.3 | 1.3 | 1.4 | 1.4 | 1.4 | 1.5 | 1.5 | 1.5 | 1.5 | 1.6 | 1.6 | 1.6 | 0.8 | 0.9 | 1 | 1.1 | 1.3 | 1.5 | 1.6 | 1.8 | 1.9 | 2 | 2.1 | 2.3 | 2.4 | 2.5 | 2.7 | 2.8 | 2.9 | 3 | 3.1 | 3.2 | 3.3 | 3.4 | 3.5 | 3.6 | 3.7 | 3.8 | 3.9 | 4 | 4.1 | 4.2 | 0.8 | 0.8 | 0.9 | 0.9 | 1 | 1.1 | 1.2 | 1.3 | 1.4 | 1.4 | 1.5 | 1.6 | 1.7 | 1.8 | 1.8 | 1.9 | 2 | 2 | 2.1 | 2.2 | 2.2 | 2.3 | 2.4 | 2.4 | 2.5 | 2.5 | 2.6 | 2.7 | 2.7 | 2.8 | 0.8 | 0.9 | 1 | 1.1 | 1.3 | 1.5 | 1.7 | 1.8 | 1.9 | 2.1 | 2.2 | 2.4 | 2.5 | 2.6 | 2.7 | 2.8 | 3 | 3.1 | 3.2 | 3.3 | 3.4 | 3.5 | 3.6 | 3.7 | 3.8 | 3.9 | 4 | 4.1 | 4.2 | 4.3 | 0.8 | 0.9 | 0.9 | 1 | 1.1 | 1.3 | 1.4 | 1.5 | 1.6 | 1.7 | 1.8 | 1.9 | 2 | 2.2 | 2.2 | 2.3 | 2.4 | 2.5 | 2.6 | 2.7 | 2.8 | 2.8 | 2.9 | 3 | 3.1 | 3.2 | 3.3 | 3.4 | 3.4 | 3.5
PSS | RIVALS T1 | 0.3 | 0.3 | 0.3 | 0.3 | 0.3 | 0.3 | 0.3 | 0.3 | 0.4 | 0.4 | 0.5 | 0.6 | 0.8 | 0.9 | 1 | 1.1 | 1.3 | 1.3 | 1.4 | 1.5 | 1.5 | 1.5 | 1.6 | 1.6 | 1.7 | 1.8 | 1.8 | 1.8 | 1.9 | 2 | 0.3 | 0.3 | 0.3 | 0.4 | 0.4 | 0.5 | 0.6 | 0.8 | 0.9 | 1.1 | 1.3 | 1.5 | 1.8 | 2 | 2.1 | 2.3 | 2.3 | 2.4 | 2.5 | 2.7 | 2.8 | 3 | 3.1 | 3.2 | 3.3 | 3.5 | 3.6 | 3.6 | 3.8 | 3.9 | 0.3 | 0.3 | 0.3 | 0.4 | 0.4 | 0.5 | 0.5 | 0.7 | 0.8 | 1 | 1.2 | 1.4 | 1.5 | 1.7 | 1.9 | 2 | 2 | 2.1 | 2.2 | 2.3 | 2.4 | 2.5 | 2.7 | 2.7 | 2.8 | 2.9 | 3 | 3 | 3.1 | 3.2 | 0.3 | 0.4 | 0.5 | 0.7 | 0.9 | 1.1 | 1.3 | 1.5 | 1.7 | 2 | 2.2 | 2.5 | 2.8 | 3 | 3.2 | 3.3 | 3.5 | 3.5 | 3.7 | 3.8 | 4 | 4.2 | 4.4 | 4.5 | 5 | 5.1 | 5.2 | 5.2 | 5.3 | 5.4 | 0.3 | 0.3 | 0.3 | 0.4 | 0.4 | 0.5 | 0.6 | 0.7 | 0.9 | 1 | 1.2 | 1.4 | 1.7 | 1.9 | 2 | 2.1 | 2.2 | 2.3 | 2.4 | 2.5 | 2.6 | 2.8 | 2.9 | 3 | 3.1 | 3.2 | 3.3 | 3.3 | 3.4 | 3.5
PSS | ROLLS ROYCE T1 / ROLLS ROYCE T2 / ROLLS ROYCE T3 | 7.7 | 7.7 | 7.7 | 7.7 | 7.7 | 7.8 | 7.8 | 7.8 | 7.8 | 7.9 | 7.9 | 7.9 | 8 | 8 | 8 | 8.1 | 7.5 | 7.5 | 7.5 | 7.4 | 7.4 | 7.4 | 7.4 | 7.5 | 7.5 | 7.5 | 7.6 | 7.6 | 7.6 | 7.6 | 7.7 | 7.8 | 7.8 | 7.9 | 8.1 | 8.2 | 8.3 | 8.5 | 8.6 | 8.7 | 8.8 | 9 | 9.1 | 9.2 | 9.3 | 9.5 | 9.6 | 9.7 | 9.9 | 10 | 10.1 | 10.2 | 10.4 | 10.5 | 10.6 | 10.8 | 10.9 | 11 | 11.1 | 11.3 | 7.7 | 7.7 | 7.8 | 7.8 | 7.9 | 7.9 | 8 | 8.1 | 8.1 | 8.2 | 8.2 | 8.3 | 8.4 | 8.5 | 8.5 | 8.6 | 8.6 | 8.7 | 8.8 | 8.8 | 8.9 | 9 | 9 | 9.1 | 9.1 | 9.2 | 9.2 | 9.3 | 9.3 | 9.4 | 7.7 | 7.8 | 7.8 | 7.9 | 8.1 | 8.2 | 8.3 | 8.5 | 8.6 | 8.7 | 8.9 | 9 | 9.1 | 9.3 | 9.4 | 9.5 | 9.6 | 9.7 | 9.9 | 10 | 10.1 | 10.2 | 10.3 | 10.5 | 9.3 | 9.3 | 9.4 | 9.4 | 9.5 | 9.5 | 7.7 | 7.8 | 7.8 | 7.9 | 8 | 8 | 8.2 | 8.3 | 8.4 | 8.5 | 8.5 | 8.7 | 8.7 | 8.8 | 8.9 | 9 | 9.1 | 9.2 | 9.3 | 9.4 | 9.5 | 9.6 | 9.7 | 9.8 | 9.9 | 10 | 10.1 | 10.1 | 10.2 | 10.3
PSS | ROSSETT T1 | 0.7 | 0.7 | 0.7 | 0.8 | 0.8 | 0.8 | 0.8 | 0.8 | 0.9 | 0.9 | 0.9 | 1 | 1 | 1.1 | 1.1 | 1.1 | 1.1 | 1.2 | 1.2 | 1.2 | 1.3 | 1.3 | 1.3 | 1.4 | 1.4 | 1.4 | 1.5 | 1.5 | 1.5 | 1.6 | 0.7 | 0.8 | 0.8 | 0.9 | 1.1 | 1.3 | 1.4 | 1.6 | 1.8 | 1.9 | 2.1 | 2.3 | 2.5 | 2.6 | 2.8 | 3 | 3.2 | 3.4 | 3.5 | 3.7 | 3.9 | 4.1 | 4.2 | 4.4 | 4.6 | 4.8 | 5 | 5.2 | 5.4 | 5.5 | 0.7 | 0.8 | 0.8 | 0.8 | 0.9 | 1 | 1 | 1.1 | 1.2 | 1.3 | 1.4 | 1.5 | 1.5 | 1.6 | 1.7 | 1.8 | 1.9 | 2 | 2 | 2.1 | 2.2 | 2.3 | 2.4 | 2.4 | 2.5 | 2.6 | 2.7 | 2.8 | 2.8 | 2.9 | 0.7 | 0.8 | 0.8 | 0.9 | 1.1 | 1.3 | 1.5 | 1.6 | 1.8 | 2 | 2.2 | 2.3 | 2.5 | 2.7 | 2.8 | 3 | 3.2 | 3.4 | 3.6 | 3.8 | 3.9 | 4.1 | 4.3 | 4.4 | 4.5 | 4.7 | 4.9 | 5.1 | 5.2 | 5.4 | 0.7 | 0.8 | 0.8 | 0.9 | 1 | 1.1 | 1.2 | 1.4 | 1.5 | 1.6 | 1.7 | 1.9 | 2 | 2.1 | 2.3 | 2.4 | 2.5 | 2.7 | 2.8 | 2.9 | 3 | 3.2 | 3.3 | 3.4 | 3.6 | 3.7 | 3.8 | 4 | 4.1 | 4.2
PSS | ROYAL INSURANCE (NEW QUAY) T1 / ROYAL INSURANCE (NEW QUAY) T2 | 0.1 | 0.1 | 0.1 | 0.1 | 0.1 | 0.2 | 0.2 | 0.2 | 0.2 | 0.2 | 0.2 | 0.2 | 0.2 | 0.2 | 0.2 | 0.2 | 0.2 | 0.2 | 0.2 | 0.2 | 0.2 | 0.2 | 0.2 | 0.2 | 0.2 | 0.2 | 0.2 | 0.2 | 0.2 | 0.2 | 0.1 | 0.2 | 0.2 | 0.2 | 0.2 | 0.2 | 0.2 | 0.2 | 0.3 | 0.3 | 0.3 | 0.3 | 0.3 | 0.3 | 0.3 | 0.3 | 0.3 | 0.3 | 0.3 | 0.3 | 0.3 | 0.3 | 0.3 | 0.3 | 0.3 | 0.3 | 0.3 | 0.3 | 0.3 | 0.3 | 0.1 | 0.1 | 0.2 | 0.2 | 0.2 | 0.2 | 0.2 | 0.2 | 0.2 | 0.2 | 0.2 | 0.2 | 0.2 | 0.2 | 0.2 | 0.3 | 0.3 | 0.3 | 0.3 | 0.3 | 0.3 | 0.3 | 0.3 | 0.3 | 0.3 | 0.3 | 0.3 | 0.3 | 0.3 | 0.3 | 0.1 | 0.2 | 0.2 | 0.2 | 0.2 | 0.2 | 0.2 | 0.3 | 0.3 | 0.3 | 0.3 | 0.3 | 0.3 | 0.3 | 0.3 | 0.3 | 0.3 | 0.3 | 0.3 | 0.3 | 0.3 | 0.3 | 0.3 | 0.3 | 0.3 | 0.3 | 0.3 | 0.3 | 0.3 | 0.3 | 0.1 | 0.2 | 0.2 | 0.2 | 0.2 | 0.2 | 0.2 | 0.2 | 0.2 | 0.2 | 0.2 | 0.3 | 0.3 | 0.3 | 0.3 | 0.3 | 0.3 | 0.3 | 0.3 | 0.3 | 0.3 | 0.3 | 0.3 | 0.3 | 0.3 | 0.3 | 0.3 | 0.3 | 0.3 | 0.3
PSS | RUABON T1 | 9.2 | 9.2 | 9.2 | 9.3 | 9.3 | 9.3 | 9.3 | 9.4 | 9.4 | 9.4 | 9.5 | 9.5 | 9.5 | 9.6 | 9.6 | 9.7 | 9.3 | 9.3 | 9.3 | 9.2 | 9.2 | 9.2 | 9.3 | 9.3 | 9.3 | 9.4 | 9.4 | 9.5 | 9.5 | 9.6 | 9.2 | 9.3 | 9.4 | 9.5 | 9.6 | 9.9 | 10 | 10.3 | 10.4 | 10.6 | 10.9 | 11.1 | 11.3 | 11.5 | 11.7 | 12 | 12.2 | 12.4 | 12.6 | 12.8 | 13 | 13.3 | 13.5 | 13.7 | 13.9 | 14.1 | 14.4 | 14.6 | 14.8 | 15 | 9.2 | 9.3 | 9.3 | 9.3 | 9.4 | 9.5 | 9.6 | 9.7 | 9.8 | 9.8 | 10 | 10.1 | 10.1 | 10.3 | 10.4 | 10.5 | 10.6 | 10.7 | 10.8 | 10.9 | 11 | 11.1 | 11.2 | 11.3 | 11.4 | 11.5 | 11.6 | 11.7 | 11.8 | 11.9 | 9.2 | 9.3 | 9.4 | 9.5 | 9.6 | 9.8 | 10 | 10.3 | 10.4 | 10.6 | 10.9 | 11.1 | 11.3 | 11.5 | 11.7 | 11.9 | 12.1 | 12.4 | 12.6 | 12.8 | 13 | 13.2 | 13.5 | 13.7 | 12.6 | 12.7 | 12.9 | 13 | 13.1 | 13.3 | 9.2 | 9.3 | 9.3 | 9.4 | 9.5 | 9.7 | 9.8 | 10 | 10.1 | 10.2 | 10.4 | 10.6 | 10.7 | 10.9 | 11 | 11.2 | 11.4 | 11.5 | 11.7 | 11.8 | 12 | 12.2 | 12.3 | 12.5 | 12.7 | 12.8 | 13 | 13.1 | 13.3 | 13.5
PSS | SALTNEY GRID T1 | 0.6 | 0.7 | 0.7 | 0.7 | 0.7 | 0.7 | 0.7 | 0.7 | 0.7 | 0.7 | 0.8 | 0.8 | 0.8 | 0.8 | 0.8 | 0.8 | 0.9 | 0.9 | 0.9 | 0.9 | 0.9 | 0.9 | 0.9 | 0.9 | 0.9 | 1 | 1 | 1 | 1 | 1 | 0.6 | 0.7 | 0.7 | 0.8 | 0.9 | 0.9 | 1 | 1.1 | 1.1 | 1.2 | 1.2 | 1.3 | 1.3 | 1.3 | 1.4 | 1.4 | 1.5 | 1.5 | 1.5 | 1.6 | 1.6 | 1.6 | 1.7 | 1.7 | 1.7 | 1.7 | 1.8 | 1.8 | 1.8 | 1.9 | 0.6 | 0.7 | 0.7 | 0.7 | 0.7 | 0.8 | 0.8 | 0.9 | 0.9 | 0.9 | 1 | 1 | 1 | 1 | 1.1 | 1.1 | 1.1 | 1.2 | 1.2 | 1.2 | 1.2 | 1.2 | 1.3 | 1.3 | 1.3 | 1.3 | 1.3 | 1.4 | 1.4 | 1.4 | 0.6 | 0.7 | 0.7 | 0.8 | 0.9 | 1 | 1 | 1.1 | 1.1 | 1.2 | 1.2 | 1.3 | 1.3 | 1.4 | 1.4 | 1.5 | 1.5 | 1.5 | 1.5 | 1.6 | 1.6 | 1.6 | 1.7 | 1.7 | 1.7 | 1.8 | 1.8 | 1.8 | 1.8 | 1.8 | 0.6 | 0.7 | 0.7 | 0.7 | 0.8 | 0.9 | 0.9 | 1 | 1 | 1.1 | 1.1 | 1.1 | 1.2 | 1.2 | 1.2 | 1.3 | 1.3 | 1.3 | 1.3 | 1.4 | 1.4 | 1.4 | 1.5 | 1.5 | 1.5 | 1.5 | 1.6 | 1.6 | 1.6 | 1.6
PSS | SANDBACH T1 | 0.7 | 0.7 | 0.7 | 0.7 | 0.8 | 0.8 | 0.8 | 0.8 | 0.9 | 0.9 | 1 | 1 | 1 | 1.1 | 1.1 | 1.2 | 1.2 | 1.2 | 1.3 | 1.3 | 1.4 | 1.4 | 1.4 | 1.5 | 1.6 | 1.6 | 1.6 | 1.7 | 1.7 | 1.8 | 0.7 | 0.8 | 0.8 | 0.9 | 1.2 | 1.4 | 1.6 | 1.8 | 2 | 2.3 | 2.5 | 2.8 | 3 | 3.2 | 3.5 | 3.7 | 4 | 4.2 | 4.5 | 4.7 | 5 | 5.2 | 5.5 | 5.7 | 6 | 6.3 | 6.5 | 6.8 | 7.1 | 7.3 | 0.7 | 0.7 | 0.8 | 0.8 | 0.9 | 0.9 | 1.1 | 1.2 | 1.3 | 1.4 | 1.5 | 1.6 | 1.7 | 1.8 | 2 | 2.1 | 2.2 | 2.3 | 2.4 | 2.6 | 2.6 | 2.8 | 2.9 | 3 | 3.1 | 3.3 | 3.4 | 3.5 | 3.6 | 3.7 | 0.7 | 0.8 | 0.8 | 0.9 | 1.1 | 1.4 | 1.6 | 1.8 | 2 | 2.2 | 2.5 | 2.7 | 3 | 3.2 | 3.5 | 3.7 | 4 | 4.2 | 4.5 | 4.7 | 5 | 5.2 | 5.5 | 5.8 | 5.9 | 6.2 | 6.4 | 6.7 | 6.9 | 7.2 | 0.7 | 0.8 | 0.8 | 0.9 | 1 | 1.2 | 1.3 | 1.5 | 1.7 | 1.8 | 2 | 2.2 | 2.4 | 2.5 | 2.7 | 2.9 | 3.1 | 3.3 | 3.4 | 3.6 | 3.8 | 4 | 4.2 | 4.4 | 4.6 | 4.8 | 5 | 5.1 | 5.3 | 5.5
PSS | SHAWBURY T1 | 0.7 | 0.7 | 0.7 | 0.8 | 0.8 | 0.8 | 0.8 | 0.8 | 0.9 | 0.9 | 0.9 | 1 | 1 | 1 | 1.1 | 1.1 | 1.1 | 1.1 | 1.1 | 1.2 | 1.2 | 1.2 | 1.3 | 1.3 | 1.3 | 1.3 | 1.4 | 1.4 | 1.4 | 1.5 | 0.7 | 0.8 | 0.8 | 0.9 | 1.1 | 1.3 | 1.4 | 1.6 | 1.7 | 1.9 | 2 | 2.2 | 2.4 | 2.5 | 2.7 | 2.9 | 3 | 3.2 | 3.4 | 3.5 | 3.7 | 3.9 | 4.1 | 4.2 | 4.4 | 4.5 | 4.7 | 4.9 | 5 | 5.2 | 0.7 | 0.8 | 0.8 | 0.8 | 0.9 | 0.9 | 1 | 1.1 | 1.2 | 1.2 | 1.3 | 1.4 | 1.5 | 1.6 | 1.6 | 1.7 | 1.8 | 1.9 | 2 | 2 | 2.1 | 2.2 | 2.3 | 2.4 | 2.4 | 2.5 | 2.6 | 2.7 | 2.7 | 2.8 | 0.7 | 0.8 | 0.8 | 0.9 | 1.1 | 1.3 | 1.4 | 1.6 | 1.7 | 1.9 | 2 | 2.2 | 2.4 | 2.5 | 2.7 | 2.9 | 3 | 3.2 | 3.4 | 3.5 | 3.7 | 3.9 | 4 | 4.2 | 4.2 | 4.4 | 4.6 | 4.7 | 4.9 | 5.1 | 0.7 | 0.8 | 0.8 | 0.9 | 1 | 1.1 | 1.2 | 1.3 | 1.4 | 1.6 | 1.7 | 1.8 | 1.9 | 2 | 2.2 | 2.3 | 2.4 | 2.5 | 2.7 | 2.8 | 2.9 | 3 | 3.2 | 3.3 | 3.4 | 3.5 | 3.7 | 3.8 | 3.9 | 4
PSS | SMALLWOOD T1 | 0.6 | 0.6 | 0.7 | 0.7 | 0.7 | 0.7 | 0.7 | 0.7 | 0.8 | 0.8 | 0.8 | 0.9 | 0.9 | 0.9 | 1 | 1 | 1 | 1 | 1.1 | 1.1 | 1.1 | 1.1 | 1.2 | 1.2 | 1.2 | 1.3 | 1.3 | 1.3 | 1.4 | 1.4 | 0.6 | 0.7 | 0.8 | 0.8 | 1 | 1.2 | 1.3 | 1.5 | 1.7 | 1.9 | 2 | 2.2 | 2.3 | 2.5 | 2.7 | 2.9 | 3.1 | 3.2 | 3.4 | 3.6 | 3.7 | 3.9 | 4.1 | 4.3 | 4.5 | 4.6 | 4.8 | 5 | 5.2 | 5.3 | 0.6 | 0.7 | 0.7 | 0.7 | 0.8 | 0.9 | 1 | 1 | 1.1 | 1.2 | 1.3 | 1.4 | 1.5 | 1.5 | 1.6 | 1.7 | 1.8 | 1.9 | 2 | 2 | 2.1 | 2.2 | 2.3 | 2.4 | 2.4 | 2.5 | 2.6 | 2.7 | 2.8 | 2.8 | 0.6 | 0.7 | 0.8 | 0.8 | 1 | 1.2 | 1.4 | 1.5 | 1.7 | 1.9 | 2 | 2.2 | 2.4 | 2.6 | 2.7 | 2.9 | 3.1 | 3.2 | 3.4 | 3.6 | 3.8 | 3.9 | 4.1 | 4.3 | 4.4 | 4.6 | 4.8 | 4.9 | 5.1 | 5.3 | 0.6 | 0.7 | 0.7 | 0.8 | 0.9 | 1 | 1.2 | 1.3 | 1.4 | 1.5 | 1.6 | 1.8 | 1.9 | 2 | 2.2 | 2.3 | 2.4 | 2.5 | 2.7 | 2.8 | 2.9 | 3 | 3.2 | 3.3 | 3.4 | 3.6 | 3.7 | 3.8 | 4 | 4.1
PSS | SNOWHILL T1 | 0.6 | 0.6 | 0.6 | 0.6 | 0.6 | 0.7 | 0.7 | 0.7 | 0.7 | 0.8 | 0.8 | 0.9 | 0.9 | 0.9 | 1 | 1 | 1 | 1 | 1.1 | 1.1 | 1.1 | 1.2 | 1.2 | 1.3 | 1.3 | 1.3 | 1.4 | 1.4 | 1.4 | 1.5 | 0.6 | 0.7 | 0.7 | 0.8 | 1 | 1.1 | 1.3 | 1.5 | 1.6 | 1.8 | 2 | 2.2 | 2.3 | 2.5 | 2.7 | 2.9 | 3 | 3.2 | 3.4 | 3.6 | 3.8 | 3.9 | 4.1 | 4.3 | 4.5 | 4.7 | 4.8 | 5 | 5.2 | 5.4 | 0.6 | 0.6 | 0.7 | 0.7 | 0.8 | 0.8 | 0.9 | 1 | 1.1 | 1.2 | 1.2 | 1.3 | 1.4 | 1.5 | 1.6 | 1.7 | 1.8 | 1.8 | 1.9 | 2 | 2.1 | 2.2 | 2.3 | 2.3 | 2.4 | 2.5 | 2.6 | 2.7 | 2.7 | 2.8 | 0.6 | 0.7 | 0.7 | 0.8 | 1 | 1.1 | 1.3 | 1.5 | 1.7 | 1.8 | 2 | 2.2 | 2.4 | 2.5 | 2.7 | 2.9 | 3.1 | 3.3 | 3.4 | 3.6 | 3.8 | 4 | 4.1 | 4.3 | 4.4 | 4.6 | 4.8 | 5 | 5.1 | 5.3 | 0.6 | 0.6 | 0.7 | 0.8 | 0.9 | 1 | 1.1 | 1.2 | 1.4 | 1.5 | 1.6 | 1.8 | 1.9 | 2 | 2.1 | 2.3 | 2.4 | 2.5 | 2.6 | 2.8 | 2.9 | 3.1 | 3.2 | 3.3 | 3.5 | 3.6 | 3.7 | 3.8 | 4 | 4.1
PSS | ST ASAPH BUSINESS PK T1 | 0.4 | 0.4 | 0.4 | 0.4 | 0.4 | 0.5 | 0.5 | 0.5 | 0.5 | 0.5 | 0.5 | 0.5 | 0.5 | 0.5 | 0.6 | 0.6 | 0.6 | 0.6 | 0.6 | 0.6 | 0.6 | 0.6 | 0.6 | 0.6 | 0.6 | 0.6 | 0.6 | 0.6 | 0.6 | 0.6 | 0.4 | 0.5 | 0.5 | 0.5 | 0.6 | 0.6 | 0.7 | 0.7 | 0.8 | 0.8 | 0.8 | 0.8 | 0.9 | 0.9 | 1 | 1 | 1 | 1 | 1.1 | 1.1 | 1.1 | 1.2 | 1.2 | 1.2 | 1.2 | 1.3 | 1.3 | 1.3 | 1.4 | 1.4 | 0.4 | 0.4 | 0.5 | 0.5 | 0.5 | 0.5 | 0.5 | 0.6 | 0.6 | 0.6 | 0.7 | 0.7 | 0.7 | 0.8 | 0.8 | 0.8 | 0.8 | 0.8 | 0.8 | 0.8 | 0.9 | 0.9 | 0.9 | 0.9 | 1 | 1 | 1 | 1 | 1 | 1 | 0.4 | 0.5 | 0.5 | 0.5 | 0.6 | 0.7 | 0.7 | 0.7 | 0.8 | 0.8 | 0.8 | 0.9 | 0.9 | 0.9 | 0.9 | 1 | 1 | 1 | 1.1 | 1.1 | 1.1 | 1.2 | 1.2 | 1.2 | 1.2 | 1.2 | 1.2 | 1.2 | 1.3 | 1.3 | 0.4 | 0.4 | 0.5 | 0.5 | 0.5 | 0.6 | 0.6 | 0.7 | 0.7 | 0.7 | 0.8 | 0.8 | 0.8 | 0.8 | 0.9 | 0.9 | 0.9 | 0.9 | 1 | 1 | 1 | 1 | 1 | 1.1 | 1.1 | 1.1 | 1.1 | 1.2 | 1.2 | 1.2
PSS | ST HELENS RD T1 | 0.4 | 0.4 | 0.4 | 0.4 | 0.4 | 0.5 | 0.5 | 0.5 | 0.5 | 0.5 | 0.5 | 0.5 | 0.6 | 0.6 | 0.6 | 0.6 | 0.6 | 0.6 | 0.7 | 0.7 | 0.7 | 0.7 | 0.7 | 0.7 | 0.7 | 0.8 | 0.8 | 0.8 | 0.8 | 0.8 | 0.4 | 0.5 | 0.5 | 0.5 | 0.6 | 0.7 | 0.8 | 0.8 | 0.9 | 1 | 1 | 1.1 | 1.2 | 1.3 | 1.3 | 1.4 | 1.5 | 1.5 | 1.6 | 1.7 | 1.8 | 1.8 | 1.9 | 2 | 2.1 | 2.1 | 2.2 | 2.3 | 2.3 | 2.4 | 0.4 | 0.4 | 0.5 | 0.5 | 0.5 | 0.5 | 0.6 | 0.6 | 0.7 | 0.7 | 0.7 | 0.8 | 0.8 | 0.8 | 0.9 | 0.9 | 0.9 | 1 | 1 | 1 | 1 | 1.1 | 1.1 | 1.1 | 1.2 | 1.2 | 1.2 | 1.3 | 1.3 | 1.3 | 0.4 | 0.5 | 0.5 | 0.5 | 0.6 | 0.7 | 0.8 | 0.9 | 0.9 | 1 | 1.1 | 1.2 | 1.3 | 1.3 | 1.4 | 1.5 | 1.5 | 1.6 | 1.7 | 1.7 | 1.8 | 1.9 | 1.9 | 2 | 2 | 2.1 | 2.2 | 2.2 | 2.3 | 2.3 | 0.4 | 0.4 | 0.5 | 0.5 | 0.6 | 0.6 | 0.7 | 0.7 | 0.8 | 0.8 | 0.9 | 0.9 | 1 | 1 | 1.1 | 1.1 | 1.2 | 1.3 | 1.3 | 1.4 | 1.4 | 1.5 | 1.5 | 1.6 | 1.6 | 1.7 | 1.7 | 1.8 | 1.8 | 1.9
PSS | STAPELEY T1 | 0.6 | 0.6 | 0.6 | 0.6 | 0.7 | 0.7 | 0.7 | 0.7 | 0.8 | 0.8 | 0.8 | 0.9 | 0.9 | 1 | 1 | 1.1 | 1 | 1.1 | 1.1 | 1.2 | 1.2 | 1.2 | 1.3 | 1.3 | 1.4 | 1.4 | 1.4 | 1.5 | 1.5 | 1.6 | 0.6 | 0.7 | 0.7 | 0.8 | 1 | 1.3 | 1.4 | 1.7 | 1.9 | 2.1 | 2.3 | 2.5 | 2.8 | 3 | 3.2 | 3.4 | 3.7 | 3.9 | 4.1 | 4.4 | 4.6 | 4.9 | 5.1 | 5.3 | 5.6 | 5.8 | 6 | 6.3 | 6.5 | 6.7 | 0.6 | 0.6 | 0.7 | 0.7 | 0.8 | 0.9 | 0.9 | 1 | 1.2 | 1.2 | 1.3 | 1.5 | 1.6 | 1.7 | 1.8 | 1.9 | 2 | 2.1 | 2.2 | 2.3 | 2.4 | 2.5 | 2.6 | 2.7 | 2.8 | 2.9 | 3.1 | 3.1 | 3.2 | 3.4 | 0.6 | 0.7 | 0.7 | 0.8 | 1 | 1.2 | 1.5 | 1.7 | 1.9 | 2.1 | 2.3 | 2.5 | 2.7 | 3 | 3.2 | 3.5 | 3.7 | 3.9 | 4.1 | 4.4 | 4.6 | 4.9 | 5.1 | 5.4 | 5.5 | 5.7 | 6 | 6.2 | 6.5 | 6.7 | 0.6 | 0.7 | 0.7 | 0.8 | 0.9 | 1.1 | 1.2 | 1.4 | 1.5 | 1.7 | 1.8 | 2 | 2.2 | 2.3 | 2.5 | 2.7 | 2.8 | 3 | 3.2 | 3.3 | 3.5 | 3.7 | 3.9 | 4 | 4.2 | 4.4 | 4.5 | 4.7 | 4.9 | 5
PSS | TACO PLASTICS T1 / TACO PLASTICS T2 / UNITED PERIPHERALS T1 | 0.8 | 0.8 | 0.8 | 0.8 | 0.8 | 0.8 | 0.9 | 0.9 | 0.9 | 1 | 1 | 1 | 1.1 | 1.1 | 1.1 | 1.1 | 1.1 | 1.1 | 1.2 | 1.2 | 1.2 | 1.2 | 1.2 | 1.2 | 1.3 | 1.3 | 1.3 | 1.3 | 1.3 | 1.3 | 0.8 | 0.8 | 0.9 | 1 | 1.2 | 1.3 | 1.4 | 1.5 | 1.5 | 1.6 | 1.6 | 1.7 | 1.7 | 1.8 | 1.8 | 1.9 | 1.9 | 1.9 | 2 | 2 | 2 | 2 | 2.1 | 2.1 | 2.1 | 2.1 | 2.1 | 2.2 | 2.2 | 2.2 | 0.8 | 0.8 | 0.8 | 0.9 | 0.9 | 1 | 1.1 | 1.2 | 1.2 | 1.3 | 1.3 | 1.4 | 1.4 | 1.5 | 1.5 | 1.5 | 1.6 | 1.6 | 1.6 | 1.7 | 1.7 | 1.7 | 1.8 | 1.8 | 1.8 | 1.8 | 1.9 | 1.9 | 1.9 | 2 | 0.8 | 0.8 | 0.9 | 1 | 1.2 | 1.3 | 1.4 | 1.5 | 1.6 | 1.7 | 1.7 | 1.8 | 1.9 | 1.9 | 1.9 | 2 | 2 | 2 | 2.1 | 2.1 | 2.1 | 2.1 | 2.2 | 2.2 | 2.1 | 2.2 | 2.2 | 2.2 | 2.2 | 2.2 | 0.8 | 0.8 | 0.9 | 0.9 | 1 | 1.1 | 1.2 | 1.3 | 1.4 | 1.4 | 1.5 | 1.5 | 1.6 | 1.6 | 1.7 | 1.7 | 1.7 | 1.8 | 1.8 | 1.8 | 1.9 | 1.9 | 1.9 | 1.9 | 2 | 2 | 2 | 2.1 | 2.1 | 2.1
PSS | TARPORLEY T1 | 0.8 | 0.8 | 0.8 | 0.8 | 0.8 | 0.8 | 0.8 | 0.9 | 0.9 | 0.9 | 1 | 1 | 1.1 | 1.1 | 1.1 | 1.2 | 1.2 | 1.2 | 1.2 | 1.3 | 1.3 | 1.3 | 1.4 | 1.4 | 1.4 | 1.5 | 1.5 | 1.5 | 1.6 | 1.6 | 0.8 | 0.8 | 0.9 | 1 | 1.1 | 1.3 | 1.5 | 1.6 | 1.8 | 2 | 2.1 | 2.3 | 2.5 | 2.7 | 2.8 | 3 | 3.2 | 3.4 | 3.5 | 3.7 | 3.9 | 4.1 | 4.3 | 4.5 | 4.7 | 4.8 | 5 | 5.2 | 5.4 | 5.5 | 0.8 | 0.8 | 0.8 | 0.9 | 0.9 | 1 | 1.1 | 1.2 | 1.2 | 1.3 | 1.4 | 1.5 | 1.6 | 1.6 | 1.7 | 1.8 | 1.9 | 2 | 2.1 | 2.1 | 2.2 | 2.3 | 2.4 | 2.5 | 2.6 | 2.6 | 2.7 | 2.8 | 2.9 | 3 | 0.8 | 0.8 | 0.9 | 1 | 1.1 | 1.3 | 1.5 | 1.6 | 1.8 | 2 | 2.2 | 2.4 | 2.5 | 2.7 | 2.9 | 3.1 | 3.2 | 3.4 | 3.6 | 3.8 | 3.9 | 4.1 | 4.3 | 4.5 | 4.6 | 4.7 | 4.9 | 5.1 | 5.3 | 5.4 | 0.8 | 0.8 | 0.9 | 0.9 | 1 | 1.1 | 1.3 | 1.4 | 1.5 | 1.6 | 1.8 | 1.9 | 2 | 2.2 | 2.3 | 2.4 | 2.6 | 2.7 | 2.8 | 2.9 | 3.1 | 3.2 | 3.3 | 3.5 | 3.6 | 3.7 | 3.9 | 4 | 4.1 | 4.3
PSS | TARVIN T1 | 0.7 | 0.7 | 0.7 | 0.8 | 0.8 | 0.8 | 0.8 | 0.9 | 0.9 | 0.9 | 1 | 1 | 1.1 | 1.1 | 1.2 | 1.2 | 1.2 | 1.3 | 1.3 | 1.4 | 1.4 | 1.5 | 1.5 | 1.6 | 1.6 | 1.7 | 1.7 | 1.8 | 1.9 | 1.9 | 0.7 | 0.8 | 0.9 | 1 | 1.2 | 1.4 | 1.7 | 2 | 2.2 | 2.5 | 2.8 | 3.1 | 3.4 | 3.8 | 4.1 | 4.4 | 4.7 | 5 | 5.4 | 5.7 | 6 | 6.4 | 6.7 | 7 | 7.4 | 7.7 | 8 | 8.4 | 8.7 | 9.1 | 0.7 | 0.8 | 0.8 | 0.8 | 0.9 | 1 | 1.1 | 1.2 | 1.3 | 1.4 | 1.6 | 1.7 | 1.9 | 2 | 2.1 | 2.3 | 2.4 | 2.6 | 2.7 | 2.9 | 3 | 3.2 | 3.3 | 3.5 | 3.6 | 3.8 | 3.9 | 4.1 | 4.2 | 4.4 | 0.7 | 0.8 | 0.9 | 1 | 1.2 | 1.4 | 1.7 | 1.9 | 2.2 | 2.5 | 2.8 | 3.1 | 3.4 | 3.7 | 4 | 4.4 | 4.7 | 5 | 5.3 | 5.7 | 6 | 6.3 | 6.6 | 7 | 7.2 | 7.6 | 7.9 | 8.2 | 8.6 | 8.9 | 0.7 | 0.8 | 0.8 | 0.9 | 1 | 1.2 | 1.4 | 1.6 | 1.8 | 2 | 2.2 | 2.4 | 2.7 | 2.9 | 3.1 | 3.3 | 3.6 | 3.8 | 4 | 4.3 | 4.5 | 4.8 | 5 | 5.3 | 5.5 | 5.7 | 6 | 6.2 | 6.5 | 6.7
PSS | TRYWERYN T1 | 0.3 | 0.3 | 0.3 | 0.3 | 0.3 | 0.3 | 0.3 | 0.3 | 0.3 | 0.4 | 0.4 | 0.4 | 0.4 | 0.4 | 0.4 | 0.4 | 0.5 | 0.5 | 0.5 | 0.5 | 0.5 | 0.5 | 0.5 | 0.5 | 0.5 | 0.5 | 0.5 | 0.5 | 0.5 | 0.5 | 0.3 | 0.3 | 0.3 | 0.4 | 0.4 | 0.5 | 0.5 | 0.5 | 0.6 | 0.6 | 0.6 | 0.6 | 0.7 | 0.7 | 0.7 | 0.8 | 0.8 | 0.8 | 0.9 | 0.9 | 0.9 | 1 | 1 | 1 | 1 | 1.1 | 1.1 | 1.1 | 1.2 | 1.2 | 0.3 | 0.3 | 0.3 | 0.3 | 0.3 | 0.4 | 0.4 | 0.4 | 0.4 | 0.5 | 0.5 | 0.5 | 0.5 | 0.5 | 0.6 | 0.6 | 0.6 | 0.6 | 0.6 | 0.7 | 0.7 | 0.7 | 0.7 | 0.7 | 0.7 | 0.7 | 0.8 | 0.8 | 0.8 | 0.8 | 0.3 | 0.3 | 0.3 | 0.4 | 0.4 | 0.5 | 0.5 | 0.6 | 0.7 | 0.8 | 0.8 | 0.9 | 0.9 | 1 | 1 | 1.1 | 1.1 | 1.1 | 1.2 | 1.2 | 1.2 | 1.2 | 1.3 | 1.3 | 1.6 | 1.6 | 1.6 | 1.7 | 1.8 | 1.8 | 0.3 | 0.3 | 0.3 | 0.4 | 0.4 | 0.4 | 0.4 | 0.5 | 0.5 | 0.5 | 0.6 | 0.6 | 0.6 | 0.6 | 0.6 | 0.7 | 0.7 | 0.7 | 0.7 | 0.8 | 0.8 | 0.8 | 0.8 | 0.9 | 0.9 | 0.9 | 0.9 | 0.9 | 1 | 1
PSS | TWYFORDS T1 | 0.6 | 0.6 | 0.6 | 0.6 | 0.6 | 0.7 | 0.7 | 0.7 | 0.7 | 0.8 | 0.8 | 0.8 | 0.9 | 0.9 | 0.9 | 1 | 0.9 | 1 | 1 | 1 | 1.1 | 1.1 | 1.1 | 1.2 | 1.2 | 1.2 | 1.2 | 1.3 | 1.3 | 1.3 | 0.6 | 0.7 | 0.7 | 0.8 | 1 | 1.1 | 1.3 | 1.4 | 1.6 | 1.7 | 1.9 | 2.1 | 2.2 | 2.4 | 2.6 | 2.7 | 2.8 | 3 | 3.2 | 3.3 | 3.5 | 3.7 | 3.8 | 4 | 4.2 | 4.3 | 4.5 | 4.7 | 4.8 | 5 | 0.6 | 0.6 | 0.7 | 0.7 | 0.7 | 0.8 | 0.9 | 1 | 1 | 1.1 | 1.2 | 1.3 | 1.4 | 1.4 | 1.5 | 1.6 | 1.7 | 1.8 | 1.8 | 1.9 | 2 | 2.1 | 2.2 | 2.2 | 2.3 | 2.4 | 2.5 | 2.5 | 2.6 | 2.7 | 0.6 | 0.7 | 0.7 | 0.8 | 1 | 1.1 | 1.3 | 1.5 | 1.6 | 1.8 | 1.9 | 2.1 | 2.3 | 2.4 | 2.6 | 2.7 | 2.9 | 3.1 | 3.2 | 3.3 | 3.5 | 3.7 | 3.9 | 4 | 4.1 | 4.3 | 4.4 | 4.6 | 4.7 | 4.9 | 0.6 | 0.6 | 0.7 | 0.7 | 0.9 | 1 | 1.1 | 1.2 | 1.3 | 1.4 | 1.6 | 1.7 | 1.8 | 1.9 | 2 | 2.2 | 2.3 | 2.4 | 2.5 | 2.6 | 2.7 | 2.9 | 3 | 3.1 | 3.2 | 3.4 | 3.5 | 3.6 | 3.7 | 3.8
PSS | TYWYN T1 | 2.9 | 2.9 | 2.9 | 2.9 | 2.9 | 2.9 | 2.9 | 3 | 3 | 3 | 3 | 3 | 3.1 | 3.1 | 3.1 | 3.1 | 3 | 3 | 3 | 2.9 | 3 | 3 | 3 | 3.1 | 3.1 | 3.1 | 3.1 | 3.2 | 3.2 | 3.2 | 2.9 | 2.9 | 3 | 3 | 3.1 | 3.3 | 3.4 | 3.5 | 3.7 | 3.8 | 3.9 | 4 | 4.2 | 4.3 | 4.5 | 4.6 | 4.7 | 4.9 | 5 | 5.1 | 5.3 | 5.4 | 5.6 | 5.7 | 5.8 | 6 | 6.1 | 6.3 | 6.4 | 6.5 | 2.9 | 2.9 | 2.9 | 2.9 | 3 | 3 | 3.1 | 3.1 | 3.2 | 3.3 | 3.3 | 3.4 | 3.5 | 3.5 | 3.6 | 3.7 | 3.7 | 3.8 | 3.9 | 3.9 | 4 | 4.1 | 4.1 | 4.2 | 4.3 | 4.3 | 4.4 | 4.5 | 4.5 | 4.6 | 2.9 | 2.9 | 3 | 3 | 3.1 | 3.3 | 3.4 | 3.5 | 3.7 | 3.8 | 3.9 | 4.1 | 4.2 | 4.4 | 4.5 | 4.6 | 4.8 | 4.9 | 5 | 5.2 | 5.3 | 5.5 | 5.6 | 5.7 | 5.4 | 5.5 | 5.6 | 5.8 | 5.9 | 6 | 2.9 | 2.9 | 2.9 | 3 | 3.1 | 3.1 | 3.2 | 3.3 | 3.4 | 3.5 | 3.6 | 3.7 | 3.8 | 3.9 | 4 | 4.1 | 4.2 | 4.3 | 4.4 | 4.5 | 4.6 | 4.7 | 4.8 | 5 | 5.1 | 5.2 | 5.3 | 5.4 | 5.5 | 5.6
PSS | VAUXHALL NORTH RD T1 | 0.5 | 0.6 | 0.6 | 0.6 | 0.6 | 0.6 | 0.6 | 0.6 | 0.6 | 0.7 | 0.8 | 1 | 1.1 | 1.3 | 1.5 | 1.5 | 1.7 | 1.8 | 1.8 | 1.9 | 2 | 2 | 2.1 | 2.1 | 2.2 | 2.3 | 2.3 | 2.4 | 2.4 | 2.5 | 0.5 | 0.6 | 0.6 | 0.7 | 0.8 | 0.9 | 1 | 1.2 | 1.3 | 1.5 | 1.7 | 1.9 | 2.1 | 2.3 | 2.5 | 2.6 | 2.6 | 2.6 | 2.7 | 2.8 | 2.9 | 3 | 3.1 | 3.2 | 3.3 | 3.3 | 3.4 | 3.4 | 3.5 | 3.5 | 0.5 | 0.6 | 0.6 | 0.7 | 0.7 | 0.8 | 0.9 | 1.1 | 1.2 | 1.4 | 1.6 | 1.9 | 2.1 | 2.3 | 2.5 | 2.6 | 2.6 | 2.6 | 2.7 | 2.8 | 2.9 | 3.1 | 3.2 | 3.2 | 3.3 | 3.4 | 3.5 | 3.5 | 3.6 | 3.6 | 0.5 | 0.6 | 0.8 | 1 | 1.3 | 1.6 | 1.8 | 2 | 2.3 | 2.5 | 2.8 | 3.1 | 3.3 | 3.6 | 3.8 | 3.9 | 3.9 | 4 | 4.1 | 4.2 | 4.4 | 4.5 | 4.7 | 4.7 | 5.2 | 5.2 | 5.2 | 5.2 | 5.3 | 5.3 | 0.5 | 0.6 | 0.6 | 0.7 | 0.8 | 0.9 | 1 | 1.1 | 1.3 | 1.5 | 1.7 | 1.9 | 2.1 | 2.3 | 2.5 | 2.6 | 2.6 | 2.6 | 2.7 | 2.8 | 2.9 | 3 | 3.1 | 3.2 | 3.3 | 3.4 | 3.4 | 3.5 | 3.5 | 3.6
PSS | WAENFAWR T1 | 0.5 | 0.5 | 0.5 | 0.5 | 0.5 | 0.6 | 0.6 | 0.6 | 0.6 | 0.6 | 0.7 | 0.7 | 0.7 | 0.8 | 0.8 | 0.9 | 1.1 | 1.1 | 1.2 | 1.2 | 1.2 | 1.2 | 1.3 | 1.3 | 1.3 | 1.3 | 1.4 | 1.4 | 1.4 | 1.4 | 0.5 | 0.6 | 0.6 | 0.7 | 0.8 | 0.9 | 1 | 1.1 | 1.2 | 1.4 | 1.6 | 1.7 | 1.9 | 2.1 | 2.2 | 2.4 | 2.5 | 2.6 | 2.7 | 2.9 | 3 | 3.1 | 3.2 | 3.4 | 3.5 | 3.6 | 3.7 | 3.9 | 4 | 4.1 | 0.5 | 0.5 | 0.6 | 0.6 | 0.6 | 0.7 | 0.7 | 0.8 | 0.9 | 1 | 1.1 | 1.2 | 1.3 | 1.4 | 1.5 | 1.6 | 1.7 | 1.7 | 1.8 | 1.8 | 1.9 | 1.9 | 2 | 2.1 | 2.1 | 2.2 | 2.2 | 2.3 | 2.4 | 2.4 | 0.5 | 0.6 | 0.6 | 0.7 | 0.8 | 1 | 1.2 | 1.4 | 1.5 | 1.7 | 1.9 | 2.1 | 2.3 | 2.4 | 2.6 | 2.7 | 2.8 | 3 | 3.1 | 3.2 | 3.3 | 3.5 | 3.6 | 3.7 | 4.3 | 4.4 | 4.5 | 4.6 | 4.8 | 4.9 | 0.5 | 0.6 | 0.6 | 0.6 | 0.7 | 0.8 | 0.9 | 0.9 | 1 | 1.2 | 1.3 | 1.5 | 1.6 | 1.8 | 1.9 | 2 | 2.1 | 2.2 | 2.3 | 2.4 | 2.4 | 2.5 | 2.6 | 2.7 | 2.8 | 2.9 | 3 | 3.1 | 3.2 | 3.3
PSS | WELSHPOOL GRID T1 | 0.9 | 0.9 | 0.9 | 0.9 | 0.9 | 0.9 | 0.9 | 1 | 1 | 1 | 1.1 | 1.3 | 1.4 | 1.6 | 1.7 | 1.8 | 2 | 2 | 2 | 2.1 | 2.2 | 2.2 | 2.3 | 2.3 | 2.4 | 2.4 | 2.5 | 2.5 | 2.6 | 2.6 | 0.9 | 0.9 | 1 | 1 | 1.2 | 1.3 | 1.5 | 1.7 | 1.9 | 2.1 | 2.4 | 2.7 | 2.9 | 3.2 | 3.4 | 3.6 | 3.7 | 3.8 | 4 | 4.2 | 4.3 | 4.5 | 4.7 | 4.8 | 5 | 5.1 | 5.2 | 5.4 | 5.5 | 5.7 | 0.9 | 0.9 | 0.9 | 0.9 | 1 | 1.1 | 1.2 | 1.4 | 1.5 | 1.7 | 1.9 | 2.2 | 2.4 | 2.6 | 2.8 | 2.9 | 3 | 3.1 | 3.2 | 3.3 | 3.5 | 3.6 | 3.7 | 3.8 | 3.9 | 4 | 4.1 | 4.3 | 4.3 | 4.4 | 0.9 | 0.9 | 1.1 | 1.3 | 1.6 | 1.9 | 2.2 | 2.5 | 2.7 | 3 | 3.4 | 3.7 | 4 | 4.3 | 4.5 | 4.7 | 4.9 | 5 | 5.2 | 5.4 | 5.6 | 5.8 | 6 | 6.1 | 6.7 | 6.8 | 6.9 | 7.1 | 7.2 | 7.3 | 0.9 | 0.9 | 0.9 | 1 | 1.1 | 1.2 | 1.3 | 1.5 | 1.7 | 1.9 | 2.2 | 2.4 | 2.7 | 2.9 | 3.1 | 3.2 | 3.3 | 3.4 | 3.6 | 3.7 | 3.9 | 4.1 | 4.2 | 4.3 | 4.5 | 4.6 | 4.7 | 4.8 | 4.9 | 5
PSS | WEM EAST T1 | 0.8 | 0.8 | 0.8 | 0.8 | 0.8 | 0.8 | 0.9 | 0.9 | 0.9 | 1 | 1 | 1 | 1 | 1.1 | 1.1 | 1.1 | 1.1 | 1.1 | 1.2 | 1.2 | 1.2 | 1.2 | 1.3 | 1.3 | 1.3 | 1.4 | 1.4 | 1.4 | 1.4 | 1.5 | 0.8 | 0.8 | 0.9 | 1 | 1.1 | 1.3 | 1.4 | 1.5 | 1.7 | 1.8 | 1.9 | 2 | 2.1 | 2.3 | 2.4 | 2.5 | 2.6 | 2.7 | 2.9 | 3 | 3.1 | 3.2 | 3.3 | 3.4 | 3.6 | 3.7 | 3.9 | 4 | 4.1 | 4.2 | 0.8 | 0.8 | 0.8 | 0.9 | 0.9 | 1 | 1.1 | 1.1 | 1.2 | 1.3 | 1.3 | 1.4 | 1.5 | 1.5 | 1.6 | 1.6 | 1.7 | 1.8 | 1.8 | 1.9 | 1.9 | 2 | 2.1 | 2.1 | 2.2 | 2.2 | 2.3 | 2.4 | 2.4 | 2.5 | 0.8 | 0.8 | 0.9 | 1 | 1.1 | 1.3 | 1.4 | 1.6 | 1.6 | 1.8 | 1.9 | 2 | 2.2 | 2.3 | 2.4 | 2.5 | 2.7 | 2.8 | 2.9 | 3 | 3.1 | 3.2 | 3.4 | 3.5 | 3.5 | 3.6 | 3.8 | 3.8 | 4 | 4.1 | 0.8 | 0.8 | 0.9 | 0.9 | 1 | 1.1 | 1.2 | 1.3 | 1.4 | 1.5 | 1.6 | 1.7 | 1.8 | 1.9 | 2 | 2.1 | 2.2 | 2.3 | 2.4 | 2.4 | 2.5 | 2.6 | 2.7 | 2.8 | 2.9 | 3 | 3.1 | 3.2 | 3.3 | 3.3
PSS | WEM T1 | 1.1 | 1.1 | 1.1 | 1.1 | 1.1 | 1.1 | 1.2 | 1.2 | 1.2 | 1.2 | 1.3 | 1.3 | 1.3 | 1.4 | 1.4 | 1.5 | 1.4 | 1.5 | 1.5 | 1.5 | 1.5 | 1.6 | 1.6 | 1.7 | 1.7 | 1.7 | 1.8 | 1.8 | 1.8 | 1.9 | 1.1 | 1.1 | 1.2 | 1.3 | 1.4 | 1.6 | 1.8 | 1.9 | 2.1 | 2.3 | 2.5 | 2.6 | 2.8 | 3 | 3.2 | 3.3 | 3.5 | 3.7 | 3.9 | 4 | 4.2 | 4.4 | 4.6 | 4.8 | 5 | 5.1 | 5.3 | 5.5 | 5.7 | 5.9 | 1.1 | 1.1 | 1.1 | 1.2 | 1.2 | 1.3 | 1.4 | 1.4 | 1.5 | 1.6 | 1.7 | 1.8 | 1.9 | 2 | 2 | 2.1 | 2.2 | 2.3 | 2.4 | 2.5 | 2.5 | 2.6 | 2.7 | 2.8 | 2.9 | 3 | 3 | 3.1 | 3.2 | 3.3 | 1.1 | 1.1 | 1.2 | 1.3 | 1.4 | 1.6 | 1.8 | 1.9 | 2.1 | 2.3 | 2.5 | 2.7 | 2.8 | 3 | 3.2 | 3.3 | 3.5 | 3.7 | 3.9 | 4.1 | 4.2 | 4.4 | 4.6 | 4.8 | 4.8 | 5 | 5.2 | 5.3 | 5.5 | 5.7 | 1.1 | 1.1 | 1.2 | 1.2 | 1.3 | 1.4 | 1.6 | 1.7 | 1.8 | 1.9 | 2.1 | 2.2 | 2.3 | 2.5 | 2.6 | 2.7 | 2.8 | 3 | 3.1 | 3.2 | 3.4 | 3.5 | 3.6 | 3.8 | 3.9 | 4 | 4.2 | 4.3 | 4.4 | 4.6
PSS | WERVIN T1 | 0.5 | 0.6 | 0.6 | 0.6 | 0.6 | 0.6 | 0.6 | 0.6 | 0.6 | 0.7 | 0.7 | 0.7 | 0.8 | 0.8 | 0.8 | 0.8 | 0.8 | 0.9 | 0.9 | 0.9 | 0.9 | 1 | 1 | 1 | 1 | 1.1 | 1.1 | 1.1 | 1.1 | 1.2 | 0.5 | 0.6 | 0.6 | 0.7 | 0.8 | 1 | 1.1 | 1.2 | 1.4 | 1.5 | 1.6 | 1.7 | 1.9 | 2 | 2.2 | 2.3 | 2.4 | 2.6 | 2.7 | 2.9 | 3 | 3.1 | 3.3 | 3.4 | 3.6 | 3.7 | 3.8 | 4 | 4.1 | 4.3 | 0.5 | 0.6 | 0.6 | 0.6 | 0.7 | 0.7 | 0.8 | 0.9 | 0.9 | 1 | 1 | 1.1 | 1.2 | 1.2 | 1.3 | 1.4 | 1.5 | 1.5 | 1.6 | 1.6 | 1.7 | 1.8 | 1.9 | 1.9 | 2 | 2.1 | 2.1 | 2.2 | 2.3 | 2.3 | 0.5 | 0.6 | 0.6 | 0.7 | 0.8 | 1 | 1.1 | 1.2 | 1.4 | 1.5 | 1.6 | 1.8 | 1.9 | 2 | 2.2 | 2.3 | 2.4 | 2.5 | 2.7 | 2.8 | 3 | 3.1 | 3.2 | 3.4 | 3.4 | 3.6 | 3.7 | 3.8 | 4 | 4.1 | 0.5 | 0.6 | 0.6 | 0.7 | 0.7 | 0.8 | 0.9 | 1 | 1.1 | 1.2 | 1.3 | 1.4 | 1.5 | 1.6 | 1.7 | 1.8 | 2 | 2 | 2.2 | 2.3 | 2.4 | 2.5 | 2.6 | 2.7 | 2.8 | 2.9 | 3 | 3.1 | 3.2 | 3.3
PSS | WEST FELTON T1 | 0.9 | 0.9 | 0.9 | 0.9 | 0.9 | 0.9 | 0.9 | 1 | 1 | 1 | 1.2 | 1.3 | 1.4 | 1.6 | 1.8 | 1.8 | 2.1 | 2.1 | 2.2 | 2.3 | 2.3 | 2.4 | 2.5 | 2.5 | 2.6 | 2.7 | 2.7 | 2.8 | 2.8 | 2.9 | 0.9 | 0.9 | 1 | 1 | 1.2 | 1.3 | 1.5 | 1.7 | 1.9 | 2.1 | 2.3 | 2.6 | 2.8 | 3.1 | 3.3 | 3.4 | 3.5 | 3.5 | 3.6 | 3.8 | 4 | 4.1 | 4.2 | 4.4 | 4.5 | 4.6 | 4.8 | 4.9 | 5 | 5.1 | 0.9 | 0.9 | 0.9 | 1 | 1.1 | 1.2 | 1.3 | 1.5 | 1.6 | 1.8 | 2.1 | 2.3 | 2.5 | 2.8 | 2.9 | 3 | 3.1 | 3.1 | 3.2 | 3.3 | 3.5 | 3.6 | 3.7 | 3.8 | 3.9 | 4 | 4.1 | 4.2 | 4.3 | 4.3 | 0.9 | 0.9 | 1.1 | 1.3 | 1.6 | 1.9 | 2.1 | 2.5 | 2.8 | 3 | 3.3 | 3.6 | 3.9 | 4.2 | 4.4 | 4.6 | 4.7 | 4.8 | 4.9 | 5.1 | 5.3 | 5.5 | 5.7 | 5.8 | 6.3 | 6.4 | 6.5 | 6.6 | 6.7 | 6.8 | 0.9 | 0.9 | 0.9 | 1 | 1.1 | 1.3 | 1.4 | 1.6 | 1.7 | 2 | 2.2 | 2.4 | 2.7 | 2.9 | 3.1 | 3.2 | 3.3 | 3.3 | 3.4 | 3.6 | 3.7 | 3.9 | 4 | 4.1 | 4.2 | 4.3 | 4.4 | 4.5 | 4.7 | 4.7
PSS | WESTON T1 | 0.7 | 0.7 | 0.8 | 0.8 | 0.8 | 0.8 | 0.8 | 0.9 | 0.9 | 1 | 1 | 1.1 | 1.1 | 1.1 | 1.2 | 1.2 | 1.3 | 1.3 | 1.4 | 1.4 | 1.5 | 1.5 | 1.6 | 1.6 | 1.7 | 1.7 | 1.8 | 1.9 | 1.9 | 2 | 0.7 | 0.8 | 0.9 | 1 | 1.2 | 1.5 | 1.7 | 2 | 2.3 | 2.6 | 2.9 | 3.2 | 3.5 | 3.8 | 4.1 | 4.4 | 4.7 | 5.1 | 5.4 | 5.7 | 6 | 6.3 | 6.6 | 7 | 7.3 | 7.7 | 8 | 8.3 | 8.6 | 8.9 | 0.7 | 0.8 | 0.8 | 0.8 | 0.9 | 1 | 1.1 | 1.2 | 1.4 | 1.5 | 1.6 | 1.8 | 1.9 | 2 | 2.2 | 2.4 | 2.5 | 2.7 | 2.8 | 2.9 | 3.1 | 3.2 | 3.4 | 3.5 | 3.7 | 3.9 | 4 | 4.2 | 4.3 | 4.5 | 0.7 | 0.8 | 0.9 | 1 | 1.2 | 1.5 | 1.7 | 2 | 2.3 | 2.6 | 2.8 | 3.1 | 3.4 | 3.7 | 4.1 | 4.4 | 4.7 | 5 | 5.3 | 5.7 | 6 | 6.3 | 6.7 | 7 | 7.2 | 7.6 | 7.9 | 8.2 | 8.5 | 8.9 | 0.7 | 0.8 | 0.8 | 0.9 | 1.1 | 1.2 | 1.4 | 1.6 | 1.8 | 2 | 2.3 | 2.5 | 2.7 | 2.9 | 3.2 | 3.4 | 3.6 | 3.9 | 4.1 | 4.3 | 4.5 | 4.8 | 5 | 5.3 | 5.5 | 5.8 | 6 | 6.2 | 6.5 | 6.7
PSS | WHEELOCK T1 | 0.6 | 0.6 | 0.6 | 0.6 | 0.6 | 0.7 | 0.7 | 0.7 | 0.8 | 0.8 | 0.8 | 0.9 | 0.9 | 1 | 1 | 1.1 | 1.1 | 1.1 | 1.2 | 1.2 | 1.2 | 1.3 | 1.3 | 1.4 | 1.4 | 1.5 | 1.5 | 1.6 | 1.6 | 1.7 | 0.6 | 0.7 | 0.7 | 0.8 | 1 | 1.3 | 1.5 | 1.7 | 1.9 | 2.1 | 2.4 | 2.6 | 2.9 | 3.1 | 3.3 | 3.6 | 3.8 | 4.1 | 4.3 | 4.6 | 4.8 | 5.1 | 5.3 | 5.6 | 5.8 | 6.1 | 6.3 | 6.5 | 6.8 | 7 | 0.6 | 0.6 | 0.7 | 0.7 | 0.8 | 0.8 | 0.9 | 1 | 1.1 | 1.2 | 1.3 | 1.5 | 1.6 | 1.7 | 1.8 | 1.9 | 2 | 2.1 | 2.2 | 2.4 | 2.5 | 2.6 | 2.7 | 2.8 | 2.9 | 3.1 | 3.2 | 3.3 | 3.4 | 3.5 | 0.6 | 0.7 | 0.7 | 0.8 | 1 | 1.2 | 1.5 | 1.7 | 1.9 | 2.1 | 2.3 | 2.6 | 2.8 | 3.1 | 3.3 | 3.5 | 3.8 | 4 | 4.3 | 4.5 | 4.8 | 5 | 5.3 | 5.5 | 5.7 | 6 | 6.2 | 6.5 | 6.7 | 7 | 0.6 | 0.6 | 0.7 | 0.8 | 0.9 | 1 | 1.2 | 1.4 | 1.5 | 1.7 | 1.9 | 2 | 2.2 | 2.4 | 2.6 | 2.8 | 2.9 | 3.1 | 3.3 | 3.5 | 3.7 | 3.8 | 4 | 4.2 | 4.4 | 4.6 | 4.7 | 4.9 | 5.1 | 5.3
PSS | WHITCHURCH T1 | 4.4 | 4.4 | 4.4 | 4.4 | 4.4 | 4.4 | 4.5 | 4.5 | 4.5 | 4.6 | 4.6 | 4.6 | 4.7 | 4.7 | 4.7 | 4.8 | 4.6 | 4.6 | 4.7 | 4.6 | 4.7 | 4.7 | 4.7 | 4.8 | 4.8 | 4.8 | 4.9 | 4.9 | 5 | 5 | 4.4 | 4.4 | 4.5 | 4.6 | 4.8 | 5 | 5.2 | 5.3 | 5.5 | 5.7 | 5.9 | 6.1 | 6.3 | 6.5 | 6.7 | 6.9 | 7.1 | 7.3 | 7.5 | 7.6 | 7.9 | 8.1 | 8.3 | 8.5 | 8.7 | 8.9 | 9.1 | 9.3 | 9.5 | 9.7 | 4.4 | 4.4 | 4.4 | 4.5 | 4.5 | 4.6 | 4.7 | 4.8 | 4.9 | 5 | 5.1 | 5.2 | 5.2 | 5.3 | 5.4 | 5.5 | 5.6 | 5.7 | 5.8 | 5.9 | 6 | 6.1 | 6.2 | 6.3 | 6.4 | 6.5 | 6.6 | 6.6 | 6.8 | 6.9 | 4.4 | 4.4 | 4.5 | 4.6 | 4.8 | 5 | 5.1 | 5.3 | 5.5 | 5.7 | 5.9 | 6.1 | 6.2 | 6.5 | 6.6 | 6.8 | 7 | 7.2 | 7.4 | 7.6 | 7.8 | 8 | 8.2 | 8.4 | 8 | 8.2 | 8.3 | 8.5 | 8.6 | 8.8 | 4.4 | 4.4 | 4.5 | 4.5 | 4.7 | 4.8 | 4.9 | 5.1 | 5.2 | 5.3 | 5.5 | 5.6 | 5.8 | 5.9 | 6 | 6.2 | 6.3 | 6.5 | 6.6 | 6.8 | 6.9 | 7.1 | 7.2 | 7.4 | 7.5 | 7.7 | 7.8 | 8 | 8.1 | 8.3
PSS | WIMPEYS PANT QUARRY T1 / WIMPEYS PANT QUARRY T2 | 0.4 | 0.4 | 0.4 | 0.4 | 0.5 | 0.5 | 0.5 | 0.5 | 0.5 | 0.6 | 0.7 | 0.9 | 1 | 1.1 | 1.3 | 1.4 | 1.6 | 1.6 | 1.7 | 1.8 | 1.9 | 1.9 | 2 | 2 | 2.1 | 2.2 | 2.2 | 2.3 | 2.4 | 2.5 | 0.4 | 0.5 | 0.5 | 0.6 | 0.7 | 0.9 | 1 | 1.3 | 1.5 | 1.8 | 2.1 | 2.4 | 2.7 | 3.1 | 3.3 | 3.6 | 3.7 | 3.9 | 4.1 | 4.3 | 4.6 | 4.8 | 5.1 | 5.3 | 5.5 | 5.7 | 5.9 | 6.1 | 6.3 | 6.5 | 0.4 | 0.5 | 0.5 | 0.5 | 0.6 | 0.7 | 0.7 | 0.9 | 1.1 | 1.3 | 1.5 | 1.8 | 2 | 2.3 | 2.4 | 2.6 | 2.7 | 2.8 | 2.9 | 3.1 | 3.3 | 3.4 | 3.6 | 3.7 | 3.8 | 4 | 4.1 | 4.2 | 4.3 | 4.4 | 0.4 | 0.5 | 0.7 | 0.9 | 1.2 | 1.5 | 1.7 | 2 | 2.3 | 2.6 | 3 | 3.4 | 3.7 | 4.1 | 4.4 | 4.6 | 4.8 | 5 | 5.3 | 5.5 | 5.8 | 6.1 | 6.4 | 6.6 | 7.2 | 7.4 | 7.5 | 7.7 | 7.9 | 8.1 | 0.4 | 0.5 | 0.5 | 0.5 | 0.6 | 0.8 | 0.9 | 1.1 | 1.3 | 1.6 | 1.8 | 2.1 | 2.4 | 2.7 | 2.9 | 3.1 | 3.2 | 3.3 | 3.5 | 3.7 | 3.9 | 4.1 | 4.3 | 4.5 | 4.6 | 4.8 | 5 | 5.2 | 5.3 | 5.5
PSS | WINCHAM T1 | 0.8 | 0.8 | 0.8 | 0.8 | 0.8 | 0.8 | 0.9 | 0.9 | 0.9 | 1 | 1 | 1.1 | 1.1 | 1.1 | 1.1 | 1.2 | 1.2 | 1.2 | 1.3 | 1.3 | 1.3 | 1.3 | 1.4 | 1.4 | 1.4 | 1.4 | 1.4 | 1.5 | 1.5 | 1.5 | 0.8 | 0.8 | 0.9 | 1 | 1.2 | 1.3 | 1.4 | 1.5 | 1.6 | 1.7 | 1.8 | 1.9 | 1.9 | 2 | 2.1 | 2.1 | 2.2 | 2.3 | 2.3 | 2.4 | 2.5 | 2.5 | 2.5 | 2.6 | 2.6 | 2.7 | 2.7 | 2.8 | 2.9 | 2.9 | 0.8 | 0.8 | 0.8 | 0.9 | 0.9 | 1 | 1.1 | 1.2 | 1.3 | 1.3 | 1.4 | 1.5 | 1.5 | 1.6 | 1.6 | 1.7 | 1.7 | 1.7 | 1.8 | 1.8 | 1.9 | 1.9 | 2 | 2 | 2 | 2.1 | 2.1 | 2.1 | 2.2 | 2.2 | 0.8 | 0.8 | 0.9 | 1 | 1.2 | 1.4 | 1.5 | 1.6 | 1.7 | 1.8 | 2 | 2 | 2.1 | 2.2 | 2.3 | 2.3 | 2.4 | 2.4 | 2.5 | 2.6 | 2.6 | 2.7 | 2.7 | 2.8 | 2.8 | 2.8 | 2.8 | 2.9 | 2.9 | 3 | 0.8 | 0.8 | 0.9 | 0.9 | 1.1 | 1.2 | 1.3 | 1.4 | 1.4 | 1.5 | 1.6 | 1.7 | 1.7 | 1.8 | 1.8 | 1.9 | 2 | 2 | 2.1 | 2.1 | 2.2 | 2.2 | 2.2 | 2.3 | 2.3 | 2.4 | 2.4 | 2.5 | 2.5 | 2.6
PSS | WISTASTON HALL T1 | 0.6 | 0.6 | 0.6 | 0.6 | 0.6 | 0.7 | 0.7 | 0.7 | 0.8 | 0.8 | 0.9 | 0.9 | 1 | 1 | 1 | 1.1 | 1.1 | 1.1 | 1.2 | 1.2 | 1.3 | 1.3 | 1.4 | 1.4 | 1.5 | 1.5 | 1.6 | 1.6 | 1.6 | 1.7 | 0.6 | 0.7 | 0.7 | 0.8 | 1.1 | 1.3 | 1.5 | 1.8 | 2.1 | 2.3 | 2.6 | 2.9 | 3.2 | 3.4 | 3.7 | 4 | 4.3 | 4.5 | 4.8 | 5.1 | 5.4 | 5.7 | 6 | 6.3 | 6.6 | 6.9 | 7.2 | 7.5 | 7.8 | 8.1 | 0.6 | 0.6 | 0.7 | 0.7 | 0.8 | 0.9 | 1 | 1.1 | 1.2 | 1.3 | 1.4 | 1.6 | 1.7 | 1.8 | 1.9 | 2.1 | 2.2 | 2.3 | 2.5 | 2.6 | 2.7 | 2.8 | 3 | 3.1 | 3.2 | 3.4 | 3.5 | 3.6 | 3.8 | 3.9 | 0.6 | 0.7 | 0.7 | 0.9 | 1.1 | 1.3 | 1.5 | 1.8 | 2 | 2.3 | 2.6 | 2.8 | 3.1 | 3.4 | 3.7 | 3.9 | 4.2 | 4.5 | 4.8 | 5.1 | 5.4 | 5.7 | 6 | 6.3 | 6.5 | 6.8 | 7.1 | 7.4 | 7.7 | 8 | 0.6 | 0.7 | 0.7 | 0.8 | 0.9 | 1.1 | 1.3 | 1.5 | 1.6 | 1.8 | 2 | 2.2 | 2.4 | 2.6 | 2.8 | 3 | 3.2 | 3.4 | 3.6 | 3.9 | 4.1 | 4.3 | 4.5 | 4.7 | 4.9 | 5.1 | 5.4 | 5.6 | 5.8 | 6
PSS | WRENBURY FRITH T1 | 0.6 | 0.6 | 0.6 | 0.6 | 0.6 | 0.7 | 0.7 | 0.7 | 0.7 | 1 | 1.1 | 1.2 | 1.4 | 1.5 | 1.6 | 1.7 | 1.9 | 2 | 2 | 2.1 | 2.2 | 2.2 | 2.3 | 2.3 | 2.4 | 2.5 | 2.5 | 2.6 | 2.6 | 2.7 | 0.6 | 0.7 | 0.7 | 0.8 | 1 | 1.2 | 1.3 | 1.5 | 1.7 | 1.9 | 2.2 | 2.5 | 2.7 | 3 | 3.2 | 3.3 | 3.4 | 3.5 | 3.7 | 3.9 | 4 | 4.2 | 4.3 | 4.5 | 4.6 | 4.7 | 4.8 | 5 | 5.1 | 5.2 | 0.6 | 0.6 | 0.7 | 0.8 | 0.9 | 1 | 1.1 | 1.3 | 1.4 | 1.6 | 1.9 | 2.1 | 2.3 | 2.5 | 2.7 | 2.8 | 2.9 | 3 | 3.1 | 3.2 | 3.4 | 3.5 | 3.6 | 3.7 | 3.8 | 3.9 | 4 | 4.1 | 4.1 | 4.2 | 0.6 | 0.7 | 0.9 | 1.2 | 1.5 | 1.8 | 2 | 2.3 | 2.6 | 2.9 | 3.1 | 3.5 | 3.8 | 4.1 | 4.3 | 4.4 | 4.5 | 4.7 | 4.8 | 5 | 5.2 | 5.4 | 5.6 | 5.7 | 6.2 | 6.4 | 6.5 | 6.6 | 6.6 | 6.7 | 0.6 | 0.6 | 0.7 | 0.8 | 1 | 1.1 | 1.2 | 1.4 | 1.6 | 1.8 | 2 | 2.3 | 2.5 | 2.7 | 2.9 | 3.1 | 3.2 | 3.3 | 3.4 | 3.5 | 3.7 | 3.8 | 4 | 4.1 | 4.2 | 4.3 | 4.4 | 4.5 | 4.6 | 4.7
PSS | YOCKINGS GATE T1 | 0.8 | 0.9 | 0.9 | 0.9 | 0.9 | 0.9 | 0.9 | 0.9 | 1 | 1 | 1 | 1 | 1.1 | 1.1 | 1.1 | 1.1 | 1.1 | 1.1 | 1.1 | 1.2 | 1.2 | 1.2 | 1.2 | 1.2 | 1.3 | 1.3 | 1.3 | 1.3 | 1.3 | 1.4 | 0.8 | 0.9 | 0.9 | 1 | 1.2 | 1.3 | 1.4 | 1.5 | 1.6 | 1.7 | 1.8 | 1.9 | 2.1 | 2.2 | 2.3 | 2.4 | 2.5 | 2.6 | 2.7 | 2.8 | 2.9 | 3 | 3.1 | 3.2 | 3.3 | 3.4 | 3.5 | 3.6 | 3.7 | 3.8 | 0.8 | 0.9 | 0.9 | 0.9 | 1 | 1 | 1.1 | 1.2 | 1.2 | 1.3 | 1.3 | 1.4 | 1.5 | 1.5 | 1.6 | 1.6 | 1.7 | 1.7 | 1.8 | 1.9 | 1.9 | 2 | 2 | 2.1 | 2.1 | 2.2 | 2.2 | 2.3 | 2.4 | 2.4 | 0.8 | 0.9 | 1 | 1 | 1.2 | 1.3 | 1.4 | 1.5 | 1.7 | 1.8 | 1.9 | 2 | 2.1 | 2.2 | 2.3 | 2.4 | 2.6 | 2.6 | 2.7 | 2.8 | 2.9 | 3 | 3.1 | 3.2 | 3.3 | 3.3 | 3.4 | 3.5 | 3.6 | 3.7 | 0.8 | 0.9 | 0.9 | 1 | 1.1 | 1.2 | 1.3 | 1.3 | 1.4 | 1.5 | 1.6 | 1.7 | 1.8 | 1.8 | 1.9 | 2 | 2.1 | 2.2 | 2.2 | 2.3 | 2.4 | 2.5 | 2.6 | 2.6 | 2.7 | 2.8 | 2.9 | 3 | 3 | 3.1
PSS | YSBYTY GLAN CLWYD T1 | 0.6 | 0.6 | 0.6 | 0.6 | 0.6 | 0.6 | 0.6 | 0.6 | 0.6 | 0.6 | 0.7 | 0.7 | 0.7 | 0.7 | 0.7 | 0.7 | 0.7 | 0.7 | 0.8 | 0.8 | 0.8 | 0.8 | 0.8 | 0.8 | 0.8 | 0.8 | 0.9 | 0.9 | 0.9 | 0.9 | 0.6 | 0.6 | 0.6 | 0.7 | 0.7 | 0.8 | 0.9 | 0.9 | 1 | 1 | 1.1 | 1.1 | 1.2 | 1.2 | 1.3 | 1.3 | 1.4 | 1.4 | 1.5 | 1.5 | 1.6 | 1.6 | 1.6 | 1.7 | 1.7 | 1.8 | 1.8 | 1.9 | 1.9 | 2 | 0.6 | 0.6 | 0.6 | 0.6 | 0.6 | 0.7 | 0.7 | 0.7 | 0.8 | 0.8 | 0.8 | 0.8 | 0.9 | 0.9 | 0.9 | 0.9 | 1 | 1 | 1 | 1 | 1.1 | 1.1 | 1.1 | 1.1 | 1.1 | 1.1 | 1.2 | 1.2 | 1.2 | 1.2 | 0.6 | 0.6 | 0.6 | 0.7 | 0.8 | 0.8 | 0.9 | 0.9 | 1 | 1 | 1.1 | 1.1 | 1.2 | 1.2 | 1.3 | 1.3 | 1.4 | 1.4 | 1.4 | 1.5 | 1.5 | 1.6 | 1.6 | 1.7 | 1.6 | 1.7 | 1.7 | 1.8 | 1.8 | 1.8 | 0.6 | 0.6 | 0.6 | 0.6 | 0.7 | 0.7 | 0.8 | 0.8 | 0.9 | 0.9 | 1 | 1 | 1 | 1.1 | 1.1 | 1.1 | 1.2 | 1.2 | 1.2 | 1.3 | 1.3 | 1.3 | 1.3 | 1.4 | 1.4 | 1.4 | 1.5 | 1.5 | 1.5 | 1.6
GSP | BIRKENHEAD | 12.4 | 12.6 | 12.7 | 12.9 | 13 | 13.5 | 14.1 | 14.7 | 15.4 | 16.2 | 17.1 | 18 | 18.8 | 19.7 | 20.6 | 21.5 | 21.5 | 22.3 | 23.2 | 24.2 | 25.1 | 26.2 | 27.1 | 28.1 | 29.2 | 30.1 | 31.1 | 32.2 | 33.1 | 34.1 | 12.4 | 13.5 | 14.9 | 17 | 21.4 | 26.2 | 31.2 | 36.3 | 41.5 | 46.8 | 52.6 | 58.4 | 64.4 | 70.3 | 76.3 | 82.4 | 88.4 | 94.5 | 100.6 | 106.8 | 113.2 | 119.6 | 125.9 | 132.2 | 138.7 | 144.9 | 151.4 | 157.8 | 164.2 | 170.6 | 12.4 | 12.9 | 13.5 | 14.3 | 15.6 | 17.3 | 19.5 | 21.7 | 23.9 | 26.3 | 28.9 | 31.5 | 34.1 | 36.9 | 39.6 | 42.3 | 45.1 | 47.9 | 50.7 | 53.4 | 56.3 | 59.1 | 61.9 | 64.9 | 67.8 | 70.6 | 73.5 | 76.4 | 79.3 | 82.2 | 12.4 | 13.5 | 14.9 | 16.8 | 21.2 | 25.8 | 30.6 | 35.6 | 40.8 | 45.9 | 51.6 | 57.3 | 63.1 | 69.1 | 75.1 | 81.1 | 87.2 | 93.3 | 99.4 | 105.7 | 112.2 | 118.6 | 125 | 131.3 | 136 | 142.2 | 148.6 | 154.8 | 161.2 | 167.5 | 12.4 | 13.2 | 14.2 | 15.6 | 18.5 | 21.7 | 25.3 | 29 | 32.7 | 36.5 | 40.7 | 44.9 | 49.3 | 53.6 | 58 | 62.4 | 66.7 | 71.2 | 75.6 | 80.1 | 84.7 | 89.3 | 93.9 | 98.6 | 103.2 | 107.8 | 112.5 | 117.1 | 121.7 | 126.4
GSP | CAPENHURST | 15.4 | 17.4 | 30.5 | 43.9 | 57.6 | 71.4 | 86.5 | 104 | 108.9 | 113.9 | 117.4 | 118.8 | 119.6 | 120.4 | 121 | 121.8 | 123 | 123.6 | 124.3 | 125.1 | 125.8 | 126.5 | 127.3 | 128 | 128.8 | 129.4 | 130.2 | 130.9 | 131.7 | 132.5 | 15.4 | 22.5 | 40.8 | 60.2 | 80.4 | 99.2 | 117.9 | 137.3 | 142.1 | 146.6 | 150.8 | 155.1 | 159.5 | 163.8 | 168.2 | 172.7 | 177 | 181.5 | 185.9 | 190.5 | 195.1 | 199.7 | 204.3 | 209 | 213.7 | 218.3 | 222.9 | 227.6 | 232.2 | 236.8 | 15.4 | 20.4 | 37.1 | 56.4 | 74.4 | 90.8 | 107 | 123.6 | 125.6 | 127.4 | 129.4 | 131.3 | 133.3 | 135.2 | 137.3 | 139.2 | 141.3 | 143.4 | 145.5 | 147.5 | 149.7 | 151.7 | 153.8 | 155.9 | 158.1 | 160 | 162.1 | 164.4 | 166.5 | 168.6 | 15.4 | 28.5 | 49.1 | 67.1 | 85.6 | 104.2 | 123 | 141.8 | 145.6 | 149.4 | 153.6 | 157.8 | 162.1 | 166.4 | 170.7 | 175.2 | 179.6 | 184 | 188.5 | 193.2 | 197.8 | 205.2 | 215.3 | 222.2 | 227.8 | 233 | 238 | 243.1 | 248.1 | 253 | 15.4 | 21.5 | 38.9 | 59.1 | 77.6 | 95 | 112.5 | 130.5 | 134.1 | 137 | 140.1 | 143.2 | 146.4 | 149.5 | 152.7 | 155.9 | 159.2 | 162.5 | 165.7 | 169 | 172.4 | 175.7 | 179.1 | 182.4 | 185.9 | 189.2 | 192.5 | 196 | 199.3 | 202.7
GSP | CARRINGTON - FIDDLERS FERRY | 37.4 | 37.9 | 38.3 | 38.7 | 39.1 | 40.3 | 41.6 | 43.2 | 44.8 | 46.7 | 48.5 | 50.4 | 52.3 | 54.2 | 55.9 | 57.8 | 55.7 | 57 | 58.9 | 60.6 | 62.4 | 64.2 | 65.8 | 67.7 | 69.4 | 71.1 | 72.9 | 74.5 | 76.3 | 78 | 37.4 | 40.2 | 43.7 | 48.3 | 57.6 | 66.5 | 75.2 | 83.7 | 92.3 | 100.7 | 109.6 | 118.5 | 127.4 | 136.1 | 145 | 153.7 | 162.4 | 171 | 179.6 | 188.8 | 197.6 | 206.4 | 215.5 | 224.4 | 233.2 | 242.3 | 251.1 | 260 | 268.8 | 277.7 | 37.4 | 38.7 | 40.3 | 42.2 | 45.3 | 49.1 | 53.6 | 57.9 | 62.3 | 66.6 | 71.1 | 75.6 | 80 | 84.5 | 88.8 | 93.2 | 97.5 | 101.8 | 106.3 | 110.4 | 114.8 | 118.9 | 123.2 | 127.4 | 131.6 | 135.9 | 140.1 | 144.3 | 148.6 | 152.6 | 37.4 | 40.2 | 43.8 | 48.4 | 57.8 | 67 | 75.7 | 84.4 | 93.1 | 101.8 | 110.8 | 119.7 | 128.6 | 137.6 | 146.2 | 155 | 163.7 | 172.4 | 180.9 | 189.9 | 198.6 | 207.6 | 216.4 | 225.2 | 229.1 | 237.6 | 246.1 | 254.5 | 263 | 271.6 | 37.4 | 39.4 | 42 | 45.2 | 51.4 | 57.8 | 64.4 | 70.8 | 77.3 | 83.6 | 90.4 | 97 | 103.7 | 110.3 | 116.9 | 123.5 | 129.9 | 136.4 | 142.9 | 149.6 | 156.2 | 162.7 | 169.4 | 175.9 | 182.4 | 189.1 | 195.6 | 202.1 | 208.7 | 215.2
GSP | CELLARHEAD | 38.2 | 38.4 | 38.6 | 38.8 | 38.9 | 39.4 | 40.1 | 40.7 | 41.4 | 42.3 | 46.5 | 51.7 | 56.1 | 61.7 | 65.6 | 69.1 | 70.8 | 72.2 | 73.8 | 74.6 | 77.8 | 80.7 | 83.4 | 86.1 | 88.6 | 91.1 | 93.5 | 95.9 | 98.3 | 100.5 | 38.2 | 39.4 | 40.9 | 48.8 | 60.6 | 70.5 | 79.8 | 88.3 | 97.3 | 107.4 | 117.7 | 128.2 | 137.5 | 148.5 | 156.7 | 164.4 | 169.7 | 175 | 180.3 | 187.8 | 195.5 | 203.4 | 211.1 | 217.7 | 224.3 | 230.9 | 237.9 | 244.8 | 251.8 | 258.7 | 38.2 | 38.8 | 39.4 | 40.3 | 41.6 | 43.3 | 47 | 52.8 | 58.9 | 65.7 | 73.6 | 81.4 | 88.8 | 97.7 | 104.3 | 108.6 | 112 | 115 | 118.9 | 124.7 | 130.2 | 135.7 | 140.9 | 145.7 | 150.7 | 155.3 | 160 | 164.4 | 168.7 | 173.2 | 38.2 | 39.4 | 50.4 | 63.7 | 78.1 | 92.8 | 107.2 | 117.9 | 128.5 | 140.2 | 152.9 | 165.8 | 178.2 | 191.2 | 201.4 | 210 | 216.6 | 222.7 | 231.2 | 241.7 | 251.8 | 262.4 | 272.6 | 278.6 | 283.7 | 287.8 | 291.7 | 296 | 299.8 | 303.9 | 38.2 | 39.1 | 40.2 | 42.1 | 50.2 | 56.9 | 63.4 | 70.6 | 78.3 | 86.6 | 95.6 | 104.8 | 113.2 | 123.1 | 130.5 | 136.5 | 140.9 | 145 | 149.6 | 156.3 | 162.8 | 169.6 | 176 | 181.7 | 187.5 | 193.1 | 198.9 | 204.6 | 210.3 | 215.9
GSP | CONNAHS QUAY - PENTIR - ST ASAPH | 134.1 | 134.4 | 134.7 | 135 | 135.3 | 136.2 | 137.2 | 138.5 | 139.7 | 141.3 | 142.8 | 144.4 | 150.3 | 159.4 | 165.3 | 171 | 171.7 | 172.1 | 174.9 | 176.6 | 178.3 | 180.7 | 183.8 | 186.8 | 190.3 | 193.9 | 197.2 | 200.6 | 204 | 207.2 | 134.1 | 136.2 | 138.9 | 142.8 | 150.8 | 159.1 | 167.6 | 176.3 | 185 | 199 | 217.4 | 236.7 | 254.1 | 274 | 289.4 | 303.9 | 315.2 | 325.8 | 336.2 | 350.9 | 365.5 | 380.5 | 395.2 | 408.7 | 421.7 | 435.3 | 448.6 | 462.4 | 475.7 | 489.2 | 134.1 | 135.1 | 136.2 | 137.7 | 140.2 | 143.3 | 147.2 | 151.1 | 159 | 172.5 | 185.9 | 199.8 | 212.2 | 226.8 | 237 | 246.3 | 252.3 | 257.1 | 262.1 | 271.2 | 280.2 | 289.2 | 297.9 | 305.7 | 313.3 | 320.7 | 328.2 | 335.9 | 343.1 | 350.9 | 134.1 | 136.2 | 138.9 | 145.2 | 162.2 | 178.1 | 194.3 | 213.5 | 232.7 | 252.7 | 274.2 | 297.7 | 319.2 | 341.7 | 360.6 | 375.9 | 388 | 399.3 | 415.9 | 434.9 | 452.3 | 471.4 | 490.2 | 502.5 | 512.3 | 522 | 531.5 | 541 | 550.6 | 560 | 134.1 | 135.6 | 137.6 | 140.3 | 145.5 | 151.2 | 157.4 | 163.7 | 170.1 | 185.8 | 201.7 | 218.2 | 233.2 | 250.4 | 263.2 | 275.1 | 283.7 | 291.5 | 299.1 | 311.1 | 322.8 | 334.8 | 346.6 | 357.2 | 367.5 | 378 | 388.4 | 399.1 | 409.4 | 420
GSP | FRODSHAM - INCE | 6.3 | 18.9 | 33.6 | 48.6 | 64 | 79.3 | 95.7 | 114.7 | 119.3 | 124 | 127.1 | 128.2 | 128.6 | 129 | 129.3 | 129.6 | 130.4 | 130.7 | 131.1 | 131.4 | 131.7 | 132 | 132.3 | 132.6 | 133 | 133.3 | 133.6 | 133.9 | 134.3 | 134.6 | 6.3 | 24.2 | 43.8 | 64.4 | 84.6 | 103.3 | 121.9 | 141.1 | 143.7 | 145.9 | 147.6 | 149.6 | 151.3 | 153.2 | 155 | 156.8 | 158.6 | 160.5 | 162.3 | 164.2 | 166 | 168 | 170 | 171.9 | 173.8 | 175.7 | 177.6 | 179.6 | 181.5 | 183.4 | 6.3 | 22.1 | 40.2 | 61 | 80.1 | 97.7 | 114.6 | 132.1 | 133.1 | 134 | 134.8 | 135.7 | 136.6 | 137.5 | 138.3 | 139.1 | 140 | 140.9 | 141.7 | 142.7 | 143.5 | 144.4 | 145.3 | 146.2 | 147 | 147.9 | 148.8 | 149.7 | 150.5 | 151.5 | 6.3 | 30.5 | 52.6 | 71.8 | 90.5 | 109.3 | 128 | 146.8 | 148.5 | 150.1 | 151.9 | 153.7 | 155.5 | 157.3 | 159.1 | 161 | 162.8 | 164.6 | 166.5 | 168.4 | 170.4 | 172.3 | 174.3 | 176.2 | 178.2 | 180.1 | 182 | 184 | 186 | 187.8 | 6.3 | 23.1 | 42 | 63.5 | 82.6 | 100.5 | 118.3 | 136.6 | 138.6 | 139.9 | 141.2 | 142.6 | 144 | 145.3 | 146.6 | 148 | 149.3 | 150.7 | 152 | 153.5 | 154.8 | 156.2 | 157.6 | 159 | 160.4 | 161.8 | 163.2 | 164.6 | 166 | 167.5
GSP | KIRKBY | 21.8 | 22 | 22.3 | 22.6 | 22.8 | 23.6 | 24.5 | 25.5 | 26.6 | 27.9 | 30.4 | 34.3 | 37.5 | 41 | 44 | 46.6 | 48.9 | 50.6 | 52.4 | 53.8 | 56.1 | 58.6 | 61 | 63.4 | 65.6 | 67.9 | 70.2 | 72.5 | 74.7 | 76.9 | 21.8 | 23.6 | 25.9 | 29 | 35.8 | 42.9 | 50 | 58 | 67.9 | 78.1 | 88.7 | 99.8 | 110.8 | 122 | 132.2 | 141.7 | 150.4 | 159.4 | 168.4 | 179 | 189.4 | 199.7 | 210.2 | 220.2 | 230.3 | 240.1 | 250 | 259.6 | 269.6 | 279.5 | 21.8 | 22.6 | 23.6 | 24.9 | 27 | 29.6 | 33.2 | 38.9 | 44.5 | 50.3 | 56.7 | 63.7 | 70.1 | 77.3 | 83.3 | 88.7 | 93 | 97.4 | 102.2 | 107.9 | 113.5 | 118.9 | 124.7 | 130 | 135.2 | 140.4 | 145.5 | 150.9 | 156.2 | 161.4 | 21.8 | 23.5 | 25.8 | 31.7 | 41 | 50.6 | 60.1 | 70.8 | 81.4 | 92.2 | 104 | 116.8 | 129.4 | 141.6 | 152.8 | 163.1 | 172.5 | 181.8 | 192.7 | 204.2 | 215.9 | 227.6 | 239.4 | 248.9 | 258.5 | 267.3 | 275.9 | 284.5 | 293.3 | 301.9 | 21.8 | 23.1 | 24.7 | 27 | 31.4 | 36.3 | 41.5 | 48.5 | 56.4 | 64.2 | 72.7 | 81.8 | 90.4 | 99.7 | 107.7 | 115.2 | 121.7 | 128.4 | 135.3 | 143.5 | 151.5 | 159.3 | 167.4 | 175.1 | 182.8 | 190.2 | 197.7 | 205.3 | 212.9 | 220.5
GSP | LEGACY | 122.5 | 122.9 | 123.2 | 123.6 | 124 | 125.1 | 126.4 | 127.6 | 129.1 | 130.8 | 134.1 | 145.5 | 156 | 168.5 | 177.6 | 183.5 | 184 | 184 | 188.9 | 191.1 | 198 | 204.2 | 210.1 | 216 | 221.5 | 227.2 | 232.7 | 238 | 243.1 | 248 | 122.5 | 125.1 | 128.3 | 132.4 | 144.1 | 159.6 | 174.8 | 191.5 | 209.2 | 229.7 | 251.4 | 274.1 | 294.7 | 318.6 | 335.8 | 351.7 | 362 | 371.9 | 382 | 398.1 | 413.7 | 429 | 443.8 | 457.3 | 470.7 | 484.2 | 497.1 | 509.9 | 523 | 535.8 | 122.5 | 123.7 | 125.2 | 126.8 | 134.4 | 146.6 | 158.4 | 171.4 | 185.5 | 202.6 | 221.1 | 240.8 | 257.7 | 277.9 | 292 | 304.4 | 310.6 | 317.4 | 324.1 | 336.1 | 347.7 | 359.6 | 371.3 | 380.8 | 390.4 | 399.7 | 409 | 418.6 | 428.1 | 437.5 | 122.5 | 125.2 | 135.6 | 158.6 | 184.6 | 210.9 | 236.7 | 261.5 | 285.9 | 311 | 339.8 | 369.7 | 397.4 | 425.8 | 448.1 | 464.3 | 477.6 | 488.8 | 507.3 | 529.2 | 549.7 | 571.6 | 593.4 | 604.8 | 612.7 | 619.1 | 626 | 632.9 | 639.9 | 646.7 | 122.5 | 124.4 | 126.8 | 129.6 | 139.5 | 153.1 | 166.6 | 181.5 | 197.6 | 216.2 | 236.3 | 257.4 | 276.2 | 298.2 | 313.9 | 328 | 336.3 | 344.6 | 353 | 367.1 | 380.7 | 394.3 | 407.5 | 419.1 | 430.6 | 441.9 | 453.1 | 464.3 | 475.5 | 486.7
GSP | LISTER DRIVE | 5.3 | 5.3 | 5.4 | 5.4 | 5.5 | 5.7 | 5.9 | 6.1 | 6.3 | 6.6 | 6.9 | 7.2 | 7.5 | 7.8 | 8.1 | 8.4 | 8.2 | 8.4 | 8.7 | 9 | 9.3 | 9.6 | 9.9 | 10.3 | 10.6 | 10.9 | 11.2 | 11.5 | 11.8 | 12.2 | 5.3 | 5.7 | 6.2 | 7 | 8.5 | 10 | 11.6 | 13.2 | 14.9 | 16.4 | 18.3 | 20 | 21.8 | 23.5 | 25.2 | 27 | 28.8 | 30.6 | 32.4 | 34.1 | 36.1 | 38 | 39.7 | 41.6 | 43.5 | 45.3 | 47.2 | 49.1 | 51 | 52.9 | 5.3 | 5.5 | 5.7 | 6 | 6.5 | 7.1 | 7.8 | 8.6 | 9.4 | 10.1 | 10.9 | 11.8 | 12.6 | 13.4 | 14.3 | 15.2 | 16.1 | 16.9 | 17.7 | 18.6 | 19.5 | 20.3 | 21.1 | 22 | 23 | 23.8 | 24.7 | 25.5 | 26.4 | 27.3 | 5.3 | 5.7 | 6.2 | 6.9 | 8.4 | 10 | 11.6 | 13.2 | 14.8 | 16.4 | 18.1 | 19.9 | 21.7 | 23.5 | 25.3 | 27.1 | 28.8 | 30.7 | 32.4 | 34.2 | 36.1 | 38 | 39.8 | 41.8 | 42.7 | 44.6 | 46.4 | 48.2 | 50.1 | 51.9 | 5.3 | 5.6 | 6 | 6.5 | 7.5 | 8.6 | 9.7 | 10.9 | 12.1 | 13.3 | 14.6 | 15.9 | 17.2 | 18.5 | 19.8 | 21.1 | 22.4 | 23.7 | 25.1 | 26.4 | 27.8 | 29.1 | 30.4 | 31.8 | 33.2 | 34.6 | 35.9 | 37.3 | 38.7 | 40.1
GSP | RAINHILL | 27.5 | 27.9 | 28.3 | 28.6 | 29 | 30.1 | 31.4 | 32.8 | 34.2 | 35.9 | 37.6 | 39.7 | 42.4 | 45.4 | 47.7 | 50.1 | 52.3 | 53.9 | 55.6 | 57.1 | 58.7 | 60.9 | 62.8 | 64.6 | 66.5 | 68.3 | 70.1 | 71.9 | 73.7 | 75.5 | 27.5 | 30 | 33.3 | 37.4 | 45.8 | 53.8 | 61.6 | 69.1 | 76.5 | 85.5 | 94.9 | 104.2 | 113.5 | 123.1 | 131.6 | 139.9 | 147.7 | 155.4 | 162.9 | 171.6 | 180.3 | 188.9 | 197.2 | 205.7 | 214.1 | 222.4 | 230.6 | 238.7 | 246.7 | 254.9 | 27.5 | 28.6 | 30.1 | 31.8 | 34.6 | 38.1 | 42 | 46.2 | 51.3 | 56.6 | 62.1 | 67.9 | 73.2 | 78.8 | 83.5 | 88.4 | 92.4 | 96.5 | 100.3 | 104.9 | 109.3 | 114.1 | 118.9 | 122.9 | 127.1 | 131.3 | 135.7 | 140 | 144.3 | 148.7 | 27.5 | 30.1 | 33.4 | 38.1 | 48.2 | 57.7 | 66.9 | 76.7 | 86.2 | 95.6 | 105.7 | 116.1 | 126.2 | 136.1 | 145.4 | 153.9 | 162 | 169.6 | 178.5 | 187.6 | 196.5 | 205.6 | 214.7 | 222.9 | 231.2 | 238.8 | 246.5 | 254 | 261.6 | 269.2 | 27.5 | 29.3 | 31.7 | 34.6 | 40.2 | 45.9 | 51.8 | 57.6 | 64.1 | 71 | 78.5 | 86.1 | 93.3 | 100.9 | 107.6 | 114.2 | 120.1 | 126 | 131.6 | 138.2 | 144.8 | 151.5 | 158 | 164.3 | 170.6 | 176.9 | 183.1 | 189.3 | 195.5 | 201.8
GSP | SWANSEA NORTH | 7.1 | 7.1 | 7.2 | 7.2 | 7.2 | 7.3 | 7.5 | 7.6 | 7.7 | 7.9 | 9.3 | 11.6 | 13.2 | 15.5 | 16.8 | 17.8 | 18.5 | 18.8 | 19.9 | 20.1 | 21.2 | 22.4 | 23.3 | 24.1 | 25 | 25.9 | 26.7 | 27.5 | 28.3 | 29.3 | 7.1 | 7.3 | 7.6 | 8.1 | 8.9 | 9.9 | 10.7 | 13.8 | 16.9 | 20.3 | 23.5 | 27.4 | 30.8 | 34.9 | 37.6 | 39.9 | 41.3 | 42.9 | 44.6 | 47 | 49.7 | 52.6 | 55.4 | 57.3 | 59.6 | 61.8 | 64.3 | 66.7 | 69 | 71.2 | 7.1 | 7.2 | 7.4 | 7.5 | 7.8 | 8.3 | 10.2 | 12.6 | 14.7 | 16.9 | 19.7 | 22.4 | 25.1 | 28.6 | 30.8 | 32.8 | 33.8 | 35.1 | 36.4 | 38.4 | 40.4 | 42.2 | 44.4 | 46 | 47.6 | 49.2 | 50.6 | 52.1 | 53.9 | 55.5 | 7.1 | 7.3 | 7.7 | 11.2 | 14.5 | 17.7 | 20.8 | 24.1 | 27.9 | 31.5 | 36.1 | 40.9 | 45.7 | 50.6 | 54.8 | 57.4 | 59.3 | 61.3 | 64.7 | 68.6 | 72.7 | 76.8 | 80.5 | 82.9 | 84.8 | 86.2 | 87.7 | 89.1 | 90.4 | 91.8 | 7.1 | 7.3 | 7.5 | 7.8 | 8.4 | 9 | 10.5 | 13.2 | 16 | 18.6 | 21.6 | 24.9 | 27.9 | 31.7 | 34.2 | 36.4 | 37.6 | 39 | 40.5 | 42.7 | 45 | 47.4 | 49.9 | 51.7 | 53.6 | 55.5 | 57.4 | 59.4 | 61.4 | 63.3
GSP | TRAWSFYNYDD | 39.6 | 39.7 | 39.7 | 39.8 | 39.8 | 40 | 40.2 | 40.4 | 40.7 | 45.9 | 53.9 | 61.1 | 68 | 77.3 | 83.8 | 88.1 | 89.6 | 90.6 | 93.3 | 93.8 | 97.9 | 101.2 | 104.3 | 107.2 | 110.1 | 112.9 | 116 | 119.3 | 122.9 | 126.6 | 39.6 | 40.1 | 40.6 | 41.3 | 42.8 | 47.5 | 52.4 | 59.9 | 68.9 | 79.6 | 92.7 | 107.5 | 121.1 | 137.2 | 148.3 | 155.4 | 159 | 163 | 169.8 | 179.5 | 189.9 | 200.2 | 210.6 | 218.4 | 226.9 | 235.3 | 243.9 | 252.4 | 260.6 | 268.4 | 39.6 | 39.8 | 40.1 | 40.3 | 43.5 | 48.2 | 53.1 | 59.7 | 66.4 | 75.2 | 87.1 | 100 | 112.1 | 127.3 | 137 | 143.1 | 145.7 | 148.9 | 154.5 | 162.9 | 171.9 | 180.5 | 189.7 | 196.5 | 203.1 | 210.2 | 217.1 | 223.6 | 230.9 | 238 | 39.6 | 40.1 | 43.1 | 55 | 67 | 79.5 | 92.1 | 107.5 | 123.3 | 137.8 | 157.4 | 178.1 | 197.4 | 217.5 | 233 | 243.1 | 248.5 | 254.9 | 267.5 | 283.2 | 298.5 | 315 | 330.8 | 337.9 | 341.6 | 344.3 | 347 | 349.5 | 352.1 | 354.5 | 39.6 | 39.9 | 40.3 | 40.8 | 43.2 | 47.9 | 52.8 | 59.8 | 67.9 | 77.4 | 89.9 | 103.7 | 116.6 | 132.2 | 142.7 | 149.3 | 152.4 | 156 | 162.2 | 171.2 | 180.9 | 190.3 | 200.1 | 207.5 | 215 | 222.7 | 230.5 | 238 | 245.7 | 253.2
GSP | WYLFA | 36.8 | 67.9 | 72 | 76.6 | 81.7 | 86.5 | 93 | 98.2 | 105.2 | 112.8 | 119.4 | 125.4 | 130.4 | 136 | 140.2 | 144.9 | 144.8 | 144.2 | 144.9 | 145.3 | 145.5 | 145.9 | 147.1 | 148.6 | 150 | 151.5 | 152.9 | 154.4 | 155.8 | 157.3 | 36.8 | 70.9 | 78.8 | 88.6 | 98.4 | 106.1 | 113.6 | 120.6 | 128.5 | 139 | 149.3 | 158.6 | 167.2 | 177.9 | 184.9 | 190.2 | 192.9 | 195 | 197.4 | 203.2 | 208.6 | 213.4 | 219 | 223.6 | 227.9 | 232 | 235.8 | 239.7 | 244 | 248.2 | 36.8 | 71.5 | 79.9 | 92 | 102.7 | 111.3 | 119.2 | 124.5 | 131 | 140.2 | 149.1 | 158.5 | 166.7 | 176.4 | 182.1 | 187.2 | 188.9 | 189.9 | 190.8 | 195.4 | 200.2 | 204.9 | 209.1 | 212.6 | 215.9 | 219.5 | 222.9 | 226.3 | 229.4 | 232.2 | 36.8 | 78.8 | 93 | 108.9 | 123.6 | 138.2 | 152.6 | 163.7 | 174 | 186.2 | 197.7 | 211.2 | 223.2 | 234.9 | 244.7 | 250.7 | 255.1 | 258 | 265 | 273.2 | 281.4 | 289.5 | 298.8 | 302.4 | 304.1 | 304.9 | 305.5 | 306.3 | 307 | 307.8 | 36.8 | 71.2 | 79.3 | 91.1 | 100.8 | 108.7 | 116.4 | 122.5 | 130 | 139.6 | 149.2 | 158.5 | 167 | 177.1 | 183.5 | 188.7 | 190.9 | 192.5 | 194 | 199.3 | 204.4 | 209.2 | 214.1 | 218.1 | 221.9 | 225.8 | 229.4 | 233 | 236.7 | 240.2

## Storage
Return to Contents | Storage (MW) | FS | FS | FS | FS | FS | FS | FS | FS | FS | FS | FS | FS | FS | FS | FS | FS | FS | FS | FS | FS | FS | FS | FS | FS | FS | FS | FS | FS | FS | FS | CT | CT | CT | CT | CT | CT | CT | CT | CT | CT | CT | CT | CT | CT | CT | CT | CT | CT | CT | CT | CT | CT | CT | CT | CT | CT | CT | CT | CT | CT | ST | ST | ST | ST | ST | ST | ST | ST | ST | ST | ST | ST | ST | ST | ST | ST | ST | ST | ST | ST | ST | ST | ST | ST | ST | ST | ST | ST | ST | ST | LW | LW | LW | LW | LW | LW | LW | LW | LW | LW | LW | LW | LW | LW | LW | LW | LW | LW | LW | LW | LW | LW | LW | LW | LW | LW | LW | LW | LW | LW | BV | BV | BV | BV | BV | BV | BV | BV | BV | BV | BV | BV | BV | BV | BV | BV | BV | BV | BV | BV | BV | BV | BV | BV | BV | BV | BV | BV | BV | BV
|  | 2021 | 2022 | 2023 | 2024 | 2025 | 2026 | 2027 | 2028 | 2029 | 2030 | 2031 | 2032 | 2033 | 2034 | 2035 | 2036 | 2037 | 2038 | 2039 | 2040 | 2041 | 2042 | 2043 | 2044 | 2045 | 2046 | 2047 | 2048 | 2049 | 2050 | 2021 | 2022 | 2023 | 2024 | 2025 | 2026 | 2027 | 2028 | 2029 | 2030 | 2031 | 2032 | 2033 | 2034 | 2035 | 2036 | 2037 | 2038 | 2039 | 2040 | 2041 | 2042 | 2043 | 2044 | 2045 | 2046 | 2047 | 2048 | 2049 | 2050 | 2021 | 2022 | 2023 | 2024 | 2025 | 2026 | 2027 | 2028 | 2029 | 2030 | 2031 | 2032 | 2033 | 2034 | 2035 | 2036 | 2037 | 2038 | 2039 | 2040 | 2041 | 2042 | 2043 | 2044 | 2045 | 2046 | 2047 | 2048 | 2049 | 2050 | 2021 | 2022 | 2023 | 2024 | 2025 | 2026 | 2027 | 2028 | 2029 | 2030 | 2031 | 2032 | 2033 | 2034 | 2035 | 2036 | 2037 | 2038 | 2039 | 2040 | 2041 | 2042 | 2043 | 2044 | 2045 | 2046 | 2047 | 2048 | 2049 | 2050 | 2021 | 2022 | 2023 | 2024 | 2025 | 2026 | 2027 | 2028 | 2029 | 2030 | 2031 | 2032 | 2033 | 2034 | 2035 | 2036 | 2037 | 2038 | 2039 | 2040 | 2041 | 2042 | 2043 | 2044 | 2045 | 2046 | 2047 | 2048 | 2049 | 2050
PSS | ABERDYFI T1 | 0 | 0 | 0 | 0 | 0 | 0 | 0 | 0 | 0 | 0 | 0 | 0 | 0 | 0 | 0 | 0 | 0 | 0 | 0 | 0 | 0 | 0 | 0 | 0 | 0 | 0 | 0 | 0 | 0 | 0 | 0 | 0 | 0 | 0 | 0 | 0 | 0 | 0 | 0 | 0 | 0 | 0.1 | 0.1 | 0.1 | 0.1 | 0.1 | 0.1 | 0.1 | 0.2 | 0.2 | 0.2 | 0.2 | 0.2 | 0.3 | 0.3 | 0.3 | 0.3 | 0.4 | 0.4 | 0.4 | 0 | 0 | 0 | 0 | 0 | 0 | 0 | 0 | 0 | 0 | 0 | 0 | 0 | 0 | 0 | 0 | 0 | 0 | 0 | 0 | 0 | 0 | 0 | 0 | 0 | 0 | 0 | 0 | 0 | 0 | 0 | 0 | 0 | 0 | 0 | 0 | 0 | 0 | 0 | 0 | 0.1 | 0.1 | 0.1 | 0.1 | 0.1 | 0.1 | 0.1 | 0.2 | 0.2 | 0.2 | 0.2 | 0.3 | 0.3 | 0.3 | 0.3 | 0.4 | 0.4 | 0.4 | 0.5 | 0.5 | 0 | 0 | 0 | 0 | 0 | 0 | 0 | 0 | 0 | 0 | 0 | 0 | 0 | 0 | 0.1 | 0.1 | 0.1 | 0.1 | 0.1 | 0.1 | 0.1 | 0.1 | 0.1 | 0.1 | 0.1 | 0.2 | 0.2 | 0.2 | 0.2 | 0.2
PSS | ABERGELE T1 / PENSARN T1 | 0 | 0 | 0 | 0 | 0 | 0 | 0 | 0 | 0 | 0.1 | 0.1 | 0.1 | 0.1 | 0.2 | 0.2 | 0.2 | 0.2 | 0.3 | 0.3 | 0.3 | 0.3 | 0.4 | 0.4 | 0.4 | 0.5 | 0.5 | 0.6 | 0.6 | 0.6 | 0.7 | 0 | 0 | 0 | 0 | 0 | 0.1 | 0.1 | 0.1 | 0.2 | 0.2 | 0.3 | 0.3 | 0.4 | 0.4 | 0.5 | 0.6 | 0.6 | 0.7 | 0.8 | 0.9 | 1 | 1.1 | 1.2 | 1.3 | 1.4 | 1.5 | 1.6 | 1.8 | 1.9 | 2 | 0 | 0 | 0 | 0 | 0 | 0 | 0.1 | 0.1 | 0.1 | 0.1 | 0.1 | 0.2 | 0.2 | 0.2 | 0.2 | 0.3 | 0.3 | 0.3 | 0.3 | 0.3 | 0.4 | 0.4 | 0.4 | 0.4 | 0.5 | 0.5 | 0.5 | 0.6 | 0.6 | 0.7 | 0 | 0 | 0 | 0 | 0.1 | 0.1 | 0.1 | 0.2 | 0.2 | 0.2 | 0.3 | 0.4 | 0.4 | 0.5 | 0.6 | 0.6 | 0.7 | 0.8 | 0.9 | 1 | 1.1 | 1.2 | 1.4 | 1.5 | 1.6 | 1.8 | 1.9 | 2.1 | 2.2 | 2.4 | 0 | 0 | 0 | 0 | 0 | 0.1 | 0.1 | 0.1 | 0.1 | 0.2 | 0.2 | 0.2 | 0.3 | 0.3 | 0.4 | 0.4 | 0.5 | 0.5 | 0.6 | 0.6 | 0.7 | 0.7 | 0.8 | 0.9 | 0.9 | 1 | 1.1 | 1.2 | 1.3 | 1.3
PSS | ABERSOCH T1 | 0 | 0 | 0 | 0 | 0 | 0 | 0 | 0 | 0 | 0 | 0 | 0 | 0 | 0 | 0 | 0 | 0 | 0 | 0 | 0 | 0 | 0 | 0 | 0 | 0 | 0 | 0 | 0 | 0 | 0 | 0 | 0 | 0 | 0 | 0 | 0 | 0 | 0 | 0 | 0 | 0.1 | 0.1 | 0.1 | 0.1 | 0.1 | 0.1 | 0.2 | 0.2 | 0.2 | 0.2 | 0.3 | 0.3 | 0.3 | 0.3 | 0.4 | 0.4 | 0.4 | 0.5 | 0.5 | 0.5 | 0 | 0 | 0 | 0 | 0 | 0 | 0 | 0 | 0 | 0 | 0 | 0 | 0 | 0 | 0 | 0 | 0 | 0 | 0 | 0 | 0 | 0 | 0 | 0 | 0 | 0 | 0 | 0 | 0 | 0 | 0 | 0 | 0 | 0 | 0 | 0 | 0 | 0 | 0.1 | 0.1 | 0.1 | 0.1 | 0.1 | 0.1 | 0.2 | 0.2 | 0.2 | 0.2 | 0.3 | 0.3 | 0.3 | 0.3 | 0.4 | 0.4 | 0.5 | 0.5 | 0.5 | 0.6 | 0.6 | 0.7 | 0 | 0 | 0 | 0 | 0 | 0 | 0 | 0 | 0 | 0 | 0 | 0 | 0 | 0.1 | 0.1 | 0.1 | 0.1 | 0.1 | 0.1 | 0.1 | 0.1 | 0.1 | 0.2 | 0.2 | 0.2 | 0.2 | 0.2 | 0.2 | 0.3 | 0.3
PSS | ABERYSTWYTH T1 / NORTH RD T1 / PARC-Y-LLYN T1 / PARC-Y-LLYN T2 / U C WALES T1 | 0 | 0 | 0 | 0 | 0 | 0 | 0 | 0 | 0 | 0 | 0 | 0 | 0 | 0 | 0 | 0 | 0 | 0 | 0 | 0 | 0 | 0 | 0 | 0 | 0 | 0 | 0 | 0 | 0 | 0 | 0 | 0 | 0 | 0 | 0 | 0.1 | 0.1 | 0.1 | 0.1 | 0.2 | 0.2 | 0.2 | 0.3 | 0.3 | 0.4 | 0.4 | 0.5 | 0.6 | 0.6 | 0.7 | 0.8 | 0.9 | 0.9 | 1 | 1.1 | 1.2 | 1.3 | 1.4 | 1.5 | 1.6 | 0 | 0 | 0 | 0 | 0 | 0 | 0 | 0 | 0.1 | 0.1 | 0.1 | 0.1 | 0.1 | 0.2 | 0.2 | 0.2 | 0.2 | 0.2 | 0.3 | 0.3 | 0.3 | 0.3 | 0.4 | 0.4 | 0.4 | 0.4 | 0.4 | 0.5 | 0.5 | 0.5 | 0 | 0 | 0 | 0 | 0 | 0.1 | 0.1 | 0.1 | 0.2 | 0.2 | 0.2 | 0.3 | 0.3 | 0.4 | 0.5 | 0.5 | 0.6 | 0.7 | 0.7 | 0.8 | 0.9 | 1 | 1.1 | 1.2 | 1.3 | 1.4 | 1.5 | 1.6 | 1.8 | 1.9 | 0 | 0 | 0 | 0 | 0 | 0 | 0 | 0.1 | 0.1 | 0.1 | 0.1 | 0.2 | 0.2 | 0.2 | 0.3 | 0.3 | 0.4 | 0.4 | 0.4 | 0.5 | 0.5 | 0.6 | 0.6 | 0.7 | 0.8 | 0.8 | 0.9 | 0.9 | 1 | 1.1
PSS | ACER AVE T1 | 0 | 0 | 0 | 0 | 0 | 0 | 0 | 0 | 0 | 0.1 | 0.1 | 0.1 | 0.1 | 0.1 | 0.2 | 0.2 | 0.2 | 0.2 | 0.2 | 0.3 | 0.3 | 0.3 | 0.4 | 0.4 | 0.5 | 0.5 | 0.5 | 0.6 | 0.6 | 0.7 | 0 | 0 | 0 | 0 | 0 | 0.1 | 0.1 | 0.1 | 0.2 | 0.2 | 0.2 | 0.3 | 0.3 | 0.4 | 0.5 | 0.5 | 0.6 | 0.7 | 0.8 | 0.9 | 1 | 1 | 1.1 | 1.3 | 1.4 | 1.5 | 1.6 | 1.7 | 1.9 | 2 | 0 | 0 | 0 | 0 | 0.1 | 0.1 | 0.1 | 0.1 | 0.1 | 0.2 | 0.2 | 0.2 | 0.2 | 0.3 | 0.3 | 0.3 | 0.3 | 0.3 | 0.4 | 0.4 | 0.4 | 0.4 | 0.5 | 0.5 | 0.5 | 0.5 | 0.6 | 0.6 | 0.7 | 0.7 | 0 | 0 | 0 | 0 | 0.1 | 0.1 | 0.1 | 0.2 | 0.2 | 0.2 | 0.3 | 0.4 | 0.4 | 0.5 | 0.6 | 0.6 | 0.7 | 0.8 | 0.9 | 1 | 1.1 | 1.2 | 1.4 | 1.5 | 1.6 | 1.7 | 1.9 | 2 | 2.2 | 2.4 | 0 | 0 | 0 | 0 | 0.1 | 0.1 | 0.1 | 0.1 | 0.1 | 0.2 | 0.2 | 0.3 | 0.3 | 0.3 | 0.4 | 0.4 | 0.5 | 0.5 | 0.6 | 0.6 | 0.7 | 0.7 | 0.8 | 0.9 | 0.9 | 1 | 1.1 | 1.2 | 1.3 | 1.4
PSS | ACORNFIELD RD T1 / DICKINSONS T1 / HAMMOND RD T1 / KODAK T1 | 0 | 0 | 0 | 0 | 0 | 0 | 0 | 0 | 0 | 0 | 0 | 0 | 0 | 0 | 0 | 0 | 0 | 0 | 0 | 0 | 0 | 0 | 0 | 0 | 0 | 0 | 0 | 0 | 0 | 0 | 0 | 0 | 0 | 0 | 0 | 0 | 0 | 0 | 0 | 0 | 0 | 0 | 0 | 0 | 0 | 0 | 0 | 0 | 0 | 0 | 0 | 0 | 0 | 0 | 0 | 0 | 0 | 0 | 0 | 0 | 0 | 0 | 0 | 0 | 0 | 0 | 0 | 0 | 0 | 0 | 0 | 0 | 0 | 0 | 0 | 0 | 0 | 0 | 0 | 0 | 0 | 0 | 0 | 0 | 0 | 0 | 0 | 0 | 0 | 0 | 0 | 0 | 0 | 0 | 0 | 0 | 0 | 0 | 0 | 0 | 0 | 0 | 0 | 0 | 0 | 0 | 0 | 0 | 0 | 0 | 0 | 0 | 0 | 0 | 0 | 0.1 | 0.1 | 0.1 | 0.1 | 0.1 | 0 | 0 | 0 | 0 | 0 | 0 | 0 | 0 | 0 | 0 | 0 | 0 | 0 | 0 | 0 | 0 | 0 | 0 | 0 | 0 | 0 | 0 | 0 | 0 | 0 | 0 | 0 | 0 | 0 | 0
PSS | ACTON T1 | 0 | 0 | 0 | 0 | 0 | 0 | 0 | 0 | 0 | 0 | 0 | 0 | 0 | 0 | 0 | 0 | 0 | 0 | 0 | 0 | 0 | 0 | 0 | 0 | 0 | 0 | 0 | 0 | 0 | 0 | 0 | 0 | 0 | 0 | 0 | 0 | 0 | 0 | 0.1 | 0.1 | 0.1 | 0.1 | 0.1 | 0.1 | 0.2 | 0.2 | 0.2 | 0.3 | 0.3 | 0.3 | 0.3 | 0.4 | 0.4 | 0.5 | 0.5 | 0.5 | 0.6 | 0.6 | 0.7 | 0.7 | 0 | 0 | 0 | 0 | 0 | 0 | 0 | 0 | 0 | 0 | 0 | 0 | 0 | 0 | 0 | 0 | 0 | 0 | 0 | 0 | 0 | 0 | 0 | 0 | 0 | 0.1 | 0.1 | 0.1 | 0.1 | 0.1 | 0 | 0 | 0 | 0 | 0 | 0 | 0.1 | 0.1 | 0.1 | 0.1 | 0.1 | 0.1 | 0.2 | 0.2 | 0.2 | 0.2 | 0.3 | 0.3 | 0.3 | 0.4 | 0.4 | 0.5 | 0.5 | 0.5 | 0.6 | 0.6 | 0.7 | 0.7 | 0.8 | 0.9 | 0 | 0 | 0 | 0 | 0 | 0 | 0 | 0 | 0 | 0 | 0 | 0.1 | 0.1 | 0.1 | 0.1 | 0.1 | 0.1 | 0.1 | 0.1 | 0.2 | 0.2 | 0.2 | 0.2 | 0.2 | 0.3 | 0.3 | 0.3 | 0.4 | 0.4 | 0.4
PSS | AIGBURTH VALE T1 / IVY AVE T1 / MATHER AVE T1 / MOSSLEY HILL T1 / WAVERTREE T1 | 0 | 0 | 0 | 0 | 0.1 | 0.1 | 0.1 | 0.1 | 0.1 | 0.2 | 0.2 | 0.2 | 0.2 | 0.3 | 0.3 | 0.3 | 0.3 | 0.4 | 0.4 | 0.4 | 0.5 | 0.5 | 0.5 | 0.6 | 0.6 | 0.7 | 0.7 | 0.8 | 0.8 | 0.9 | 0 | 0 | 0 | 0.1 | 0.1 | 0.1 | 0.2 | 0.3 | 0.3 | 0.4 | 0.5 | 0.6 | 0.7 | 0.8 | 1 | 1.1 | 1.2 | 1.4 | 1.6 | 1.7 | 1.9 | 2.1 | 2.3 | 2.5 | 2.8 | 3 | 3.2 | 3.5 | 3.7 | 4 | 0 | 0 | 0 | 0 | 0.1 | 0.1 | 0.1 | 0.1 | 0.1 | 0.2 | 0.2 | 0.2 | 0.3 | 0.3 | 0.4 | 0.4 | 0.5 | 0.5 | 0.6 | 0.6 | 0.7 | 0.7 | 0.8 | 0.8 | 0.9 | 1 | 1 | 1.1 | 1.2 | 1.2 | 0 | 0 | 0 | 0.1 | 0.1 | 0.2 | 0.2 | 0.3 | 0.4 | 0.5 | 0.6 | 0.7 | 0.8 | 1 | 1.1 | 1.3 | 1.4 | 1.6 | 1.8 | 2 | 2.2 | 2.5 | 2.7 | 3 | 3.2 | 3.5 | 3.8 | 4.1 | 4.4 | 4.7 | 0 | 0 | 0 | 0.1 | 0.1 | 0.1 | 0.1 | 0.2 | 0.2 | 0.3 | 0.4 | 0.4 | 0.5 | 0.6 | 0.7 | 0.8 | 0.9 | 1 | 1.1 | 1.2 | 1.3 | 1.4 | 1.6 | 1.7 | 1.8 | 2 | 2.1 | 2.3 | 2.4 | 2.6
PSS | AINSDALE T1 / PINFOLD LA T1 | 0 | 0 | 0 | 0 | 0 | 0 | 0 | 0 | 0 | 0 | 0 | 0 | 0 | 0 | 0 | 0 | 0 | 0 | 0 | 0 | 0 | 0 | 0 | 0 | 0 | 0 | 0 | 0 | 0 | 0 | 0 | 0 | 0 | 0 | 0 | 0.1 | 0.1 | 0.1 | 0.2 | 0.2 | 0.2 | 0.3 | 0.3 | 0.4 | 0.4 | 0.5 | 0.6 | 0.6 | 0.7 | 0.8 | 0.9 | 1 | 1.1 | 1.2 | 1.3 | 1.4 | 1.5 | 1.6 | 1.7 | 1.8 | 0 | 0 | 0 | 0 | 0 | 0 | 0 | 0.1 | 0.1 | 0.1 | 0.1 | 0.2 | 0.2 | 0.2 | 0.2 | 0.2 | 0.3 | 0.3 | 0.3 | 0.3 | 0.3 | 0.4 | 0.4 | 0.4 | 0.4 | 0.5 | 0.5 | 0.5 | 0.5 | 0.6 | 0 | 0 | 0 | 0 | 0.1 | 0.1 | 0.1 | 0.1 | 0.2 | 0.2 | 0.3 | 0.3 | 0.4 | 0.4 | 0.5 | 0.6 | 0.7 | 0.7 | 0.8 | 0.9 | 1 | 1.1 | 1.2 | 1.4 | 1.5 | 1.6 | 1.7 | 1.9 | 2 | 2.2 | 0 | 0 | 0 | 0 | 0 | 0 | 0.1 | 0.1 | 0.1 | 0.1 | 0.2 | 0.2 | 0.2 | 0.3 | 0.3 | 0.4 | 0.4 | 0.5 | 0.5 | 0.6 | 0.6 | 0.7 | 0.7 | 0.8 | 0.8 | 0.9 | 1 | 1 | 1.1 | 1.2
PSS | AINTREE LOCAL T1 / OLD ROAN T1 / WANGO LA T1 | 0 | 0 | 0 | 0 | 0 | 0 | 0 | 0 | 0 | 0 | 0 | 0 | 0 | 0 | 0 | 0 | 0 | 0 | 0 | 0 | 0 | 0 | 0 | 0 | 0.1 | 0.1 | 0.1 | 0.1 | 0.1 | 0.1 | 0 | 0 | 0 | 0 | 0 | 0.1 | 0.1 | 0.1 | 0.2 | 0.2 | 0.2 | 0.3 | 0.3 | 0.4 | 0.4 | 0.5 | 0.6 | 0.7 | 0.7 | 0.8 | 0.9 | 1 | 1.1 | 1.2 | 1.3 | 1.4 | 1.5 | 1.7 | 1.8 | 1.9 | 0 | 0 | 0 | 0 | 0.1 | 0.1 | 0.1 | 0.1 | 0.1 | 0.2 | 0.2 | 0.2 | 0.2 | 0.3 | 0.3 | 0.3 | 0.3 | 0.3 | 0.4 | 0.4 | 0.4 | 0.4 | 0.5 | 0.5 | 0.5 | 0.5 | 0.6 | 0.6 | 0.6 | 0.7 | 0 | 0 | 0 | 0 | 0.1 | 0.1 | 0.1 | 0.2 | 0.2 | 0.2 | 0.3 | 0.3 | 0.4 | 0.5 | 0.5 | 0.6 | 0.7 | 0.8 | 0.9 | 1 | 1.1 | 1.2 | 1.3 | 1.4 | 1.6 | 1.7 | 1.8 | 2 | 2.1 | 2.3 | 0 | 0 | 0 | 0 | 0.1 | 0.1 | 0.1 | 0.1 | 0.1 | 0.2 | 0.2 | 0.2 | 0.3 | 0.3 | 0.4 | 0.4 | 0.5 | 0.5 | 0.6 | 0.6 | 0.7 | 0.7 | 0.8 | 0.8 | 0.9 | 1 | 1.1 | 1.1 | 1.2 | 1.3
PSS | AIRBUS T1 / BROUGHTON RETAIL PARK T1 / MIXALLOY T1 | 0 | 0 | 0 | 0 | 0 | 0 | 0 | 0 | 0 | 0 | 0 | 0 | 0 | 0 | 0 | 0 | 0 | 0 | 0 | 0 | 0 | 0 | 0 | 0 | 0 | 0 | 0 | 0 | 0 | 0 | 0 | 0 | 0 | 0 | 0 | 0 | 0.1 | 0.1 | 0.1 | 0.1 | 0.1 | 0.1 | 0.2 | 0.2 | 0.2 | 0.3 | 0.3 | 0.3 | 0.4 | 0.4 | 0.4 | 0.5 | 0.5 | 0.6 | 0.6 | 0.7 | 0.7 | 0.8 | 0.9 | 0.9 | 0 | 0 | 0 | 0 | 0 | 0 | 0 | 0 | 0 | 0 | 0 | 0 | 0 | 0 | 0 | 0 | 0 | 0 | 0 | 0.1 | 0.1 | 0.1 | 0.1 | 0.1 | 0.2 | 0.2 | 0.2 | 0.2 | 0.2 | 0.3 | 0 | 0 | 0 | 0 | 0 | 0 | 0.1 | 0.1 | 0.1 | 0.1 | 0.1 | 0.2 | 0.2 | 0.2 | 0.3 | 0.3 | 0.3 | 0.4 | 0.4 | 0.5 | 0.5 | 0.6 | 0.6 | 0.7 | 0.7 | 0.8 | 0.9 | 0.9 | 1 | 1.1 | 0 | 0 | 0 | 0 | 0 | 0 | 0 | 0 | 0 | 0.1 | 0.1 | 0.1 | 0.1 | 0.1 | 0.1 | 0.1 | 0.1 | 0.2 | 0.2 | 0.2 | 0.3 | 0.3 | 0.3 | 0.4 | 0.4 | 0.4 | 0.5 | 0.5 | 0.5 | 0.6
PSS | AIRPORT T1 / ALDERWOOD AVE (CROYDE RD) T1 / HAREFIELD RD T1 / METAL BOX (SPEKE) T1 | 0 | 0 | 0 | 0 | 0 | 0 | 0 | 0 | 0 | 0 | 0 | 0 | 0 | 0 | 0 | 0 | 0 | 0 | 0 | 0 | 0 | 0 | 0 | 0 | 0 | 0 | 0 | 0 | 0 | 0 | 0 | 0 | 0 | 0 | 0 | 0 | 0 | 0 | 0 | 0 | 0.1 | 0.1 | 0.1 | 0.1 | 0.1 | 0.1 | 0.2 | 0.2 | 0.2 | 0.2 | 0.2 | 0.3 | 0.3 | 0.3 | 0.4 | 0.4 | 0.4 | 0.5 | 0.5 | 0.5 | 0 | 0 | 0 | 0 | 0 | 0 | 0 | 0 | 0 | 0 | 0 | 0 | 0 | 0 | 0 | 0 | 0 | 0 | 0 | 0 | 0 | 0 | 0 | 0 | 0 | 0 | 0 | 0 | 0 | 0 | 0 | 0 | 0 | 0 | 0 | 0 | 0 | 0 | 0.1 | 0.1 | 0.1 | 0.1 | 0.1 | 0.1 | 0.1 | 0.2 | 0.2 | 0.2 | 0.2 | 0.3 | 0.3 | 0.3 | 0.4 | 0.4 | 0.4 | 0.5 | 0.5 | 0.6 | 0.6 | 0.6 | 0 | 0 | 0 | 0 | 0 | 0 | 0 | 0 | 0 | 0 | 0 | 0 | 0 | 0.1 | 0.1 | 0.1 | 0.1 | 0.1 | 0.1 | 0.1 | 0.1 | 0.1 | 0.1 | 0.2 | 0.2 | 0.2 | 0.2 | 0.2 | 0.2 | 0.3
PSS | ALBERT DOCK T1 / KINGS DOCK T1 / KINGS DOCK T2 / WAPPING T1 | 0 | 0 | 0 | 0 | 0 | 0 | 0 | 0 | 0 | 0 | 0 | 0 | 0 | 0 | 0 | 0 | 0 | 0 | 0 | 0 | 0 | 0 | 0 | 0 | 0 | 0 | 0 | 0 | 0 | 0 | 0 | 0 | 0 | 0 | 0 | 0 | 0 | 0 | 0 | 0 | 0 | 0 | 0 | 0 | 0 | 0 | 0 | 0 | 0 | 0 | 0 | 0 | 0 | 0 | 0 | 0 | 0 | 0 | 0 | 0 | 0 | 0 | 0 | 0 | 0 | 0 | 0 | 0 | 0 | 0 | 0 | 0 | 0 | 0 | 0 | 0 | 0 | 0 | 0 | 0 | 0 | 0 | 0 | 0 | 0 | 0 | 0 | 0 | 0 | 0 | 0 | 0 | 0 | 0 | 0 | 0 | 0 | 0 | 0 | 0 | 0 | 0 | 0 | 0 | 0 | 0 | 0 | 0 | 0 | 0 | 0 | 0 | 0 | 0 | 0 | 0 | 0 | 0 | 0 | 0 | 0 | 0 | 0 | 0 | 0 | 0 | 0 | 0 | 0 | 0 | 0 | 0 | 0 | 0 | 0 | 0 | 0 | 0 | 0 | 0 | 0 | 0 | 0 | 0 | 0 | 0 | 0 | 0 | 0 | 0
PSS | ALLERTON T1 / ECP WEST-BANKS RD T1 / GARSTON T1 / WEAVER IND EST T1 / YEW TREE RD T1 | 0 | 0 | 0 | 0 | 0 | 0 | 0 | 0 | 0 | 0 | 0 | 0 | 0 | 0 | 0 | 0 | 0 | 0 | 0 | 0 | 0 | 0 | 0 | 0 | 0 | 0 | 0 | 0 | 0 | 0 | 0 | 0 | 0 | 0 | 0 | 0 | 0.1 | 0.1 | 0.1 | 0.1 | 0.2 | 0.2 | 0.2 | 0.3 | 0.3 | 0.4 | 0.4 | 0.5 | 0.5 | 0.6 | 0.6 | 0.7 | 0.8 | 0.8 | 0.9 | 1 | 1.1 | 1.2 | 1.3 | 1.3 | 0 | 0 | 0 | 0 | 0 | 0 | 0 | 0 | 0 | 0 | 0 | 0 | 0.1 | 0.1 | 0.1 | 0.1 | 0.1 | 0.2 | 0.2 | 0.2 | 0.2 | 0.2 | 0.3 | 0.3 | 0.3 | 0.3 | 0.4 | 0.4 | 0.4 | 0.4 | 0 | 0 | 0 | 0 | 0 | 0.1 | 0.1 | 0.1 | 0.1 | 0.2 | 0.2 | 0.2 | 0.3 | 0.3 | 0.4 | 0.4 | 0.5 | 0.5 | 0.6 | 0.7 | 0.7 | 0.8 | 0.9 | 1 | 1.1 | 1.2 | 1.3 | 1.3 | 1.4 | 1.6 | 0 | 0 | 0 | 0 | 0 | 0 | 0 | 0 | 0.1 | 0.1 | 0.1 | 0.1 | 0.1 | 0.2 | 0.2 | 0.2 | 0.3 | 0.3 | 0.4 | 0.4 | 0.4 | 0.5 | 0.5 | 0.6 | 0.6 | 0.7 | 0.7 | 0.8 | 0.8 | 0.9
PSS | ALMATEX T1 / DELTA METALS T1 / WATERY LA T2 | 0 | 0 | 0 | 0 | 0 | 0 | 0 | 0 | 0 | 0 | 0 | 0 | 0 | 0 | 0 | 0 | 0 | 0 | 0 | 0 | 0 | 0 | 0 | 0 | 0 | 0 | 0 | 0 | 0 | 0 | 0 | 0 | 0 | 0 | 0 | 0 | 0 | 0 | 0 | 0 | 0 | 0 | 0 | 0 | 0 | 0 | 0.1 | 0.1 | 0.1 | 0.1 | 0.1 | 0.1 | 0.1 | 0.1 | 0.1 | 0.1 | 0.1 | 0.1 | 0.2 | 0.2 | 0 | 0 | 0 | 0 | 0 | 0 | 0 | 0 | 0 | 0 | 0 | 0 | 0 | 0 | 0 | 0 | 0 | 0 | 0 | 0 | 0 | 0 | 0 | 0 | 0 | 0 | 0 | 0 | 0 | 0 | 0 | 0 | 0 | 0 | 0 | 0 | 0 | 0 | 0 | 0 | 0 | 0 | 0 | 0 | 0 | 0.1 | 0.1 | 0.1 | 0.1 | 0.1 | 0.1 | 0.1 | 0.1 | 0.1 | 0.1 | 0.2 | 0.2 | 0.2 | 0.2 | 0.2 | 0 | 0 | 0 | 0 | 0 | 0 | 0 | 0 | 0 | 0 | 0 | 0 | 0 | 0 | 0 | 0 | 0 | 0 | 0 | 0 | 0 | 0 | 0 | 0.1 | 0.1 | 0.1 | 0.1 | 0.1 | 0.1 | 0.1
PSS | ALMONDS TURN T1 / ATLANTIC COMPLEX T1 / GIRO T1 / MIDLAND BANK T1 / NETHERTON T1 | 0 | 0 | 0 | 0 | 0 | 0.1 | 0.1 | 0.1 | 0.1 | 0.1 | 0.1 | 0.1 | 0.1 | 0.2 | 0.2 | 0.2 | 0.3 | 0.3 | 0.3 | 0.3 | 0.4 | 0.4 | 0.4 | 0.5 | 0.5 | 0.5 | 0.6 | 0.6 | 0.7 | 0.7 | 0 | 0 | 0 | 0 | 0 | 0.1 | 0.1 | 0.1 | 0.2 | 0.2 | 0.2 | 0.3 | 0.3 | 0.4 | 0.5 | 0.5 | 0.6 | 0.7 | 0.8 | 0.9 | 1 | 1 | 1.1 | 1.3 | 1.4 | 1.5 | 1.6 | 1.7 | 1.8 | 2 | 0 | 0 | 0 | 0 | 0.1 | 0.1 | 0.1 | 0.1 | 0.1 | 0.2 | 0.2 | 0.2 | 0.2 | 0.3 | 0.3 | 0.3 | 0.3 | 0.3 | 0.4 | 0.4 | 0.4 | 0.4 | 0.5 | 0.5 | 0.5 | 0.5 | 0.6 | 0.6 | 0.6 | 0.7 | 0 | 0 | 0 | 0 | 0.1 | 0.1 | 0.1 | 0.2 | 0.2 | 0.2 | 0.3 | 0.3 | 0.4 | 0.5 | 0.5 | 0.6 | 0.7 | 0.8 | 0.9 | 1 | 1.1 | 1.2 | 1.3 | 1.5 | 1.6 | 1.7 | 1.9 | 2 | 2.1 | 2.3 | 0 | 0 | 0 | 0 | 0.1 | 0.1 | 0.1 | 0.1 | 0.1 | 0.2 | 0.2 | 0.3 | 0.3 | 0.3 | 0.4 | 0.4 | 0.5 | 0.5 | 0.6 | 0.6 | 0.7 | 0.7 | 0.8 | 0.9 | 0.9 | 1 | 1.1 | 1.2 | 1.2 | 1.3
PSS | ALPOCO T1 | 0 | 0 | 0 | 0 | 0 | 0 | 0 | 0 | 0 | 0 | 0 | 0 | 0 | 0 | 0 | 0 | 0 | 0 | 0 | 0 | 0 | 0 | 0 | 0 | 0 | 0 | 0 | 0 | 0 | 0 | 0 | 0 | 0 | 0 | 0 | 0 | 0 | 0 | 0 | 0 | 0 | 0 | 0 | 0 | 0 | 0 | 0 | 0 | 0 | 0 | 0 | 0 | 0 | 0 | 0 | 0.1 | 0.1 | 0.1 | 0.1 | 0.1 | 0 | 0 | 0 | 0 | 0 | 0 | 0 | 0 | 0 | 0 | 0 | 0 | 0 | 0 | 0 | 0 | 0 | 0 | 0 | 0 | 0 | 0 | 0 | 0 | 0 | 0 | 0 | 0 | 0 | 0 | 0 | 0 | 0 | 0 | 0 | 0 | 0 | 0 | 0 | 0 | 0 | 0 | 0 | 0 | 0 | 0 | 0 | 0 | 0 | 0 | 0 | 0.1 | 0.1 | 0.1 | 0.1 | 0.1 | 0.1 | 0.1 | 0.1 | 0.1 | 0 | 0 | 0 | 0 | 0 | 0 | 0 | 0 | 0 | 0 | 0 | 0 | 0 | 0 | 0 | 0 | 0 | 0 | 0 | 0 | 0 | 0 | 0 | 0 | 0 | 0 | 0 | 0 | 0 | 0
PSS | AMLWCH T1 / AMLWCH T2 | 0 | 0 | 0 | 0 | 0 | 0 | 0 | 0 | 0 | 0 | 0 | 0 | 0 | 0 | 0 | 0 | 0 | 0 | 0 | 0 | 0 | 0 | 0 | 0 | 0 | 0 | 0 | 0 | 0 | 0 | 0 | 0 | 0 | 0 | 0 | 0 | 0 | 0.1 | 0.1 | 0.1 | 0.1 | 0.1 | 0.1 | 0.2 | 0.2 | 0.2 | 0.2 | 0.3 | 0.3 | 0.3 | 0.4 | 0.4 | 0.4 | 0.5 | 0.5 | 0.6 | 0.6 | 0.7 | 0.7 | 0.8 | 0 | 0 | 0 | 0 | 0 | 0 | 0 | 0 | 0 | 0 | 0 | 0 | 0 | 0 | 0 | 0 | 0 | 0 | 0 | 0 | 0 | 0 | 0 | 0 | 0.1 | 0.1 | 0.1 | 0.1 | 0.1 | 0.2 | 0 | 0 | 0 | 0 | 0 | 0 | 0.1 | 0.1 | 0.1 | 0.1 | 0.1 | 0.1 | 0.2 | 0.2 | 0.2 | 0.2 | 0.3 | 0.3 | 0.3 | 0.4 | 0.4 | 0.5 | 0.5 | 0.6 | 0.6 | 0.7 | 0.7 | 0.8 | 0.8 | 0.9 | 0 | 0 | 0 | 0 | 0 | 0 | 0 | 0 | 0 | 0 | 0.1 | 0.1 | 0.1 | 0.1 | 0.1 | 0.1 | 0.1 | 0.1 | 0.2 | 0.2 | 0.2 | 0.2 | 0.2 | 0.3 | 0.3 | 0.3 | 0.4 | 0.4 | 0.4 | 0.5
PSS | ANDERTON T1 | 0 | 0 | 0 | 0 | 0 | 0 | 0 | 0 | 0 | 0 | 0 | 0 | 0 | 0 | 0 | 0 | 0 | 0 | 0 | 0 | 0 | 0 | 0 | 0 | 0 | 0 | 0 | 0 | 0 | 0 | 0 | 0 | 0 | 0 | 0 | 0 | 0.1 | 0.1 | 0.1 | 0.1 | 0.1 | 0.2 | 0.2 | 0.2 | 0.3 | 0.3 | 0.4 | 0.4 | 0.5 | 0.5 | 0.6 | 0.6 | 0.7 | 0.7 | 0.8 | 0.9 | 1 | 1 | 1.1 | 1.2 | 0 | 0 | 0 | 0 | 0 | 0 | 0 | 0 | 0 | 0 | 0 | 0 | 0 | 0.1 | 0.1 | 0.1 | 0.1 | 0.1 | 0.2 | 0.2 | 0.2 | 0.2 | 0.2 | 0.3 | 0.3 | 0.3 | 0.3 | 0.4 | 0.4 | 0.4 | 0 | 0 | 0 | 0 | 0 | 0.1 | 0.1 | 0.1 | 0.1 | 0.1 | 0.2 | 0.2 | 0.2 | 0.3 | 0.3 | 0.4 | 0.4 | 0.5 | 0.5 | 0.6 | 0.7 | 0.7 | 0.8 | 0.9 | 1 | 1 | 1.1 | 1.2 | 1.3 | 1.4 | 0 | 0 | 0 | 0 | 0 | 0 | 0 | 0 | 0 | 0.1 | 0.1 | 0.1 | 0.1 | 0.1 | 0.2 | 0.2 | 0.2 | 0.3 | 0.3 | 0.3 | 0.4 | 0.4 | 0.5 | 0.5 | 0.5 | 0.6 | 0.6 | 0.7 | 0.7 | 0.8
PSS | APPLETON T1 / HORNSBRIDGE T1 / LUGSDALE T2 | 0 | 0 | 0 | 0 | 0.1 | 0.1 | 0.1 | 0.1 | 0.1 | 0.2 | 0.2 | 0.2 | 0.2 | 0.3 | 0.3 | 0.3 | 0.3 | 0.4 | 0.4 | 0.4 | 0.5 | 0.5 | 0.5 | 0.6 | 0.6 | 0.7 | 0.7 | 0.8 | 0.8 | 0.9 | 0 | 0 | 0 | 0.1 | 0.1 | 0.1 | 0.2 | 0.2 | 0.3 | 0.3 | 0.4 | 0.5 | 0.5 | 0.6 | 0.7 | 0.8 | 0.9 | 1.1 | 1.2 | 1.3 | 1.5 | 1.6 | 1.8 | 1.9 | 2.1 | 2.3 | 2.5 | 2.7 | 2.8 | 3.1 | 0 | 0 | 0 | 0 | 0.1 | 0.1 | 0.1 | 0.1 | 0.1 | 0.2 | 0.2 | 0.2 | 0.2 | 0.3 | 0.3 | 0.3 | 0.4 | 0.4 | 0.4 | 0.5 | 0.5 | 0.6 | 0.6 | 0.7 | 0.7 | 0.7 | 0.8 | 0.8 | 0.9 | 0.9 | 0 | 0 | 0 | 0.1 | 0.1 | 0.1 | 0.2 | 0.2 | 0.3 | 0.4 | 0.4 | 0.5 | 0.6 | 0.7 | 0.8 | 1 | 1.1 | 1.2 | 1.4 | 1.5 | 1.7 | 1.9 | 2.1 | 2.3 | 2.4 | 2.7 | 2.9 | 3.1 | 3.3 | 3.6 | 0 | 0 | 0 | 0 | 0.1 | 0.1 | 0.1 | 0.2 | 0.2 | 0.2 | 0.3 | 0.3 | 0.4 | 0.4 | 0.5 | 0.6 | 0.7 | 0.7 | 0.8 | 0.9 | 1 | 1.1 | 1.2 | 1.3 | 1.4 | 1.5 | 1.6 | 1.7 | 1.9 | 2
PSS | ARROWE PK HOSP T1 / CHAMPION PLUGS T1 / CHAMPION PLUGS T2 / WOODCHURCH T1 | 0 | 0 | 0 | 0 | 0 | 0 | 0 | 0 | 0 | 0 | 0 | 0 | 0 | 0 | 0 | 0 | 0 | 0 | 0 | 0 | 0 | 0 | 0 | 0 | 0 | 0 | 0 | 0 | 0 | 0 | 0 | 0 | 0 | 0 | 0 | 0 | 0 | 0 | 0 | 0 | 0 | 0 | 0 | 0 | 0 | 0 | 0 | 0.1 | 0.1 | 0.1 | 0.1 | 0.1 | 0.1 | 0.1 | 0.1 | 0.1 | 0.1 | 0.1 | 0.1 | 0.2 | 0 | 0 | 0 | 0 | 0 | 0 | 0 | 0 | 0 | 0 | 0 | 0 | 0 | 0 | 0 | 0 | 0 | 0 | 0 | 0 | 0 | 0 | 0 | 0 | 0 | 0 | 0 | 0 | 0 | 0 | 0 | 0 | 0 | 0 | 0 | 0 | 0 | 0 | 0 | 0 | 0 | 0 | 0 | 0 | 0 | 0 | 0 | 0.1 | 0.1 | 0.1 | 0.1 | 0.1 | 0.1 | 0.1 | 0.1 | 0.1 | 0.1 | 0.2 | 0.2 | 0.2 | 0 | 0 | 0 | 0 | 0 | 0 | 0 | 0 | 0 | 0 | 0 | 0 | 0 | 0 | 0 | 0 | 0 | 0 | 0 | 0 | 0 | 0 | 0 | 0 | 0.1 | 0.1 | 0.1 | 0.1 | 0.1 | 0.1
PSS | ARUNDEL T1 / GROVE PK T1 / WAVERTREE VALE T1 | 0 | 0 | 0 | 0 | 0 | 0 | 0 | 0 | 0 | 0 | 0 | 0 | 0 | 0 | 0 | 0 | 0 | 0 | 0 | 0 | 0 | 0 | 0 | 0 | 0 | 0 | 0 | 0 | 0 | 0 | 0 | 0 | 0 | 0 | 0 | 0 | 0 | 0 | 0 | 0 | 0 | 0 | 0 | 0 | 0 | 0.1 | 0.1 | 0.1 | 0.1 | 0.1 | 0.1 | 0.1 | 0.1 | 0.1 | 0.1 | 0.1 | 0.1 | 0.2 | 0.2 | 0.2 | 0 | 0 | 0 | 0 | 0 | 0 | 0 | 0 | 0 | 0 | 0 | 0 | 0 | 0 | 0 | 0 | 0 | 0 | 0 | 0 | 0 | 0 | 0 | 0 | 0 | 0 | 0 | 0 | 0 | 0 | 0 | 0 | 0 | 0 | 0 | 0 | 0 | 0 | 0 | 0 | 0 | 0 | 0 | 0 | 0 | 0.1 | 0.1 | 0.1 | 0.1 | 0.1 | 0.1 | 0.1 | 0.1 | 0.1 | 0.2 | 0.2 | 0.2 | 0.2 | 0.2 | 0.2 | 0 | 0 | 0 | 0 | 0 | 0 | 0 | 0 | 0 | 0 | 0 | 0 | 0 | 0 | 0 | 0 | 0 | 0 | 0 | 0 | 0 | 0 | 0.1 | 0.1 | 0.1 | 0.1 | 0.1 | 0.1 | 0.1 | 0.1
PSS | ASH RD T1 / KELLOGGS (WREXHAM) T1 / KELLOGGS (WREXHAM) T2 | 0 | 0 | 0 | 0 | 0 | 0 | 0 | 0 | 0 | 0 | 0 | 0 | 0 | 0 | 0 | 0 | 0 | 0 | 0 | 0 | 0 | 0 | 0 | 0 | 0 | 0 | 0 | 0 | 0 | 0 | 0 | 0 | 0 | 0 | 0 | 0 | 0 | 0 | 0 | 0 | 0 | 0 | 0.1 | 0.1 | 0.1 | 0.1 | 0.1 | 0.1 | 0.1 | 0.1 | 0.2 | 0.2 | 0.2 | 0.2 | 0.2 | 0.2 | 0.3 | 0.3 | 0.3 | 0.3 | 0 | 0 | 0 | 0 | 0 | 0 | 0 | 0 | 0 | 0 | 0 | 0 | 0 | 0 | 0 | 0 | 0 | 0 | 0 | 0 | 0 | 0 | 0 | 0 | 0 | 0 | 0 | 0 | 0 | 0 | 0 | 0 | 0 | 0 | 0 | 0 | 0 | 0 | 0 | 0 | 0 | 0.1 | 0.1 | 0.1 | 0.1 | 0.1 | 0.1 | 0.1 | 0.2 | 0.2 | 0.2 | 0.2 | 0.2 | 0.2 | 0.3 | 0.3 | 0.3 | 0.3 | 0.4 | 0.4 | 0 | 0 | 0 | 0 | 0 | 0 | 0 | 0 | 0 | 0 | 0 | 0 | 0 | 0 | 0 | 0 | 0.1 | 0.1 | 0.1 | 0.1 | 0.1 | 0.1 | 0.1 | 0.1 | 0.1 | 0.1 | 0.1 | 0.1 | 0.2 | 0.2
PSS | ASSOCIATED LEAD T1 / GREAT BOUGHTON T1 / PIPERS ASH T1 | 0 | 0 | 0 | 0 | 0.1 | 0.1 | 0.1 | 0.1 | 0.1 | 0.2 | 0.2 | 0.2 | 0.2 | 0.3 | 0.3 | 0.3 | 0.3 | 0.4 | 0.4 | 0.4 | 0.5 | 0.5 | 0.5 | 0.6 | 0.6 | 0.7 | 0.7 | 0.8 | 0.8 | 0.9 | 0 | 0 | 0 | 0.1 | 0.1 | 0.1 | 0.2 | 0.2 | 0.3 | 0.4 | 0.4 | 0.5 | 0.6 | 0.7 | 0.8 | 1 | 1.1 | 1.2 | 1.4 | 1.5 | 1.7 | 1.9 | 2.1 | 2.3 | 2.4 | 2.7 | 2.9 | 3.1 | 3.3 | 3.6 | 0 | 0 | 0 | 0 | 0.1 | 0.1 | 0.1 | 0.1 | 0.1 | 0.2 | 0.2 | 0.2 | 0.3 | 0.3 | 0.4 | 0.4 | 0.4 | 0.5 | 0.5 | 0.6 | 0.6 | 0.7 | 0.7 | 0.8 | 0.8 | 0.9 | 1 | 1 | 1.1 | 1.1 | 0 | 0 | 0 | 0.1 | 0.1 | 0.1 | 0.2 | 0.3 | 0.3 | 0.4 | 0.5 | 0.6 | 0.7 | 0.9 | 1 | 1.1 | 1.3 | 1.4 | 1.6 | 1.8 | 2 | 2.2 | 2.4 | 2.6 | 2.9 | 3.1 | 3.4 | 3.6 | 3.9 | 4.2 | 0 | 0 | 0 | 0.1 | 0.1 | 0.1 | 0.1 | 0.2 | 0.2 | 0.3 | 0.3 | 0.4 | 0.4 | 0.5 | 0.6 | 0.7 | 0.8 | 0.9 | 1 | 1.1 | 1.2 | 1.3 | 1.4 | 1.5 | 1.6 | 1.8 | 1.9 | 2.1 | 2.2 | 2.4
PSS | ASTMOOR IND EST T1 / MACKAMAX T1 / MERSEY RD T1 / PICOW FARM RD T1 | 0 | 0 | 0 | 0 | 0 | 0 | 0 | 0 | 0 | 0 | 0 | 0 | 0 | 0 | 0 | 0 | 0 | 0 | 0 | 0 | 0 | 0 | 0 | 0 | 0 | 0 | 0 | 0 | 0 | 0 | 0 | 0 | 0 | 0 | 0 | 0 | 0 | 0 | 0 | 0 | 0 | 0.1 | 0.1 | 0.1 | 0.1 | 0.1 | 0.1 | 0.1 | 0.2 | 0.2 | 0.2 | 0.2 | 0.2 | 0.3 | 0.3 | 0.3 | 0.3 | 0.4 | 0.4 | 0.4 | 0 | 0 | 0 | 0 | 0 | 0 | 0 | 0 | 0 | 0 | 0 | 0 | 0 | 0 | 0 | 0 | 0 | 0 | 0 | 0 | 0 | 0 | 0 | 0 | 0 | 0 | 0 | 0 | 0 | 0 | 0 | 0 | 0 | 0 | 0 | 0 | 0 | 0 | 0 | 0 | 0.1 | 0.1 | 0.1 | 0.1 | 0.1 | 0.1 | 0.1 | 0.2 | 0.2 | 0.2 | 0.2 | 0.3 | 0.3 | 0.3 | 0.3 | 0.4 | 0.4 | 0.4 | 0.5 | 0.5 | 0 | 0 | 0 | 0 | 0 | 0 | 0 | 0 | 0 | 0 | 0 | 0 | 0 | 0 | 0.1 | 0.1 | 0.1 | 0.1 | 0.1 | 0.1 | 0.1 | 0.1 | 0.1 | 0.1 | 0.1 | 0.2 | 0.2 | 0.2 | 0.2 | 0.2
PSS | ATHOL ST T1 / CHISENHALE ST T1 / SANDHILLS LA T1 | 0 | 0 | 0 | 0 | 0 | 0 | 0 | 0 | 0 | 0 | 0 | 0 | 0 | 0 | 0 | 0 | 0 | 0 | 0 | 0 | 0 | 0 | 0 | 0 | 0 | 0 | 0 | 0 | 0 | 0 | 0 | 0 | 0 | 0 | 0 | 0 | 0 | 0 | 0 | 0 | 0 | 0 | 0 | 0 | 0 | 0 | 0 | 0 | 0 | 0 | 0 | 0.1 | 0.1 | 0.1 | 0.1 | 0.1 | 0.1 | 0.1 | 0.1 | 0.1 | 0 | 0 | 0 | 0 | 0 | 0 | 0 | 0 | 0 | 0 | 0 | 0 | 0 | 0 | 0 | 0 | 0 | 0 | 0 | 0 | 0 | 0 | 0 | 0 | 0 | 0 | 0 | 0 | 0 | 0 | 0 | 0 | 0 | 0 | 0 | 0 | 0 | 0 | 0 | 0 | 0 | 0 | 0 | 0 | 0 | 0 | 0 | 0 | 0 | 0.1 | 0.1 | 0.1 | 0.1 | 0.1 | 0.1 | 0.1 | 0.1 | 0.1 | 0.1 | 0.1 | 0 | 0 | 0 | 0 | 0 | 0 | 0 | 0 | 0 | 0 | 0 | 0 | 0 | 0 | 0 | 0 | 0 | 0 | 0 | 0 | 0 | 0 | 0 | 0 | 0 | 0 | 0 | 0 | 0.1 | 0.1
PSS | AUDLEM T1 | 0 | 0 | 0 | 0 | 0 | 0 | 0 | 0 | 0 | 0 | 0 | 0 | 0 | 0 | 0 | 0 | 0 | 0 | 0 | 0 | 0 | 0 | 0 | 0 | 0 | 0 | 0 | 0 | 0 | 0 | 0 | 0 | 0 | 0 | 0 | 0 | 0 | 0 | 0 | 0.1 | 0.1 | 0.1 | 0.1 | 0.1 | 0.1 | 0.2 | 0.2 | 0.2 | 0.2 | 0.3 | 0.3 | 0.3 | 0.4 | 0.4 | 0.4 | 0.5 | 0.5 | 0.6 | 0.6 | 0.6 | 0 | 0 | 0 | 0 | 0 | 0 | 0 | 0 | 0 | 0 | 0 | 0 | 0 | 0 | 0 | 0 | 0 | 0 | 0 | 0 | 0 | 0 | 0 | 0 | 0 | 0 | 0 | 0 | 0 | 0.1 | 0 | 0 | 0 | 0 | 0 | 0 | 0 | 0.1 | 0.1 | 0.1 | 0.1 | 0.1 | 0.1 | 0.2 | 0.2 | 0.2 | 0.2 | 0.3 | 0.3 | 0.3 | 0.4 | 0.4 | 0.4 | 0.5 | 0.5 | 0.6 | 0.6 | 0.6 | 0.7 | 0.7 | 0 | 0 | 0 | 0 | 0 | 0 | 0 | 0 | 0 | 0 | 0 | 0 | 0.1 | 0.1 | 0.1 | 0.1 | 0.1 | 0.1 | 0.1 | 0.1 | 0.1 | 0.2 | 0.2 | 0.2 | 0.2 | 0.2 | 0.3 | 0.3 | 0.3 | 0.3
PSS | BALA T1 | 0 | 0 | 0 | 0 | 0 | 0 | 0 | 0 | 0 | 0 | 0 | 0 | 0 | 0 | 0 | 0 | 0 | 0 | 0 | 0 | 0 | 0 | 0 | 0 | 0 | 0 | 0 | 0 | 0 | 0 | 0 | 0 | 0 | 0 | 0 | 0 | 0 | 0 | 0 | 0.1 | 0.1 | 0.1 | 0.1 | 0.1 | 0.1 | 0.2 | 0.2 | 0.2 | 0.2 | 0.3 | 0.3 | 0.3 | 0.3 | 0.4 | 0.4 | 0.4 | 0.5 | 0.5 | 0.6 | 0.6 | 0 | 0 | 0 | 0 | 0 | 0 | 0 | 0 | 0 | 0 | 0 | 0 | 0 | 0 | 0 | 0 | 0 | 0 | 0 | 0 | 0 | 0 | 0 | 0 | 0 | 0 | 0 | 0 | 0 | 0 | 0 | 0 | 0 | 0 | 0 | 0 | 0 | 0 | 0.1 | 0.1 | 0.1 | 0.1 | 0.1 | 0.2 | 0.2 | 0.2 | 0.2 | 0.3 | 0.3 | 0.3 | 0.3 | 0.4 | 0.4 | 0.4 | 0.5 | 0.5 | 0.6 | 0.6 | 0.7 | 0.7 | 0 | 0 | 0 | 0 | 0 | 0 | 0 | 0 | 0 | 0 | 0 | 0 | 0.1 | 0.1 | 0.1 | 0.1 | 0.1 | 0.1 | 0.1 | 0.1 | 0.1 | 0.2 | 0.2 | 0.2 | 0.2 | 0.2 | 0.2 | 0.3 | 0.3 | 0.3
PSS | BANASTRE RD T1 / DOVER RD T1 / GRANTHAM CL T1 | 0 | 0 | 0 | 0 | 0.1 | 0.1 | 0.1 | 0.1 | 0.1 | 0.2 | 0.2 | 0.2 | 0.2 | 0.3 | 0.3 | 0.3 | 0.3 | 0.4 | 0.4 | 0.4 | 0.4 | 0.5 | 0.5 | 0.6 | 0.6 | 0.7 | 0.7 | 0.7 | 0.8 | 0.8 | 0 | 0 | 0 | 0 | 0.1 | 0.1 | 0.1 | 0.2 | 0.2 | 0.3 | 0.3 | 0.4 | 0.5 | 0.6 | 0.6 | 0.7 | 0.8 | 0.9 | 1 | 1.1 | 1.3 | 1.4 | 1.5 | 1.7 | 1.8 | 2 | 2.1 | 2.3 | 2.5 | 2.6 | 0 | 0 | 0 | 0 | 0.1 | 0.1 | 0.1 | 0.1 | 0.1 | 0.2 | 0.2 | 0.2 | 0.2 | 0.3 | 0.3 | 0.3 | 0.3 | 0.3 | 0.4 | 0.4 | 0.5 | 0.5 | 0.6 | 0.6 | 0.6 | 0.7 | 0.7 | 0.8 | 0.8 | 0.8 | 0 | 0 | 0 | 0.1 | 0.1 | 0.1 | 0.2 | 0.2 | 0.3 | 0.3 | 0.4 | 0.5 | 0.6 | 0.6 | 0.7 | 0.8 | 1 | 1.1 | 1.2 | 1.3 | 1.5 | 1.6 | 1.8 | 1.9 | 2.1 | 2.3 | 2.5 | 2.7 | 2.9 | 3.1 | 0 | 0 | 0 | 0 | 0.1 | 0.1 | 0.1 | 0.1 | 0.2 | 0.2 | 0.3 | 0.3 | 0.4 | 0.4 | 0.5 | 0.5 | 0.6 | 0.6 | 0.7 | 0.8 | 0.9 | 1 | 1 | 1.1 | 1.2 | 1.3 | 1.4 | 1.5 | 1.6 | 1.7
PSS | BANGOR HOSP T1 / EITHINOG T1 / BANGOR UNIVERSITY T1 / HIRAEL T1 | 0 | 0 | 0 | 0 | 0 | 0 | 0 | 0 | 0 | 0 | 0 | 0 | 0 | 0 | 0 | 0 | 0 | 0 | 0 | 0 | 0 | 0 | 0 | 0 | 0 | 0 | 0 | 0 | 0 | 0 | 0 | 0 | 0 | 0 | 0 | 0 | 0 | 0.1 | 0.1 | 0.1 | 0.1 | 0.1 | 0.1 | 0.2 | 0.2 | 0.2 | 0.2 | 0.3 | 0.3 | 0.3 | 0.4 | 0.4 | 0.5 | 0.5 | 0.5 | 0.6 | 0.6 | 0.7 | 0.7 | 0.8 | 0 | 0 | 0 | 0 | 0 | 0 | 0 | 0 | 0 | 0 | 0 | 0 | 0 | 0 | 0 | 0 | 0 | 0 | 0 | 0 | 0 | 0 | 0 | 0.1 | 0.1 | 0.1 | 0.1 | 0.1 | 0.2 | 0.2 | 0 | 0 | 0 | 0 | 0 | 0 | 0.1 | 0.1 | 0.1 | 0.1 | 0.1 | 0.1 | 0.2 | 0.2 | 0.2 | 0.3 | 0.3 | 0.3 | 0.4 | 0.4 | 0.4 | 0.5 | 0.5 | 0.6 | 0.6 | 0.7 | 0.7 | 0.8 | 0.9 | 0.9 | 0 | 0 | 0 | 0 | 0 | 0 | 0 | 0 | 0 | 0 | 0.1 | 0.1 | 0.1 | 0.1 | 0.1 | 0.1 | 0.1 | 0.1 | 0.2 | 0.2 | 0.2 | 0.2 | 0.2 | 0.3 | 0.3 | 0.3 | 0.4 | 0.4 | 0.4 | 0.5
PSS | BARBAULD ST T1 / HORROCKS LA T1 / WARRINGTON CENTRAL T1 | 0 | 0 | 0 | 0 | 0 | 0 | 0 | 0 | 0 | 0 | 0 | 0 | 0 | 0 | 0 | 0 | 0 | 0 | 0 | 0 | 0 | 0 | 0 | 0 | 0 | 0 | 0 | 0 | 0 | 0 | 0 | 0 | 0 | 0 | 0 | 0 | 0 | 0 | 0 | 0 | 0 | 0 | 0 | 0 | 0 | 0 | 0 | 0 | 0 | 0 | 0 | 0 | 0 | 0 | 0 | 0 | 0 | 0 | 0 | 0 | 0 | 0 | 0 | 0 | 0 | 0 | 0 | 0 | 0 | 0 | 0 | 0 | 0 | 0 | 0 | 0 | 0 | 0 | 0 | 0 | 0 | 0 | 0 | 0 | 0 | 0 | 0 | 0 | 0 | 0 | 0 | 0 | 0 | 0 | 0 | 0 | 0 | 0 | 0 | 0 | 0 | 0 | 0 | 0 | 0 | 0 | 0 | 0 | 0 | 0 | 0 | 0 | 0 | 0 | 0 | 0 | 0 | 0 | 0 | 0 | 0 | 0 | 0 | 0 | 0 | 0 | 0 | 0 | 0 | 0 | 0 | 0 | 0 | 0 | 0 | 0 | 0 | 0 | 0 | 0 | 0 | 0 | 0 | 0 | 0 | 0 | 0 | 0 | 0 | 0
PSS | BARMOUTH T1 | 0 | 0 | 0 | 0 | 0 | 0 | 0 | 0 | 0 | 0 | 0 | 0 | 0 | 0 | 0 | 0 | 0 | 0 | 0 | 0 | 0 | 0 | 0 | 0 | 0 | 0 | 0 | 0 | 0 | 0 | 0 | 0 | 0 | 0 | 0 | 0 | 0 | 0 | 0 | 0 | 0 | 0 | 0 | 0 | 0.1 | 0.1 | 0.1 | 0.1 | 0.1 | 0.1 | 0.1 | 0.1 | 0.1 | 0.1 | 0.2 | 0.2 | 0.2 | 0.2 | 0.2 | 0.2 | 0 | 0 | 0 | 0 | 0 | 0 | 0 | 0 | 0 | 0 | 0 | 0 | 0 | 0 | 0 | 0 | 0 | 0 | 0 | 0 | 0 | 0 | 0 | 0 | 0 | 0 | 0 | 0 | 0 | 0 | 0 | 0 | 0 | 0 | 0 | 0 | 0 | 0 | 0 | 0 | 0 | 0 | 0 | 0.1 | 0.1 | 0.1 | 0.1 | 0.1 | 0.1 | 0.1 | 0.1 | 0.1 | 0.2 | 0.2 | 0.2 | 0.2 | 0.2 | 0.2 | 0.3 | 0.3 | 0 | 0 | 0 | 0 | 0 | 0 | 0 | 0 | 0 | 0 | 0 | 0 | 0 | 0 | 0 | 0 | 0 | 0 | 0 | 0 | 0.1 | 0.1 | 0.1 | 0.1 | 0.1 | 0.1 | 0.1 | 0.1 | 0.1 | 0.1
PSS | BARNSTON T1 / GAYTON T1 / IRBY T1 / THINGWALL T1 | 0 | 0 | 0 | 0 | 0.1 | 0.1 | 0.1 | 0.1 | 0.1 | 0.2 | 0.2 | 0.2 | 0.2 | 0.3 | 0.3 | 0.3 | 0.3 | 0.4 | 0.4 | 0.5 | 0.5 | 0.5 | 0.6 | 0.6 | 0.7 | 0.7 | 0.7 | 0.8 | 0.8 | 0.9 | 0 | 0 | 0.1 | 0.1 | 0.1 | 0.2 | 0.3 | 0.4 | 0.5 | 0.6 | 0.7 | 0.8 | 1 | 1.2 | 1.3 | 1.5 | 1.7 | 1.9 | 2.2 | 2.4 | 2.7 | 3 | 3.2 | 3.5 | 3.8 | 4.2 | 4.5 | 4.9 | 5.2 | 5.6 | 0 | 0 | 0 | 0.1 | 0.1 | 0.1 | 0.1 | 0.2 | 0.2 | 0.3 | 0.3 | 0.4 | 0.4 | 0.5 | 0.5 | 0.6 | 0.7 | 0.7 | 0.8 | 0.9 | 0.9 | 1 | 1.1 | 1.2 | 1.3 | 1.4 | 1.5 | 1.5 | 1.6 | 1.7 | 0 | 0 | 0.1 | 0.1 | 0.2 | 0.2 | 0.3 | 0.4 | 0.5 | 0.7 | 0.8 | 1 | 1.1 | 1.3 | 1.5 | 1.8 | 2 | 2.3 | 2.5 | 2.8 | 3.1 | 3.4 | 3.8 | 4.1 | 4.5 | 4.8 | 5.2 | 5.6 | 6.1 | 6.5 | 0 | 0 | 0.1 | 0.1 | 0.1 | 0.2 | 0.2 | 0.3 | 0.4 | 0.4 | 0.5 | 0.6 | 0.7 | 0.8 | 0.9 | 1.1 | 1.2 | 1.3 | 1.5 | 1.6 | 1.8 | 2 | 2.2 | 2.4 | 2.6 | 2.8 | 3 | 3.2 | 3.4 | 3.7
PSS | BASCHURCH T1 | 0 | 0 | 0 | 0 | 0 | 0 | 0 | 0 | 0 | 0 | 0 | 0 | 0 | 0 | 0 | 0 | 0 | 0 | 0 | 0 | 0 | 0 | 0 | 0 | 0 | 0 | 0 | 0 | 0 | 0 | 0 | 0 | 0 | 0 | 0 | 0 | 0.1 | 0.1 | 0.1 | 0.1 | 0.1 | 0.2 | 0.2 | 0.2 | 0.2 | 0.3 | 0.3 | 0.4 | 0.4 | 0.4 | 0.5 | 0.5 | 0.6 | 0.6 | 0.7 | 0.7 | 0.8 | 0.9 | 0.9 | 1 | 0 | 0 | 0 | 0 | 0 | 0 | 0 | 0 | 0 | 0 | 0 | 0 | 0 | 0 | 0 | 0 | 0 | 0.1 | 0.1 | 0.1 | 0.1 | 0.1 | 0.2 | 0.2 | 0.2 | 0.2 | 0.2 | 0.3 | 0.3 | 0.3 | 0 | 0 | 0 | 0 | 0 | 0 | 0.1 | 0.1 | 0.1 | 0.1 | 0.1 | 0.2 | 0.2 | 0.2 | 0.3 | 0.3 | 0.4 | 0.4 | 0.4 | 0.5 | 0.6 | 0.6 | 0.7 | 0.7 | 0.8 | 0.9 | 0.9 | 1 | 1.1 | 1.2 | 0 | 0 | 0 | 0 | 0 | 0 | 0 | 0 | 0 | 0.1 | 0.1 | 0.1 | 0.1 | 0.1 | 0.1 | 0.1 | 0.2 | 0.2 | 0.2 | 0.3 | 0.3 | 0.3 | 0.4 | 0.4 | 0.4 | 0.5 | 0.5 | 0.6 | 0.6 | 0.7
PSS | BASS CHARRINGTON T1 / BASS CHARRINGTON T2 / CLIFTON T1 / YKK T1 | 0 | 0 | 0 | 0 | 0 | 0 | 0 | 0 | 0 | 0 | 0 | 0 | 0 | 0 | 0 | 0 | 0 | 0 | 0 | 0 | 0 | 0 | 0 | 0 | 0 | 0 | 0 | 0 | 0 | 0 | 0 | 0 | 0 | 0 | 0 | 0 | 0.1 | 0.1 | 0.1 | 0.1 | 0.2 | 0.2 | 0.2 | 0.3 | 0.3 | 0.4 | 0.4 | 0.5 | 0.5 | 0.6 | 0.6 | 0.7 | 0.8 | 0.9 | 0.9 | 1 | 1.1 | 1.2 | 1.3 | 1.3 | 0 | 0 | 0 | 0 | 0 | 0 | 0 | 0 | 0 | 0 | 0 | 0 | 0.1 | 0.1 | 0.1 | 0.1 | 0.1 | 0.2 | 0.2 | 0.2 | 0.2 | 0.2 | 0.3 | 0.3 | 0.3 | 0.3 | 0.4 | 0.4 | 0.4 | 0.4 | 0 | 0 | 0 | 0 | 0 | 0.1 | 0.1 | 0.1 | 0.1 | 0.2 | 0.2 | 0.2 | 0.3 | 0.3 | 0.4 | 0.4 | 0.5 | 0.5 | 0.6 | 0.7 | 0.7 | 0.8 | 0.9 | 1 | 1.1 | 1.2 | 1.3 | 1.4 | 1.5 | 1.6 | 0 | 0 | 0 | 0 | 0 | 0 | 0 | 0 | 0.1 | 0.1 | 0.1 | 0.1 | 0.1 | 0.2 | 0.2 | 0.2 | 0.3 | 0.3 | 0.4 | 0.4 | 0.4 | 0.5 | 0.5 | 0.6 | 0.6 | 0.7 | 0.7 | 0.8 | 0.8 | 0.9
PSS | BATTERSBY LA T1 / RYLANDS ELDON ST T2 | 0 | 0 | 0 | 0 | 0 | 0 | 0 | 0 | 0 | 0 | 0 | 0 | 0 | 0 | 0 | 0 | 0 | 0 | 0 | 0 | 0 | 0 | 0 | 0 | 0 | 0 | 0 | 0 | 0 | 0 | 0 | 0 | 0 | 0 | 0 | 0 | 0 | 0 | 0 | 0 | 0 | 0 | 0 | 0 | 0 | 0 | 0 | 0 | 0 | 0 | 0 | 0 | 0 | 0 | 0 | 0 | 0 | 0 | 0 | 0 | 0 | 0 | 0 | 0 | 0 | 0 | 0 | 0 | 0 | 0 | 0 | 0 | 0 | 0 | 0 | 0 | 0 | 0 | 0 | 0 | 0 | 0 | 0 | 0 | 0 | 0 | 0 | 0 | 0 | 0 | 0 | 0 | 0 | 0 | 0 | 0 | 0 | 0 | 0 | 0 | 0 | 0 | 0 | 0 | 0 | 0 | 0 | 0 | 0 | 0 | 0 | 0 | 0 | 0 | 0 | 0 | 0 | 0 | 0 | 0 | 0 | 0 | 0 | 0 | 0 | 0 | 0 | 0 | 0 | 0 | 0 | 0 | 0 | 0 | 0 | 0 | 0 | 0 | 0 | 0 | 0 | 0 | 0 | 0 | 0 | 0 | 0 | 0 | 0 | 0
PSS | BEAUMARIS T1 | 0 | 0 | 0 | 0 | 0 | 0 | 0 | 0 | 0 | 0 | 0 | 0 | 0 | 0 | 0 | 0 | 0 | 0 | 0 | 0 | 0 | 0 | 0 | 0 | 0 | 0 | 0 | 0 | 0 | 0 | 0 | 0 | 0 | 0 | 0 | 0 | 0 | 0 | 0 | 0 | 0.1 | 0.1 | 0.1 | 0.1 | 0.1 | 0.1 | 0.2 | 0.2 | 0.2 | 0.2 | 0.2 | 0.3 | 0.3 | 0.3 | 0.4 | 0.4 | 0.4 | 0.5 | 0.5 | 0.5 | 0 | 0 | 0 | 0 | 0 | 0 | 0 | 0 | 0 | 0 | 0 | 0 | 0 | 0 | 0 | 0 | 0 | 0 | 0 | 0 | 0 | 0 | 0 | 0 | 0 | 0 | 0 | 0 | 0 | 0 | 0 | 0 | 0 | 0 | 0 | 0 | 0 | 0 | 0 | 0.1 | 0.1 | 0.1 | 0.1 | 0.1 | 0.1 | 0.1 | 0.2 | 0.2 | 0.2 | 0.2 | 0.3 | 0.3 | 0.3 | 0.4 | 0.4 | 0.4 | 0.5 | 0.5 | 0.6 | 0.6 | 0 | 0 | 0 | 0 | 0 | 0 | 0 | 0 | 0 | 0 | 0 | 0 | 0 | 0.1 | 0.1 | 0.1 | 0.1 | 0.1 | 0.1 | 0.1 | 0.1 | 0.1 | 0.1 | 0.2 | 0.2 | 0.2 | 0.2 | 0.2 | 0.2 | 0.3
PSS | BEAUMONT ST T1 / DINGLE VALE T1 / LARK LA T1 / MDHB BRUNSWICK DOCK T1 | 0 | 0 | 0 | 0 | 0 | 0 | 0 | 0 | 0 | 0 | 0 | 0 | 0 | 0 | 0 | 0 | 0 | 0 | 0 | 0 | 0 | 0 | 0 | 0 | 0 | 0 | 0 | 0 | 0 | 0 | 0 | 0 | 0 | 0 | 0 | 0 | 0 | 0 | 0 | 0 | 0 | 0 | 0 | 0.1 | 0.1 | 0.1 | 0.1 | 0.1 | 0.1 | 0.1 | 0.1 | 0.1 | 0.1 | 0.2 | 0.2 | 0.2 | 0.2 | 0.2 | 0.2 | 0.2 | 0 | 0 | 0 | 0 | 0 | 0 | 0 | 0 | 0 | 0 | 0 | 0 | 0 | 0 | 0 | 0 | 0 | 0 | 0 | 0 | 0 | 0 | 0 | 0 | 0 | 0 | 0 | 0 | 0 | 0 | 0 | 0 | 0 | 0 | 0 | 0 | 0 | 0 | 0 | 0 | 0 | 0 | 0 | 0.1 | 0.1 | 0.1 | 0.1 | 0.1 | 0.1 | 0.1 | 0.1 | 0.1 | 0.2 | 0.2 | 0.2 | 0.2 | 0.2 | 0.2 | 0.3 | 0.3 | 0 | 0 | 0 | 0 | 0 | 0 | 0 | 0 | 0 | 0 | 0 | 0 | 0 | 0 | 0 | 0 | 0 | 0 | 0 | 0.1 | 0.1 | 0.1 | 0.1 | 0.1 | 0.1 | 0.1 | 0.1 | 0.1 | 0.1 | 0.1
PSS | BEDBURN DV T1 / BLUEBELL LA T1 / BROOKBRIDGE T1 / ECCLESTON T1 | 0 | 0 | 0 | 0 | 0.1 | 0.1 | 0.1 | 0.1 | 0.1 | 0.2 | 0.2 | 0.2 | 0.2 | 0.3 | 0.3 | 0.3 | 0.3 | 0.4 | 0.4 | 0.4 | 0.4 | 0.5 | 0.5 | 0.6 | 0.6 | 0.7 | 0.7 | 0.7 | 0.8 | 0.8 | 0 | 0 | 0 | 0 | 0.1 | 0.1 | 0.1 | 0.2 | 0.2 | 0.3 | 0.4 | 0.4 | 0.5 | 0.6 | 0.7 | 0.8 | 0.9 | 1 | 1.1 | 1.2 | 1.3 | 1.5 | 1.6 | 1.8 | 1.9 | 2.1 | 2.3 | 2.4 | 2.6 | 2.8 | 0 | 0 | 0 | 0 | 0.1 | 0.1 | 0.1 | 0.1 | 0.1 | 0.2 | 0.2 | 0.2 | 0.2 | 0.3 | 0.3 | 0.3 | 0.3 | 0.4 | 0.4 | 0.5 | 0.5 | 0.6 | 0.6 | 0.6 | 0.7 | 0.7 | 0.8 | 0.8 | 0.8 | 0.9 | 0 | 0 | 0 | 0.1 | 0.1 | 0.1 | 0.2 | 0.2 | 0.3 | 0.3 | 0.4 | 0.5 | 0.6 | 0.7 | 0.8 | 0.9 | 1 | 1.1 | 1.3 | 1.4 | 1.6 | 1.7 | 1.9 | 2.1 | 2.3 | 2.5 | 2.7 | 2.9 | 3.1 | 3.3 | 0 | 0 | 0 | 0 | 0.1 | 0.1 | 0.1 | 0.2 | 0.2 | 0.2 | 0.3 | 0.3 | 0.4 | 0.4 | 0.5 | 0.5 | 0.6 | 0.7 | 0.8 | 0.8 | 0.9 | 1 | 1.1 | 1.2 | 1.3 | 1.4 | 1.5 | 1.6 | 1.7 | 1.8
PSS | BEECH ST T1 / LISTER DV A T2 | 0 | 0 | 0 | 0 | 0 | 0 | 0 | 0 | 0 | 0 | 0 | 0 | 0 | 0 | 0 | 0 | 0 | 0 | 0 | 0 | 0 | 0 | 0 | 0 | 0 | 0 | 0 | 0 | 0 | 0 | 0 | 0 | 0 | 0 | 0 | 0 | 0 | 0 | 0 | 0 | 0 | 0 | 0 | 0 | 0 | 0 | 0 | 0.1 | 0.1 | 0.1 | 0.1 | 0.1 | 0.1 | 0.1 | 0.1 | 0.1 | 0.1 | 0.1 | 0.1 | 0.1 | 0 | 0 | 0 | 0 | 0 | 0 | 0 | 0 | 0 | 0 | 0 | 0 | 0 | 0 | 0 | 0 | 0 | 0 | 0 | 0 | 0 | 0 | 0 | 0 | 0 | 0 | 0 | 0 | 0 | 0 | 0 | 0 | 0 | 0 | 0 | 0 | 0 | 0 | 0 | 0 | 0 | 0 | 0 | 0 | 0 | 0 | 0 | 0.1 | 0.1 | 0.1 | 0.1 | 0.1 | 0.1 | 0.1 | 0.1 | 0.1 | 0.1 | 0.1 | 0.2 | 0.2 | 0 | 0 | 0 | 0 | 0 | 0 | 0 | 0 | 0 | 0 | 0 | 0 | 0 | 0 | 0 | 0 | 0 | 0 | 0 | 0 | 0 | 0 | 0 | 0 | 0.1 | 0.1 | 0.1 | 0.1 | 0.1 | 0.1
PSS | BEMROSE T1 / CARR LA EAST T1 / LUCAS (FAZAKERLEY) T1 / NORRIS GREEN T1 / WEST DERBY T1 | 0 | 0 | 0 | 0 | 0.1 | 0.1 | 0.1 | 0.1 | 0.1 | 0.2 | 0.2 | 0.2 | 0.2 | 0.3 | 0.3 | 0.3 | 0.3 | 0.4 | 0.4 | 0.4 | 0.5 | 0.5 | 0.5 | 0.6 | 0.6 | 0.7 | 0.7 | 0.8 | 0.8 | 0.9 | 0 | 0 | 0 | 0.1 | 0.1 | 0.2 | 0.2 | 0.3 | 0.4 | 0.4 | 0.5 | 0.6 | 0.8 | 0.9 | 1 | 1.2 | 1.3 | 1.5 | 1.7 | 1.9 | 2.1 | 2.3 | 2.5 | 2.7 | 3 | 3.2 | 3.5 | 3.7 | 4 | 4.3 | 0 | 0 | 0 | 0 | 0.1 | 0.1 | 0.1 | 0.1 | 0.2 | 0.2 | 0.2 | 0.3 | 0.3 | 0.4 | 0.4 | 0.5 | 0.5 | 0.5 | 0.6 | 0.7 | 0.7 | 0.8 | 0.8 | 0.9 | 1 | 1 | 1.1 | 1.2 | 1.2 | 1.3 | 0 | 0 | 0 | 0.1 | 0.1 | 0.2 | 0.2 | 0.3 | 0.4 | 0.5 | 0.6 | 0.7 | 0.9 | 1 | 1.2 | 1.4 | 1.5 | 1.7 | 1.9 | 2.1 | 2.4 | 2.6 | 2.9 | 3.1 | 3.4 | 3.7 | 4 | 4.3 | 4.6 | 5 | 0 | 0 | 0 | 0.1 | 0.1 | 0.1 | 0.2 | 0.2 | 0.3 | 0.3 | 0.4 | 0.5 | 0.5 | 0.6 | 0.7 | 0.8 | 0.9 | 1 | 1.1 | 1.3 | 1.4 | 1.5 | 1.7 | 1.8 | 2 | 2.1 | 2.3 | 2.4 | 2.6 | 2.8
PSS | BENTINCK ST T1 / BENTINCK ST T2 / CHESTER ST (BIRKENHEAD) T1 | 0 | 0 | 0 | 0 | 0 | 0 | 0 | 0 | 0 | 0 | 0 | 0 | 0 | 0 | 0 | 0 | 0 | 0 | 0 | 0 | 0 | 0 | 0 | 0 | 0 | 0 | 0 | 0 | 0 | 0 | 0 | 0 | 0 | 0 | 0 | 0 | 0 | 0 | 0 | 0 | 0 | 0 | 0 | 0 | 0 | 0 | 0 | 0 | 0 | 0 | 0 | 0 | 0 | 0.1 | 0.1 | 0.1 | 0.1 | 0.1 | 0.1 | 0.1 | 0 | 0 | 0 | 0 | 0 | 0 | 0 | 0 | 0 | 0 | 0 | 0 | 0 | 0 | 0 | 0 | 0 | 0 | 0 | 0 | 0 | 0 | 0 | 0 | 0 | 0 | 0 | 0 | 0 | 0 | 0 | 0 | 0 | 0 | 0 | 0 | 0 | 0 | 0 | 0 | 0 | 0 | 0 | 0 | 0 | 0 | 0 | 0 | 0 | 0 | 0 | 0.1 | 0.1 | 0.1 | 0.1 | 0.1 | 0.1 | 0.1 | 0.1 | 0.1 | 0 | 0 | 0 | 0 | 0 | 0 | 0 | 0 | 0 | 0 | 0 | 0 | 0 | 0 | 0 | 0 | 0 | 0 | 0 | 0 | 0 | 0 | 0 | 0 | 0 | 0 | 0 | 0 | 0 | 0
PSS | BERSHAM COLLIERY T1 | 0 | 0 | 0 | 0 | 0 | 0 | 0 | 0 | 0 | 0 | 0 | 0 | 0 | 0 | 0 | 0 | 0 | 0 | 0 | 0 | 0 | 0 | 0 | 0 | 0 | 0 | 0 | 0 | 0 | 0 | 0 | 0 | 0 | 0 | 0 | 0 | 0 | 0 | 0 | 0 | 0 | 0 | 0.1 | 0.1 | 0.1 | 0.1 | 0.1 | 0.1 | 0.1 | 0.1 | 0.2 | 0.2 | 0.2 | 0.2 | 0.2 | 0.3 | 0.3 | 0.3 | 0.3 | 0.4 | 0 | 0 | 0 | 0 | 0 | 0 | 0 | 0 | 0 | 0 | 0 | 0 | 0 | 0 | 0 | 0 | 0 | 0 | 0 | 0 | 0 | 0 | 0 | 0 | 0 | 0 | 0 | 0 | 0 | 0 | 0 | 0 | 0 | 0 | 0 | 0 | 0 | 0 | 0 | 0 | 0.1 | 0.1 | 0.1 | 0.1 | 0.1 | 0.1 | 0.1 | 0.1 | 0.2 | 0.2 | 0.2 | 0.2 | 0.2 | 0.3 | 0.3 | 0.3 | 0.3 | 0.4 | 0.4 | 0.4 | 0 | 0 | 0 | 0 | 0 | 0 | 0 | 0 | 0 | 0 | 0 | 0 | 0 | 0 | 0 | 0 | 0.1 | 0.1 | 0.1 | 0.1 | 0.1 | 0.1 | 0.1 | 0.1 | 0.1 | 0.1 | 0.1 | 0.2 | 0.2 | 0.2
PSS | BERSHAM RD T1 / IND COOPE T1 / RHYD BROUGHTON LA T1 / TUTTLE ST T1 | 0 | 0 | 0 | 0 | 0 | 0 | 0 | 0 | 0 | 0 | 0 | 0 | 0 | 0 | 0 | 0 | 0 | 0 | 0 | 0 | 0 | 0 | 0 | 0 | 0 | 0 | 0 | 0 | 0 | 0 | 0 | 0 | 0 | 0 | 0 | 0 | 0.1 | 0.1 | 0.1 | 0.1 | 0.2 | 0.2 | 0.3 | 0.3 | 0.3 | 0.4 | 0.4 | 0.5 | 0.6 | 0.6 | 0.7 | 0.8 | 0.8 | 0.9 | 1 | 1.1 | 1.2 | 1.2 | 1.3 | 1.4 | 0 | 0 | 0 | 0 | 0 | 0 | 0 | 0 | 0 | 0 | 0.1 | 0.1 | 0.1 | 0.1 | 0.1 | 0.2 | 0.2 | 0.2 | 0.2 | 0.2 | 0.3 | 0.3 | 0.3 | 0.3 | 0.4 | 0.4 | 0.4 | 0.4 | 0.4 | 0.5 | 0 | 0 | 0 | 0 | 0 | 0.1 | 0.1 | 0.1 | 0.1 | 0.2 | 0.2 | 0.2 | 0.3 | 0.3 | 0.4 | 0.4 | 0.5 | 0.6 | 0.6 | 0.7 | 0.8 | 0.9 | 1 | 1 | 1.1 | 1.2 | 1.3 | 1.4 | 1.5 | 1.7 | 0 | 0 | 0 | 0 | 0 | 0 | 0 | 0 | 0.1 | 0.1 | 0.1 | 0.1 | 0.2 | 0.2 | 0.2 | 0.3 | 0.3 | 0.4 | 0.4 | 0.4 | 0.5 | 0.5 | 0.6 | 0.6 | 0.7 | 0.7 | 0.8 | 0.8 | 0.9 | 0.9
PSS | BETHESDA T1 | 0 | 0 | 0 | 0 | 0 | 0 | 0 | 0 | 0 | 0 | 0 | 0 | 0 | 0 | 0 | 0 | 0 | 0 | 0 | 0 | 0 | 0 | 0 | 0 | 0 | 0 | 0 | 0 | 0 | 0 | 0 | 0 | 0 | 0 | 0 | 0 | 0.1 | 0.1 | 0.1 | 0.1 | 0.1 | 0.1 | 0.2 | 0.2 | 0.2 | 0.3 | 0.3 | 0.3 | 0.4 | 0.4 | 0.4 | 0.5 | 0.5 | 0.6 | 0.6 | 0.7 | 0.7 | 0.8 | 0.8 | 0.9 | 0 | 0 | 0 | 0 | 0 | 0 | 0 | 0 | 0 | 0 | 0 | 0 | 0 | 0 | 0 | 0 | 0 | 0 | 0 | 0 | 0.1 | 0.1 | 0.1 | 0.1 | 0.1 | 0.2 | 0.2 | 0.2 | 0.2 | 0.2 | 0 | 0 | 0 | 0 | 0 | 0 | 0.1 | 0.1 | 0.1 | 0.1 | 0.1 | 0.2 | 0.2 | 0.2 | 0.3 | 0.3 | 0.3 | 0.4 | 0.4 | 0.5 | 0.5 | 0.6 | 0.6 | 0.7 | 0.7 | 0.8 | 0.9 | 0.9 | 1 | 1.1 | 0 | 0 | 0 | 0 | 0 | 0 | 0 | 0 | 0 | 0.1 | 0.1 | 0.1 | 0.1 | 0.1 | 0.1 | 0.1 | 0.1 | 0.2 | 0.2 | 0.2 | 0.2 | 0.3 | 0.3 | 0.3 | 0.4 | 0.4 | 0.5 | 0.5 | 0.5 | 0.6
PSS | BETWS-Y-COED T1 | 0 | 0 | 0 | 0 | 0 | 0 | 0 | 0 | 0 | 0 | 0 | 0 | 0 | 0 | 0 | 0 | 0 | 0 | 0 | 0 | 0 | 0 | 0 | 0 | 0 | 0 | 0 | 0 | 0 | 0 | 0 | 0 | 0 | 0 | 0 | 0 | 0 | 0 | 0 | 0 | 0.1 | 0.1 | 0.1 | 0.1 | 0.1 | 0.1 | 0.2 | 0.2 | 0.2 | 0.2 | 0.3 | 0.3 | 0.3 | 0.3 | 0.4 | 0.4 | 0.4 | 0.5 | 0.5 | 0.5 | 0 | 0 | 0 | 0 | 0 | 0 | 0 | 0 | 0 | 0 | 0 | 0 | 0 | 0 | 0 | 0 | 0 | 0 | 0 | 0 | 0 | 0 | 0 | 0 | 0 | 0 | 0 | 0 | 0 | 0 | 0 | 0 | 0 | 0 | 0 | 0 | 0 | 0 | 0.1 | 0.1 | 0.1 | 0.1 | 0.1 | 0.1 | 0.1 | 0.2 | 0.2 | 0.2 | 0.2 | 0.3 | 0.3 | 0.3 | 0.4 | 0.4 | 0.4 | 0.5 | 0.5 | 0.6 | 0.6 | 0.6 | 0 | 0 | 0 | 0 | 0 | 0 | 0 | 0 | 0 | 0 | 0 | 0 | 0 | 0.1 | 0.1 | 0.1 | 0.1 | 0.1 | 0.1 | 0.1 | 0.1 | 0.1 | 0.2 | 0.2 | 0.2 | 0.2 | 0.2 | 0.2 | 0.2 | 0.3
PSS | BEWSEY T1 / OWEN ST T1 / RODNEY ST T1 / RYLANDS ELDON ST T1 | 0 | 0 | 0 | 0 | 0 | 0 | 0 | 0 | 0 | 0 | 0 | 0 | 0 | 0 | 0 | 0 | 0 | 0 | 0 | 0 | 0 | 0 | 0 | 0 | 0 | 0 | 0 | 0 | 0 | 0 | 0 | 0 | 0 | 0 | 0 | 0 | 0.1 | 0.1 | 0.1 | 0.1 | 0.1 | 0.1 | 0.2 | 0.2 | 0.2 | 0.3 | 0.3 | 0.3 | 0.4 | 0.4 | 0.4 | 0.5 | 0.5 | 0.6 | 0.6 | 0.7 | 0.7 | 0.8 | 0.8 | 0.9 | 0 | 0 | 0 | 0 | 0 | 0 | 0 | 0 | 0 | 0 | 0 | 0 | 0 | 0 | 0 | 0 | 0 | 0 | 0 | 0 | 0.1 | 0.1 | 0.1 | 0.1 | 0.1 | 0.2 | 0.2 | 0.2 | 0.2 | 0.2 | 0 | 0 | 0 | 0 | 0 | 0 | 0.1 | 0.1 | 0.1 | 0.1 | 0.1 | 0.2 | 0.2 | 0.2 | 0.3 | 0.3 | 0.3 | 0.4 | 0.4 | 0.4 | 0.5 | 0.5 | 0.6 | 0.7 | 0.7 | 0.8 | 0.8 | 0.9 | 1 | 1 | 0 | 0 | 0 | 0 | 0 | 0 | 0 | 0 | 0 | 0.1 | 0.1 | 0.1 | 0.1 | 0.1 | 0.1 | 0.1 | 0.1 | 0.2 | 0.2 | 0.2 | 0.2 | 0.3 | 0.3 | 0.3 | 0.4 | 0.4 | 0.5 | 0.5 | 0.5 | 0.6
PSS | BIBBYS T1 / INLAND REVENUE OFFICES T1 / REGENT RD T1 | 0 | 0 | 0 | 0 | 0 | 0 | 0 | 0 | 0 | 0 | 0 | 0 | 0 | 0 | 0 | 0 | 0 | 0 | 0 | 0 | 0 | 0 | 0 | 0 | 0 | 0 | 0 | 0 | 0 | 0 | 0 | 0 | 0 | 0 | 0 | 0 | 0 | 0 | 0 | 0 | 0 | 0.1 | 0.1 | 0.1 | 0.1 | 0.1 | 0.1 | 0.1 | 0.1 | 0.2 | 0.2 | 0.2 | 0.2 | 0.3 | 0.3 | 0.3 | 0.3 | 0.3 | 0.4 | 0.4 | 0 | 0 | 0 | 0 | 0 | 0 | 0 | 0 | 0 | 0 | 0 | 0 | 0 | 0 | 0 | 0 | 0 | 0 | 0 | 0 | 0 | 0 | 0 | 0 | 0 | 0 | 0 | 0 | 0 | 0 | 0 | 0 | 0 | 0 | 0 | 0 | 0 | 0 | 0 | 0 | 0.1 | 0.1 | 0.1 | 0.1 | 0.1 | 0.1 | 0.1 | 0.2 | 0.2 | 0.2 | 0.2 | 0.2 | 0.3 | 0.3 | 0.3 | 0.3 | 0.4 | 0.4 | 0.4 | 0.4 | 0 | 0 | 0 | 0 | 0 | 0 | 0 | 0 | 0 | 0 | 0 | 0 | 0 | 0 | 0 | 0.1 | 0.1 | 0.1 | 0.1 | 0.1 | 0.1 | 0.1 | 0.1 | 0.1 | 0.1 | 0.1 | 0.2 | 0.2 | 0.2 | 0.2
PSS | BICC HELSBY T2 / EVC T1 | 0 | 0 | 0 | 0 | 0 | 0 | 0 | 0 | 0 | 0 | 0 | 0 | 0 | 0 | 0 | 0 | 0 | 0 | 0 | 0 | 0 | 0 | 0 | 0 | 0 | 0 | 0 | 0 | 0 | 0 | 0 | 0 | 0 | 0 | 0 | 0 | 0.1 | 0.1 | 0.1 | 0.1 | 0.1 | 0.2 | 0.2 | 0.2 | 0.3 | 0.3 | 0.3 | 0.4 | 0.4 | 0.5 | 0.5 | 0.6 | 0.6 | 0.7 | 0.8 | 0.8 | 0.9 | 1 | 1 | 1.1 | 0 | 0 | 0 | 0 | 0 | 0 | 0 | 0 | 0 | 0 | 0 | 0 | 0 | 0 | 0 | 0.1 | 0.1 | 0.1 | 0.1 | 0.1 | 0.2 | 0.2 | 0.2 | 0.2 | 0.2 | 0.3 | 0.3 | 0.3 | 0.3 | 0.3 | 0 | 0 | 0 | 0 | 0 | 0.1 | 0.1 | 0.1 | 0.1 | 0.1 | 0.2 | 0.2 | 0.2 | 0.3 | 0.3 | 0.4 | 0.4 | 0.4 | 0.5 | 0.6 | 0.6 | 0.7 | 0.7 | 0.8 | 0.9 | 1 | 1 | 1.1 | 1.2 | 1.3 | 0 | 0 | 0 | 0 | 0 | 0 | 0 | 0 | 0 | 0.1 | 0.1 | 0.1 | 0.1 | 0.1 | 0.2 | 0.2 | 0.2 | 0.2 | 0.3 | 0.3 | 0.4 | 0.4 | 0.4 | 0.5 | 0.5 | 0.5 | 0.6 | 0.6 | 0.7 | 0.7
PSS | BICC HUYTON QUARRY T1 / TARBOCK T1 / WHISTON T1 | 0 | 0 | 0 | 0 | 0 | 0 | 0 | 0 | 0 | 0 | 0 | 0 | 0 | 0 | 0 | 0 | 0 | 0 | 0 | 0 | 0 | 0 | 0 | 0 | 0 | 0 | 0 | 0 | 0 | 0 | 0 | 0 | 0 | 0 | 0 | 0 | 0.1 | 0.1 | 0.1 | 0.1 | 0.1 | 0.2 | 0.2 | 0.2 | 0.3 | 0.3 | 0.3 | 0.4 | 0.4 | 0.5 | 0.5 | 0.6 | 0.6 | 0.7 | 0.8 | 0.8 | 0.9 | 1 | 1 | 1.1 | 0 | 0 | 0 | 0 | 0 | 0 | 0 | 0 | 0 | 0 | 0 | 0 | 0 | 0 | 0 | 0.1 | 0.1 | 0.1 | 0.1 | 0.1 | 0.2 | 0.2 | 0.2 | 0.2 | 0.2 | 0.3 | 0.3 | 0.3 | 0.3 | 0.3 | 0 | 0 | 0 | 0 | 0 | 0.1 | 0.1 | 0.1 | 0.1 | 0.1 | 0.2 | 0.2 | 0.2 | 0.3 | 0.3 | 0.4 | 0.4 | 0.4 | 0.5 | 0.6 | 0.6 | 0.7 | 0.7 | 0.8 | 0.9 | 1 | 1 | 1.1 | 1.2 | 1.3 | 0 | 0 | 0 | 0 | 0 | 0 | 0 | 0 | 0 | 0.1 | 0.1 | 0.1 | 0.1 | 0.1 | 0.2 | 0.2 | 0.2 | 0.2 | 0.3 | 0.3 | 0.3 | 0.4 | 0.4 | 0.5 | 0.5 | 0.5 | 0.6 | 0.6 | 0.7 | 0.7
PSS | BICC WREXHAM T1 / MARCHWIEL T1 / WIE CENTRAL T1 | 0 | 0 | 0 | 0 | 0 | 0 | 0 | 0 | 0 | 0 | 0 | 0 | 0 | 0 | 0 | 0 | 0 | 0 | 0 | 0 | 0 | 0 | 0 | 0 | 0 | 0 | 0 | 0 | 0 | 0 | 0 | 0 | 0 | 0 | 0 | 0 | 0 | 0 | 0 | 0 | 0 | 0 | 0 | 0 | 0 | 0 | 0 | 0 | 0 | 0 | 0 | 0 | 0 | 0 | 0 | 0 | 0 | 0 | 0 | 0 | 0 | 0 | 0 | 0 | 0 | 0 | 0 | 0 | 0 | 0 | 0 | 0 | 0 | 0 | 0 | 0 | 0 | 0 | 0 | 0 | 0 | 0 | 0 | 0 | 0 | 0 | 0 | 0 | 0 | 0 | 0 | 0 | 0 | 0 | 0 | 0 | 0 | 0 | 0 | 0 | 0 | 0 | 0 | 0 | 0 | 0 | 0 | 0 | 0 | 0 | 0 | 0 | 0 | 0 | 0 | 0 | 0 | 0 | 0 | 0 | 0 | 0 | 0 | 0 | 0 | 0 | 0 | 0 | 0 | 0 | 0 | 0 | 0 | 0 | 0 | 0 | 0 | 0 | 0 | 0 | 0 | 0 | 0 | 0 | 0 | 0 | 0 | 0 | 0 | 0
PSS | BIRKENHEAD CENTRAL T1 / SINGLETON AVE T1 / TRANMERE T1 | 0 | 0 | 0 | 0 | 0 | 0 | 0 | 0 | 0 | 0 | 0 | 0 | 0 | 0 | 0 | 0 | 0 | 0 | 0 | 0 | 0 | 0 | 0 | 0 | 0 | 0 | 0 | 0 | 0 | 0 | 0 | 0 | 0 | 0 | 0 | 0 | 0 | 0 | 0 | 0 | 0 | 0 | 0 | 0 | 0 | 0 | 0 | 0 | 0 | 0.1 | 0.1 | 0.1 | 0.1 | 0.1 | 0.1 | 0.1 | 0.1 | 0.1 | 0.1 | 0.1 | 0 | 0 | 0 | 0 | 0 | 0 | 0 | 0 | 0 | 0 | 0 | 0 | 0 | 0 | 0 | 0 | 0 | 0 | 0 | 0 | 0 | 0 | 0 | 0 | 0 | 0 | 0 | 0 | 0 | 0 | 0 | 0 | 0 | 0 | 0 | 0 | 0 | 0 | 0 | 0 | 0 | 0 | 0 | 0 | 0 | 0 | 0 | 0 | 0.1 | 0.1 | 0.1 | 0.1 | 0.1 | 0.1 | 0.1 | 0.1 | 0.1 | 0.1 | 0.1 | 0.1 | 0 | 0 | 0 | 0 | 0 | 0 | 0 | 0 | 0 | 0 | 0 | 0 | 0 | 0 | 0 | 0 | 0 | 0 | 0 | 0 | 0 | 0 | 0 | 0 | 0 | 0 | 0.1 | 0.1 | 0.1 | 0.1
PSS | BIXTETH ST T1 / LITTLEWOODS T1 | 0 | 0 | 0 | 0 | 0 | 0 | 0 | 0 | 0 | 0 | 0 | 0 | 0 | 0 | 0 | 0 | 0 | 0 | 0 | 0 | 0 | 0 | 0 | 0 | 0 | 0 | 0 | 0 | 0 | 0 | 0 | 0 | 0 | 0 | 0 | 0 | 0 | 0 | 0 | 0 | 0 | 0 | 0 | 0 | 0 | 0 | 0 | 0 | 0 | 0 | 0 | 0 | 0 | 0 | 0 | 0 | 0 | 0 | 0 | 0 | 0 | 0 | 0 | 0 | 0 | 0 | 0 | 0 | 0 | 0 | 0 | 0 | 0 | 0 | 0 | 0 | 0 | 0 | 0 | 0 | 0 | 0 | 0 | 0 | 0 | 0 | 0 | 0 | 0 | 0 | 0 | 0 | 0 | 0 | 0 | 0 | 0 | 0 | 0 | 0 | 0 | 0 | 0 | 0 | 0 | 0 | 0 | 0 | 0 | 0 | 0 | 0 | 0 | 0 | 0 | 0 | 0 | 0 | 0 | 0 | 0 | 0 | 0 | 0 | 0 | 0 | 0 | 0 | 0 | 0 | 0 | 0 | 0 | 0 | 0 | 0 | 0 | 0 | 0 | 0 | 0 | 0 | 0 | 0 | 0 | 0 | 0 | 0 | 0 | 0
PSS | BLACON T1 / COCOA BARRY T1 / CRANE BANK T1 / KNUTSFORD WAY T1 / TOWER WHARF T1 | 0 | 0 | 0 | 0 | 0 | 0 | 0 | 0 | 0 | 0 | 0 | 0 | 0 | 0 | 0 | 0 | 0 | 0 | 0 | 0 | 0 | 0 | 0 | 0 | 0 | 0 | 0 | 0 | 0 | 0 | 0 | 0 | 0 | 0 | 0 | 0.1 | 0.1 | 0.1 | 0.2 | 0.2 | 0.2 | 0.3 | 0.3 | 0.4 | 0.4 | 0.5 | 0.6 | 0.6 | 0.7 | 0.8 | 0.9 | 1 | 1.1 | 1.2 | 1.3 | 1.4 | 1.5 | 1.6 | 1.7 | 1.8 | 0 | 0 | 0 | 0 | 0 | 0 | 0 | 0.1 | 0.1 | 0.1 | 0.1 | 0.2 | 0.2 | 0.2 | 0.2 | 0.2 | 0.3 | 0.3 | 0.3 | 0.3 | 0.3 | 0.4 | 0.4 | 0.4 | 0.4 | 0.5 | 0.5 | 0.5 | 0.5 | 0.6 | 0 | 0 | 0 | 0 | 0.1 | 0.1 | 0.1 | 0.1 | 0.2 | 0.2 | 0.3 | 0.3 | 0.4 | 0.4 | 0.5 | 0.6 | 0.7 | 0.7 | 0.8 | 0.9 | 1 | 1.1 | 1.2 | 1.4 | 1.5 | 1.6 | 1.7 | 1.9 | 2 | 2.2 | 0 | 0 | 0 | 0 | 0 | 0 | 0.1 | 0.1 | 0.1 | 0.1 | 0.2 | 0.2 | 0.2 | 0.3 | 0.3 | 0.4 | 0.4 | 0.5 | 0.5 | 0.6 | 0.6 | 0.7 | 0.7 | 0.8 | 0.8 | 0.9 | 1 | 1 | 1.1 | 1.2
PSS | BLAENAU FFESTINIOG T1 | 0 | 0 | 0 | 0 | 0 | 0 | 0 | 0 | 0 | 0 | 0 | 0 | 0 | 0 | 0 | 0 | 0 | 0 | 0 | 0 | 0 | 0 | 0 | 0 | 0 | 0 | 0 | 0 | 0 | 0 | 0 | 0 | 0 | 0 | 0 | 0 | 0 | 0 | 0 | 0 | 0 | 0 | 0 | 0 | 0 | 0 | 0 | 0 | 0 | 0 | 0 | 0 | 0 | 0 | 0 | 0 | 0 | 0 | 0 | 0 | 0 | 0 | 0 | 0 | 0 | 0 | 0 | 0 | 0 | 0 | 0 | 0 | 0 | 0 | 0 | 0 | 0 | 0 | 0 | 0 | 0 | 0 | 0 | 0 | 0 | 0 | 0 | 0 | 0 | 0 | 0 | 0 | 0 | 0 | 0 | 0 | 0 | 0 | 0 | 0 | 0 | 0 | 0 | 0 | 0 | 0 | 0 | 0 | 0 | 0 | 0 | 0 | 0 | 0 | 0 | 0 | 0 | 0 | 0 | 0 | 0 | 0 | 0 | 0 | 0 | 0 | 0 | 0 | 0 | 0 | 0 | 0 | 0 | 0 | 0 | 0 | 0 | 0 | 0 | 0 | 0 | 0 | 0 | 0 | 0 | 0 | 0 | 0 | 0 | 0
PSS | BLUNDELL ST T1 / ST JAMES T1 / ROPEWALKS T1 | 0 | 0 | 0 | 0 | 0 | 0 | 0 | 0 | 0 | 0 | 0 | 0 | 0 | 0 | 0 | 0 | 0 | 0 | 0 | 0 | 0 | 0 | 0 | 0 | 0 | 0 | 0 | 0 | 0 | 0 | 0 | 0 | 0 | 0 | 0 | 0 | 0 | 0 | 0 | 0 | 0 | 0 | 0 | 0 | 0 | 0 | 0 | 0 | 0 | 0 | 0 | 0 | 0 | 0 | 0 | 0 | 0 | 0 | 0 | 0 | 0 | 0 | 0 | 0 | 0 | 0 | 0 | 0 | 0 | 0 | 0 | 0 | 0 | 0 | 0 | 0 | 0 | 0 | 0 | 0 | 0 | 0 | 0 | 0 | 0 | 0 | 0 | 0 | 0 | 0 | 0 | 0 | 0 | 0 | 0 | 0 | 0 | 0 | 0 | 0 | 0 | 0 | 0 | 0 | 0 | 0 | 0 | 0 | 0 | 0 | 0 | 0 | 0 | 0 | 0 | 0 | 0 | 0 | 0 | 0 | 0 | 0 | 0 | 0 | 0 | 0 | 0 | 0 | 0 | 0 | 0 | 0 | 0 | 0 | 0 | 0 | 0 | 0 | 0 | 0 | 0 | 0 | 0 | 0 | 0 | 0 | 0 | 0 | 0 | 0
PSS | BLUNDELLSANDS (NORTH) T1 / BLUNDELLSANDS (SOUTH) T1 / CROSBY T1 / KERSHAW AVE T1 / WATERLOO T2 | 0 | 0 | 0 | 0 | 0.1 | 0.1 | 0.1 | 0.1 | 0.1 | 0.2 | 0.2 | 0.2 | 0.2 | 0.3 | 0.3 | 0.3 | 0.3 | 0.4 | 0.4 | 0.5 | 0.5 | 0.5 | 0.6 | 0.6 | 0.7 | 0.7 | 0.7 | 0.8 | 0.8 | 0.9 | 0 | 0 | 0.1 | 0.1 | 0.1 | 0.2 | 0.3 | 0.4 | 0.4 | 0.5 | 0.7 | 0.8 | 0.9 | 1.1 | 1.3 | 1.5 | 1.7 | 1.9 | 2.1 | 2.3 | 2.6 | 2.8 | 3.1 | 3.4 | 3.7 | 4 | 4.3 | 4.6 | 5 | 5.3 | 0 | 0 | 0 | 0 | 0.1 | 0.1 | 0.1 | 0.2 | 0.2 | 0.3 | 0.3 | 0.3 | 0.4 | 0.4 | 0.5 | 0.6 | 0.6 | 0.7 | 0.8 | 0.8 | 0.9 | 0.9 | 1 | 1.1 | 1.2 | 1.3 | 1.4 | 1.4 | 1.5 | 1.6 | 0 | 0 | 0.1 | 0.1 | 0.1 | 0.2 | 0.3 | 0.4 | 0.5 | 0.6 | 0.8 | 0.9 | 1.1 | 1.3 | 1.5 | 1.7 | 1.9 | 2.1 | 2.4 | 2.7 | 2.9 | 3.2 | 3.6 | 3.9 | 4.2 | 4.6 | 5 | 5.4 | 5.8 | 6.2 | 0 | 0 | 0 | 0.1 | 0.1 | 0.1 | 0.2 | 0.3 | 0.3 | 0.4 | 0.5 | 0.6 | 0.7 | 0.8 | 0.9 | 1 | 1.1 | 1.3 | 1.4 | 1.6 | 1.7 | 1.9 | 2.1 | 2.2 | 2.4 | 2.6 | 2.8 | 3 | 3.2 | 3.5
PSS | BODFARI PRODUCERS T1 | 0 | 0 | 0 | 0 | 0 | 0 | 0 | 0 | 0 | 0 | 0 | 0 | 0 | 0 | 0 | 0 | 0 | 0 | 0 | 0 | 0 | 0 | 0 | 0 | 0 | 0 | 0 | 0 | 0 | 0 | 0 | 0 | 0 | 0 | 0 | 0 | 0 | 0 | 0 | 0 | 0 | 0 | 0 | 0 | 0 | 0 | 0 | 0 | 0 | 0 | 0 | 0 | 0 | 0 | 0 | 0 | 0 | 0 | 0 | 0 | 0 | 0 | 0 | 0 | 0 | 0 | 0 | 0 | 0 | 0 | 0 | 0 | 0 | 0 | 0 | 0 | 0 | 0 | 0 | 0 | 0 | 0 | 0 | 0 | 0 | 0 | 0 | 0 | 0 | 0 | 0 | 0 | 0 | 0 | 0 | 0 | 0 | 0 | 0 | 0 | 0 | 0 | 0 | 0 | 0 | 0 | 0 | 0 | 0 | 0 | 0 | 0 | 0 | 0 | 0 | 0 | 0 | 0 | 0 | 0 | 0 | 0 | 0 | 0 | 0 | 0 | 0 | 0 | 0 | 0 | 0 | 0 | 0 | 0 | 0 | 0 | 0 | 0 | 0 | 0 | 0 | 0 | 0 | 0 | 0 | 0 | 0 | 0 | 0 | 0
PSS | BOLTON ST T1 / GREEK ST T1 / HPO COPPERAS HILL T1 / OLDHAM PLACE T1 | 0 | 0 | 0 | 0 | 0 | 0 | 0 | 0 | 0 | 0 | 0 | 0 | 0 | 0 | 0 | 0 | 0 | 0 | 0 | 0 | 0 | 0 | 0 | 0 | 0 | 0 | 0 | 0 | 0 | 0 | 0 | 0 | 0 | 0 | 0 | 0 | 0 | 0 | 0 | 0 | 0 | 0 | 0 | 0 | 0 | 0 | 0 | 0 | 0 | 0 | 0 | 0 | 0 | 0 | 0 | 0 | 0 | 0 | 0 | 0 | 0 | 0 | 0 | 0 | 0 | 0 | 0 | 0 | 0 | 0 | 0 | 0 | 0 | 0 | 0 | 0 | 0 | 0 | 0 | 0 | 0 | 0 | 0 | 0 | 0 | 0 | 0 | 0 | 0 | 0 | 0 | 0 | 0 | 0 | 0 | 0 | 0 | 0 | 0 | 0 | 0 | 0 | 0 | 0 | 0 | 0 | 0 | 0 | 0 | 0 | 0 | 0 | 0 | 0 | 0 | 0 | 0 | 0 | 0 | 0 | 0 | 0 | 0 | 0 | 0 | 0 | 0 | 0 | 0 | 0 | 0 | 0 | 0 | 0 | 0 | 0 | 0 | 0 | 0 | 0 | 0 | 0 | 0 | 0 | 0 | 0 | 0 | 0 | 0 | 0
PSS | BOOTLE GRID T1 / KELLOGGS T1 / PACIFIC RD T1 / WASHINGTON ST T1 / WATERLOO T1 | 0 | 0 | 0 | 0 | 0 | 0 | 0 | 0 | 0 | 0 | 0 | 0 | 0 | 0 | 0 | 0 | 0 | 0 | 0 | 0 | 0 | 0 | 0 | 0 | 0 | 0 | 0 | 0 | 0 | 0 | 0 | 0 | 0 | 0 | 0 | 0 | 0.1 | 0.1 | 0.1 | 0.1 | 0.1 | 0.1 | 0.2 | 0.2 | 0.2 | 0.3 | 0.3 | 0.3 | 0.4 | 0.4 | 0.4 | 0.5 | 0.5 | 0.6 | 0.6 | 0.7 | 0.7 | 0.8 | 0.8 | 0.9 | 0 | 0 | 0 | 0 | 0 | 0 | 0 | 0 | 0 | 0 | 0 | 0 | 0 | 0 | 0 | 0 | 0 | 0 | 0 | 0 | 0.1 | 0.1 | 0.1 | 0.1 | 0.1 | 0.2 | 0.2 | 0.2 | 0.2 | 0.2 | 0 | 0 | 0 | 0 | 0 | 0 | 0.1 | 0.1 | 0.1 | 0.1 | 0.1 | 0.2 | 0.2 | 0.2 | 0.3 | 0.3 | 0.3 | 0.4 | 0.4 | 0.5 | 0.5 | 0.6 | 0.6 | 0.7 | 0.7 | 0.8 | 0.8 | 0.9 | 1 | 1 | 0 | 0 | 0 | 0 | 0 | 0 | 0 | 0 | 0 | 0.1 | 0.1 | 0.1 | 0.1 | 0.1 | 0.1 | 0.1 | 0.1 | 0.2 | 0.2 | 0.2 | 0.2 | 0.3 | 0.3 | 0.3 | 0.4 | 0.4 | 0.5 | 0.5 | 0.5 | 0.6
PSS | BOOTLE GRID T2 / ORRELL MOUNT T1 / SCARISBRICK AVE T1 / TATTON RD T1 | 0 | 0 | 0 | 0 | 0.1 | 0.1 | 0.1 | 0.1 | 0.1 | 0.2 | 0.2 | 0.2 | 0.2 | 0.3 | 0.3 | 0.3 | 0.3 | 0.4 | 0.4 | 0.4 | 0.4 | 0.5 | 0.5 | 0.6 | 0.6 | 0.7 | 0.7 | 0.7 | 0.8 | 0.8 | 0 | 0 | 0 | 0 | 0.1 | 0.1 | 0.1 | 0.2 | 0.2 | 0.3 | 0.3 | 0.4 | 0.5 | 0.6 | 0.6 | 0.7 | 0.8 | 0.9 | 1 | 1.1 | 1.3 | 1.4 | 1.5 | 1.7 | 1.8 | 2 | 2.1 | 2.3 | 2.5 | 2.6 | 0 | 0 | 0 | 0 | 0.1 | 0.1 | 0.1 | 0.1 | 0.1 | 0.2 | 0.2 | 0.2 | 0.2 | 0.3 | 0.3 | 0.3 | 0.3 | 0.3 | 0.4 | 0.4 | 0.5 | 0.5 | 0.6 | 0.6 | 0.6 | 0.7 | 0.7 | 0.8 | 0.8 | 0.8 | 0 | 0 | 0 | 0.1 | 0.1 | 0.1 | 0.2 | 0.2 | 0.3 | 0.3 | 0.4 | 0.5 | 0.6 | 0.6 | 0.7 | 0.8 | 1 | 1.1 | 1.2 | 1.3 | 1.5 | 1.6 | 1.8 | 1.9 | 2.1 | 2.3 | 2.5 | 2.7 | 2.9 | 3.1 | 0 | 0 | 0 | 0 | 0.1 | 0.1 | 0.1 | 0.1 | 0.2 | 0.2 | 0.3 | 0.3 | 0.4 | 0.4 | 0.5 | 0.5 | 0.6 | 0.6 | 0.7 | 0.8 | 0.9 | 1 | 1 | 1.1 | 1.2 | 1.3 | 1.4 | 1.5 | 1.6 | 1.7
PSS | BOTWNNOG T1 | 0 | 0 | 0 | 0 | 0 | 0 | 0 | 0 | 0 | 0 | 0 | 0 | 0 | 0 | 0 | 0 | 0 | 0 | 0 | 0 | 0 | 0 | 0 | 0 | 0 | 0 | 0 | 0 | 0 | 0 | 0 | 0 | 0 | 0 | 0 | 0 | 0 | 0 | 0 | 0 | 0.1 | 0.1 | 0.1 | 0.1 | 0.1 | 0.1 | 0.2 | 0.2 | 0.2 | 0.2 | 0.2 | 0.3 | 0.3 | 0.3 | 0.4 | 0.4 | 0.4 | 0.5 | 0.5 | 0.5 | 0 | 0 | 0 | 0 | 0 | 0 | 0 | 0 | 0 | 0 | 0 | 0 | 0 | 0 | 0 | 0 | 0 | 0 | 0 | 0 | 0 | 0 | 0 | 0 | 0 | 0 | 0 | 0 | 0 | 0 | 0 | 0 | 0 | 0 | 0 | 0 | 0 | 0 | 0.1 | 0.1 | 0.1 | 0.1 | 0.1 | 0.1 | 0.1 | 0.2 | 0.2 | 0.2 | 0.2 | 0.3 | 0.3 | 0.3 | 0.4 | 0.4 | 0.4 | 0.5 | 0.5 | 0.5 | 0.6 | 0.6 | 0 | 0 | 0 | 0 | 0 | 0 | 0 | 0 | 0 | 0 | 0 | 0 | 0 | 0.1 | 0.1 | 0.1 | 0.1 | 0.1 | 0.1 | 0.1 | 0.1 | 0.1 | 0.1 | 0.2 | 0.2 | 0.2 | 0.2 | 0.2 | 0.2 | 0.3
PSS | BOULEVARD T1 / CHAPELFORD T1 / HAWLEYS LA T1 / WESTBROOK T1 / WINWICK QUAY T1 | 0 | 0 | 0 | 0 | 0.1 | 0.1 | 0.1 | 0.1 | 0.1 | 0.2 | 0.2 | 0.2 | 0.2 | 0.3 | 0.3 | 0.3 | 0.3 | 0.4 | 0.4 | 0.4 | 0.5 | 0.5 | 0.5 | 0.6 | 0.6 | 0.7 | 0.7 | 0.8 | 0.8 | 0.9 | 0 | 0 | 0 | 0.1 | 0.1 | 0.1 | 0.2 | 0.2 | 0.3 | 0.3 | 0.4 | 0.5 | 0.5 | 0.6 | 0.7 | 0.8 | 0.9 | 1.1 | 1.2 | 1.3 | 1.5 | 1.6 | 1.8 | 1.9 | 2.1 | 2.3 | 2.5 | 2.6 | 2.8 | 3.1 | 0 | 0 | 0 | 0 | 0.1 | 0.1 | 0.1 | 0.1 | 0.1 | 0.2 | 0.2 | 0.2 | 0.2 | 0.3 | 0.3 | 0.3 | 0.4 | 0.4 | 0.4 | 0.5 | 0.5 | 0.6 | 0.6 | 0.7 | 0.7 | 0.7 | 0.8 | 0.8 | 0.9 | 0.9 | 0 | 0 | 0 | 0.1 | 0.1 | 0.1 | 0.2 | 0.2 | 0.3 | 0.4 | 0.4 | 0.5 | 0.6 | 0.7 | 0.8 | 1 | 1.1 | 1.2 | 1.4 | 1.5 | 1.7 | 1.9 | 2.1 | 2.2 | 2.4 | 2.7 | 2.9 | 3.1 | 3.3 | 3.6 | 0 | 0 | 0 | 0 | 0.1 | 0.1 | 0.1 | 0.2 | 0.2 | 0.2 | 0.3 | 0.3 | 0.4 | 0.4 | 0.5 | 0.6 | 0.7 | 0.7 | 0.8 | 0.9 | 1 | 1.1 | 1.2 | 1.3 | 1.4 | 1.5 | 1.6 | 1.7 | 1.9 | 2
PSS | BOW ST T1 | 0 | 0 | 0 | 0 | 0 | 0 | 0 | 0 | 0 | 0 | 0 | 0 | 0 | 0 | 0 | 0 | 0 | 0 | 0 | 0 | 0 | 0 | 0 | 0 | 0 | 0 | 0 | 0 | 0 | 0 | 0 | 0 | 0 | 0 | 0 | 0 | 0.1 | 0.1 | 0.1 | 0.1 | 0.1 | 0.1 | 0.2 | 0.2 | 0.2 | 0.3 | 0.3 | 0.3 | 0.4 | 0.4 | 0.4 | 0.5 | 0.5 | 0.6 | 0.6 | 0.7 | 0.8 | 0.8 | 0.9 | 0.9 | 0 | 0 | 0 | 0 | 0 | 0 | 0 | 0 | 0 | 0 | 0 | 0 | 0 | 0 | 0 | 0 | 0 | 0 | 0 | 0.1 | 0.1 | 0.1 | 0.1 | 0.1 | 0.2 | 0.2 | 0.2 | 0.2 | 0.2 | 0.3 | 0 | 0 | 0 | 0 | 0 | 0 | 0.1 | 0.1 | 0.1 | 0.1 | 0.1 | 0.2 | 0.2 | 0.2 | 0.3 | 0.3 | 0.3 | 0.4 | 0.4 | 0.5 | 0.5 | 0.6 | 0.6 | 0.7 | 0.7 | 0.8 | 0.9 | 0.9 | 1 | 1.1 | 0 | 0 | 0 | 0 | 0 | 0 | 0 | 0 | 0 | 0.1 | 0.1 | 0.1 | 0.1 | 0.1 | 0.1 | 0.1 | 0.1 | 0.2 | 0.2 | 0.2 | 0.3 | 0.3 | 0.3 | 0.4 | 0.4 | 0.4 | 0.5 | 0.5 | 0.6 | 0.6
PSS | BOWATER CONTAINERS T1 / ELLESMERE PORT LOCAL T1 / HH ROBERTSONS T1 / MOBIL OIL (E PORT) T1 / WHITBY MAIN T1 | 0 | 0 | 0 | 0 | 0 | 0 | 0 | 0 | 0 | 0 | 0 | 0.1 | 0.1 | 0.1 | 0.1 | 0.1 | 0.1 | 0.1 | 0.1 | 0.1 | 0.1 | 0.1 | 0.1 | 0.1 | 0.2 | 0.2 | 0.2 | 0.2 | 0.2 | 0.2 | 0 | 0 | 0 | 0 | 0 | 0.1 | 0.1 | 0.1 | 0.2 | 0.2 | 0.2 | 0.3 | 0.3 | 0.4 | 0.5 | 0.5 | 0.6 | 0.7 | 0.8 | 0.9 | 0.9 | 1 | 1.1 | 1.2 | 1.3 | 1.5 | 1.6 | 1.7 | 1.8 | 2 | 0 | 0 | 0 | 0 | 0 | 0.1 | 0.1 | 0.1 | 0.1 | 0.1 | 0.2 | 0.2 | 0.2 | 0.2 | 0.3 | 0.3 | 0.3 | 0.3 | 0.3 | 0.4 | 0.4 | 0.4 | 0.4 | 0.5 | 0.5 | 0.5 | 0.5 | 0.6 | 0.6 | 0.7 | 0 | 0 | 0 | 0 | 0.1 | 0.1 | 0.1 | 0.2 | 0.2 | 0.2 | 0.3 | 0.3 | 0.4 | 0.5 | 0.5 | 0.6 | 0.7 | 0.8 | 0.9 | 1 | 1.1 | 1.2 | 1.3 | 1.4 | 1.6 | 1.7 | 1.8 | 2 | 2.1 | 2.3 | 0 | 0 | 0 | 0 | 0 | 0.1 | 0.1 | 0.1 | 0.1 | 0.2 | 0.2 | 0.2 | 0.3 | 0.3 | 0.4 | 0.4 | 0.5 | 0.5 | 0.6 | 0.6 | 0.7 | 0.7 | 0.8 | 0.8 | 0.9 | 1 | 1.1 | 1.1 | 1.2 | 1.3
PSS | BR STATION T1 / DUCHY RD T1 / ELECTRA WAY T1 / MIDLAND ROLLMAKERS T1A / NORTH WESTERN MILLS T1 | 0 | 0 | 0 | 0 | 0 | 0 | 0 | 0 | 0 | 0 | 0 | 0 | 0 | 0 | 0 | 0 | 0 | 0 | 0 | 0 | 0 | 0 | 0 | 0 | 0 | 0 | 0 | 0 | 0 | 0 | 0 | 0 | 0 | 0 | 0 | 0 | 0.1 | 0.1 | 0.1 | 0.1 | 0.1 | 0.2 | 0.2 | 0.2 | 0.3 | 0.3 | 0.3 | 0.4 | 0.4 | 0.5 | 0.5 | 0.6 | 0.6 | 0.7 | 0.8 | 0.8 | 0.9 | 1 | 1 | 1.1 | 0 | 0 | 0 | 0 | 0 | 0 | 0 | 0 | 0 | 0 | 0 | 0 | 0 | 0 | 0 | 0.1 | 0.1 | 0.1 | 0.1 | 0.1 | 0.2 | 0.2 | 0.2 | 0.2 | 0.2 | 0.3 | 0.3 | 0.3 | 0.3 | 0.3 | 0 | 0 | 0 | 0 | 0 | 0.1 | 0.1 | 0.1 | 0.1 | 0.1 | 0.2 | 0.2 | 0.2 | 0.3 | 0.3 | 0.3 | 0.4 | 0.4 | 0.5 | 0.5 | 0.6 | 0.7 | 0.7 | 0.8 | 0.9 | 0.9 | 1 | 1.1 | 1.2 | 1.3 | 0 | 0 | 0 | 0 | 0 | 0 | 0 | 0 | 0 | 0.1 | 0.1 | 0.1 | 0.1 | 0.1 | 0.2 | 0.2 | 0.2 | 0.2 | 0.3 | 0.3 | 0.3 | 0.4 | 0.4 | 0.5 | 0.5 | 0.5 | 0.6 | 0.6 | 0.7 | 0.7
PSS | BRD T1 | 0 | 0 | 0 | 0 | 0 | 0 | 0 | 0 | 0 | 0 | 0 | 0 | 0 | 0 | 0 | 0 | 0 | 0 | 0 | 0 | 0 | 0 | 0 | 0 | 0 | 0 | 0 | 0 | 0 | 0 | 0 | 0 | 0 | 0 | 0 | 0 | 0 | 0 | 0.1 | 0.1 | 0.1 | 0.1 | 0.1 | 0.1 | 0.2 | 0.2 | 0.2 | 0.2 | 0.3 | 0.3 | 0.3 | 0.4 | 0.4 | 0.4 | 0.5 | 0.5 | 0.5 | 0.6 | 0.6 | 0.7 | 0 | 0 | 0 | 0 | 0 | 0 | 0 | 0 | 0 | 0 | 0 | 0 | 0 | 0 | 0 | 0 | 0 | 0 | 0 | 0 | 0 | 0 | 0 | 0 | 0 | 0 | 0 | 0.1 | 0.1 | 0.1 | 0 | 0 | 0 | 0 | 0 | 0 | 0 | 0.1 | 0.1 | 0.1 | 0.1 | 0.1 | 0.1 | 0.2 | 0.2 | 0.2 | 0.2 | 0.3 | 0.3 | 0.3 | 0.4 | 0.4 | 0.5 | 0.5 | 0.5 | 0.6 | 0.6 | 0.7 | 0.7 | 0.8 | 0 | 0 | 0 | 0 | 0 | 0 | 0 | 0 | 0 | 0 | 0 | 0.1 | 0.1 | 0.1 | 0.1 | 0.1 | 0.1 | 0.1 | 0.1 | 0.1 | 0.2 | 0.2 | 0.2 | 0.2 | 0.2 | 0.3 | 0.3 | 0.3 | 0.4 | 0.4
PSS | BRITISH ALUMINIUM LATCHFORD T1 / GREENHALL WHITLEY T1 / LATCHFORD T1 / LATCHFORD T2 / THAMES BOARD MILL T1 | 0 | 0 | 0 | 0 | 0 | 0 | 0 | 0 | 0 | 0 | 0 | 0 | 0 | 0 | 0 | 0 | 0 | 0 | 0 | 0 | 0 | 0 | 0 | 0 | 0 | 0 | 0 | 0 | 0 | 0 | 0 | 0 | 0 | 0 | 0 | 0.1 | 0.1 | 0.1 | 0.1 | 0.2 | 0.2 | 0.2 | 0.3 | 0.3 | 0.4 | 0.4 | 0.5 | 0.5 | 0.6 | 0.7 | 0.7 | 0.8 | 0.9 | 1 | 1.1 | 1.2 | 1.2 | 1.3 | 1.4 | 1.5 | 0 | 0 | 0 | 0 | 0 | 0 | 0 | 0 | 0.1 | 0.1 | 0.1 | 0.1 | 0.1 | 0.2 | 0.2 | 0.2 | 0.2 | 0.2 | 0.3 | 0.3 | 0.3 | 0.3 | 0.4 | 0.4 | 0.4 | 0.4 | 0.4 | 0.5 | 0.5 | 0.5 | 0 | 0 | 0 | 0 | 0 | 0.1 | 0.1 | 0.1 | 0.1 | 0.2 | 0.2 | 0.3 | 0.3 | 0.4 | 0.4 | 0.5 | 0.5 | 0.6 | 0.7 | 0.8 | 0.9 | 0.9 | 1 | 1.1 | 1.2 | 1.3 | 1.4 | 1.6 | 1.7 | 1.8 | 0 | 0 | 0 | 0 | 0 | 0 | 0 | 0.1 | 0.1 | 0.1 | 0.1 | 0.2 | 0.2 | 0.2 | 0.3 | 0.3 | 0.4 | 0.4 | 0.4 | 0.5 | 0.5 | 0.6 | 0.6 | 0.7 | 0.7 | 0.8 | 0.8 | 0.9 | 1 | 1
PSS | BRITISH OXYGEN T1 / WINDLEHURST T1 | 0 | 0 | 0 | 0 | 0 | 0 | 0 | 0 | 0 | 0 | 0 | 0 | 0 | 0 | 0 | 0 | 0 | 0 | 0 | 0 | 0 | 0 | 0 | 0 | 0 | 0 | 0 | 0 | 0 | 0 | 0 | 0 | 0 | 0 | 0 | 0 | 0 | 0 | 0.1 | 0.1 | 0.1 | 0.1 | 0.1 | 0.1 | 0.2 | 0.2 | 0.2 | 0.2 | 0.3 | 0.3 | 0.3 | 0.4 | 0.4 | 0.4 | 0.5 | 0.5 | 0.6 | 0.6 | 0.6 | 0.7 | 0 | 0 | 0 | 0 | 0 | 0 | 0 | 0 | 0 | 0 | 0 | 0 | 0 | 0 | 0 | 0 | 0 | 0 | 0 | 0 | 0 | 0 | 0 | 0 | 0 | 0 | 0.1 | 0.1 | 0.1 | 0.1 | 0 | 0 | 0 | 0 | 0 | 0 | 0 | 0.1 | 0.1 | 0.1 | 0.1 | 0.1 | 0.1 | 0.2 | 0.2 | 0.2 | 0.2 | 0.3 | 0.3 | 0.3 | 0.4 | 0.4 | 0.5 | 0.5 | 0.6 | 0.6 | 0.6 | 0.7 | 0.7 | 0.8 | 0 | 0 | 0 | 0 | 0 | 0 | 0 | 0 | 0 | 0 | 0 | 0.1 | 0.1 | 0.1 | 0.1 | 0.1 | 0.1 | 0.1 | 0.1 | 0.1 | 0.2 | 0.2 | 0.2 | 0.2 | 0.2 | 0.3 | 0.3 | 0.3 | 0.4 | 0.4
PSS | BRITISH PIPE ASSOCIATION T1 | 0 | 0 | 0 | 0 | 0 | 0 | 0 | 0 | 0 | 0 | 0 | 0 | 0 | 0 | 0 | 0 | 0 | 0 | 0 | 0 | 0 | 0 | 0 | 0 | 0 | 0 | 0 | 0 | 0 | 0 | 0 | 0 | 0 | 0 | 0 | 0 | 0 | 0 | 0 | 0 | 0 | 0 | 0 | 0 | 0 | 0 | 0 | 0 | 0 | 0 | 0 | 0 | 0 | 0 | 0 | 0 | 0 | 0 | 0 | 0 | 0 | 0 | 0 | 0 | 0 | 0 | 0 | 0 | 0 | 0 | 0 | 0 | 0 | 0 | 0 | 0 | 0 | 0 | 0 | 0 | 0 | 0 | 0 | 0 | 0 | 0 | 0 | 0 | 0 | 0 | 0 | 0 | 0 | 0 | 0 | 0 | 0 | 0 | 0 | 0 | 0 | 0 | 0 | 0 | 0 | 0 | 0 | 0 | 0 | 0 | 0 | 0 | 0 | 0 | 0 | 0 | 0 | 0 | 0 | 0 | 0 | 0 | 0 | 0 | 0 | 0 | 0 | 0 | 0 | 0 | 0 | 0 | 0 | 0 | 0 | 0 | 0 | 0 | 0 | 0 | 0 | 0 | 0 | 0 | 0 | 0 | 0 | 0 | 0 | 0
PSS | BRITISH SIDAC T1 / SHERDLEY RD T1 / ST HELENS LINKWAY T1 / WATERY LA T1 | 0 | 0 | 0 | 0 | 0 | 0 | 0 | 0 | 0 | 0 | 0 | 0 | 0 | 0 | 0 | 0 | 0 | 0 | 0 | 0 | 0 | 0 | 0 | 0 | 0 | 0 | 0 | 0 | 0 | 0 | 0 | 0 | 0 | 0 | 0 | 0 | 0.1 | 0.1 | 0.1 | 0.1 | 0.1 | 0.2 | 0.2 | 0.2 | 0.3 | 0.3 | 0.3 | 0.4 | 0.4 | 0.5 | 0.5 | 0.6 | 0.6 | 0.7 | 0.8 | 0.8 | 0.9 | 1 | 1 | 1.1 | 0 | 0 | 0 | 0 | 0 | 0 | 0 | 0 | 0 | 0 | 0 | 0 | 0 | 0 | 0 | 0.1 | 0.1 | 0.1 | 0.1 | 0.1 | 0.2 | 0.2 | 0.2 | 0.2 | 0.2 | 0.3 | 0.3 | 0.3 | 0.3 | 0.3 | 0 | 0 | 0 | 0 | 0 | 0.1 | 0.1 | 0.1 | 0.1 | 0.1 | 0.2 | 0.2 | 0.2 | 0.3 | 0.3 | 0.4 | 0.4 | 0.4 | 0.5 | 0.6 | 0.6 | 0.7 | 0.7 | 0.8 | 0.9 | 1 | 1 | 1.1 | 1.2 | 1.3 | 0 | 0 | 0 | 0 | 0 | 0 | 0 | 0 | 0 | 0.1 | 0.1 | 0.1 | 0.1 | 0.1 | 0.2 | 0.2 | 0.2 | 0.2 | 0.3 | 0.3 | 0.4 | 0.4 | 0.4 | 0.5 | 0.5 | 0.5 | 0.6 | 0.6 | 0.7 | 0.7
PSS | BROADGREEN T1 / CROXTETH T1 / EAST PRESCOT RD (FINCH LA) T1 / KNOTTY ASH T1 / LEYFIELD RD T1 | 0 | 0 | 0 | 0 | 0.1 | 0.1 | 0.1 | 0.1 | 0.1 | 0.2 | 0.2 | 0.2 | 0.2 | 0.3 | 0.3 | 0.3 | 0.3 | 0.4 | 0.4 | 0.4 | 0.5 | 0.5 | 0.5 | 0.6 | 0.6 | 0.7 | 0.7 | 0.8 | 0.8 | 0.9 | 0 | 0 | 0 | 0.1 | 0.1 | 0.2 | 0.2 | 0.3 | 0.4 | 0.4 | 0.5 | 0.6 | 0.7 | 0.9 | 1 | 1.1 | 1.3 | 1.5 | 1.6 | 1.8 | 2 | 2.2 | 2.4 | 2.6 | 2.9 | 3.1 | 3.4 | 3.6 | 3.9 | 4.2 | 0 | 0 | 0 | 0 | 0.1 | 0.1 | 0.1 | 0.1 | 0.1 | 0.2 | 0.2 | 0.3 | 0.3 | 0.4 | 0.4 | 0.4 | 0.5 | 0.5 | 0.6 | 0.6 | 0.7 | 0.8 | 0.8 | 0.9 | 1 | 1 | 1.1 | 1.1 | 1.2 | 1.3 | 0 | 0 | 0 | 0.1 | 0.1 | 0.2 | 0.2 | 0.3 | 0.4 | 0.5 | 0.6 | 0.7 | 0.9 | 1 | 1.2 | 1.3 | 1.5 | 1.7 | 1.9 | 2.1 | 2.3 | 2.6 | 2.8 | 3.1 | 3.4 | 3.6 | 3.9 | 4.2 | 4.6 | 4.9 | 0 | 0 | 0 | 0.1 | 0.1 | 0.1 | 0.2 | 0.2 | 0.2 | 0.3 | 0.4 | 0.4 | 0.5 | 0.6 | 0.7 | 0.8 | 0.9 | 1 | 1.1 | 1.2 | 1.4 | 1.5 | 1.6 | 1.8 | 1.9 | 2.1 | 2.2 | 2.4 | 2.6 | 2.7
PSS | BROMFIELD T1 / BROMFIELD T2 / PONTERWYL T1 / RHYD-Y-GOLEU T1 / SYNTHITE T1 | 0 | 0 | 0 | 0 | 0.1 | 0.1 | 0.1 | 0.1 | 0.1 | 0.2 | 0.2 | 0.2 | 0.2 | 0.3 | 0.3 | 0.3 | 0.3 | 0.4 | 0.4 | 0.4 | 0.4 | 0.5 | 0.5 | 0.6 | 0.6 | 0.7 | 0.7 | 0.7 | 0.8 | 0.8 | 0 | 0 | 0 | 0 | 0.1 | 0.1 | 0.1 | 0.2 | 0.2 | 0.3 | 0.4 | 0.4 | 0.5 | 0.6 | 0.7 | 0.8 | 0.9 | 1 | 1.2 | 1.3 | 1.4 | 1.6 | 1.7 | 1.9 | 2 | 2.2 | 2.4 | 2.6 | 2.7 | 2.9 | 0 | 0 | 0 | 0 | 0.1 | 0.1 | 0.1 | 0.1 | 0.1 | 0.2 | 0.2 | 0.2 | 0.2 | 0.3 | 0.3 | 0.3 | 0.3 | 0.4 | 0.4 | 0.5 | 0.5 | 0.6 | 0.6 | 0.6 | 0.7 | 0.7 | 0.8 | 0.8 | 0.8 | 0.9 | 0 | 0 | 0 | 0.1 | 0.1 | 0.1 | 0.2 | 0.2 | 0.3 | 0.3 | 0.4 | 0.5 | 0.6 | 0.7 | 0.8 | 0.9 | 1 | 1.2 | 1.3 | 1.5 | 1.6 | 1.8 | 2 | 2.1 | 2.3 | 2.5 | 2.7 | 2.9 | 3.2 | 3.4 | 0 | 0 | 0 | 0 | 0.1 | 0.1 | 0.1 | 0.2 | 0.2 | 0.2 | 0.3 | 0.3 | 0.4 | 0.4 | 0.5 | 0.6 | 0.6 | 0.7 | 0.8 | 0.9 | 1 | 1.1 | 1.2 | 1.3 | 1.4 | 1.5 | 1.6 | 1.7 | 1.8 | 1.9
PSS | BROOK LA T1 / MANNINGS LA T1 / NEWTOWN CHESTER T1 / UPTON HEATH T1 | 0 | 0 | 0 | 0 | 0.1 | 0.1 | 0.1 | 0.1 | 0.1 | 0.2 | 0.2 | 0.2 | 0.2 | 0.3 | 0.3 | 0.3 | 0.3 | 0.4 | 0.4 | 0.4 | 0.4 | 0.5 | 0.5 | 0.6 | 0.6 | 0.7 | 0.7 | 0.7 | 0.8 | 0.8 | 0 | 0 | 0 | 0.1 | 0.1 | 0.1 | 0.2 | 0.2 | 0.3 | 0.3 | 0.4 | 0.5 | 0.5 | 0.6 | 0.7 | 0.8 | 0.9 | 1 | 1.2 | 1.3 | 1.4 | 1.6 | 1.7 | 1.9 | 2 | 2.2 | 2.4 | 2.6 | 2.8 | 3 | 0 | 0 | 0 | 0 | 0.1 | 0.1 | 0.1 | 0.1 | 0.1 | 0.2 | 0.2 | 0.2 | 0.2 | 0.3 | 0.3 | 0.3 | 0.4 | 0.4 | 0.4 | 0.5 | 0.5 | 0.6 | 0.6 | 0.7 | 0.7 | 0.7 | 0.8 | 0.8 | 0.9 | 0.9 | 0 | 0 | 0 | 0.1 | 0.1 | 0.1 | 0.2 | 0.2 | 0.3 | 0.4 | 0.4 | 0.5 | 0.6 | 0.7 | 0.8 | 1 | 1.1 | 1.2 | 1.4 | 1.5 | 1.7 | 1.9 | 2 | 2.2 | 2.4 | 2.6 | 2.8 | 3 | 3.3 | 3.5 | 0 | 0 | 0 | 0 | 0.1 | 0.1 | 0.1 | 0.2 | 0.2 | 0.2 | 0.3 | 0.3 | 0.4 | 0.4 | 0.5 | 0.6 | 0.6 | 0.7 | 0.8 | 0.9 | 1 | 1.1 | 1.2 | 1.3 | 1.4 | 1.5 | 1.6 | 1.7 | 1.8 | 2
PSS | BROOK ST T1 / KINGSWAY TUNNEL T1 / NWWA SANDON DOCK T1 / NWWA SANDON DOCK T2 | 0 | 0 | 0 | 0 | 0 | 0 | 0 | 0 | 0 | 0 | 0 | 0 | 0 | 0 | 0 | 0 | 0 | 0 | 0 | 0 | 0 | 0 | 0 | 0 | 0 | 0 | 0 | 0 | 0 | 0 | 0 | 0 | 0 | 0 | 0 | 0 | 0 | 0 | 0 | 0 | 0 | 0 | 0 | 0 | 0 | 0 | 0 | 0 | 0 | 0 | 0 | 0 | 0 | 0 | 0 | 0 | 0 | 0 | 0 | 0 | 0 | 0 | 0 | 0 | 0 | 0 | 0 | 0 | 0 | 0 | 0 | 0 | 0 | 0 | 0 | 0 | 0 | 0 | 0 | 0 | 0 | 0 | 0 | 0 | 0 | 0 | 0 | 0 | 0 | 0 | 0 | 0 | 0 | 0 | 0 | 0 | 0 | 0 | 0 | 0 | 0 | 0 | 0 | 0 | 0 | 0 | 0 | 0 | 0 | 0 | 0 | 0 | 0 | 0 | 0 | 0 | 0 | 0 | 0 | 0 | 0 | 0 | 0 | 0 | 0 | 0 | 0 | 0 | 0 | 0 | 0 | 0 | 0 | 0 | 0 | 0 | 0 | 0 | 0 | 0 | 0 | 0 | 0 | 0 | 0 | 0 | 0 | 0 | 0 | 0
PSS | BRYN STANLEY T1 | 0 | 0 | 0 | 0 | 0 | 0 | 0 | 0 | 0 | 0 | 0 | 0 | 0 | 0 | 0 | 0 | 0 | 0 | 0 | 0 | 0 | 0 | 0 | 0 | 0 | 0 | 0 | 0 | 0 | 0 | 0 | 0 | 0 | 0 | 0 | 0 | 0 | 0 | 0 | 0 | 0 | 0.1 | 0.1 | 0.1 | 0.1 | 0.1 | 0.1 | 0.1 | 0.2 | 0.2 | 0.2 | 0.2 | 0.2 | 0.3 | 0.3 | 0.3 | 0.3 | 0.4 | 0.4 | 0.4 | 0 | 0 | 0 | 0 | 0 | 0 | 0 | 0 | 0 | 0 | 0 | 0 | 0 | 0 | 0 | 0 | 0 | 0 | 0 | 0 | 0 | 0 | 0 | 0 | 0 | 0 | 0 | 0 | 0 | 0 | 0 | 0 | 0 | 0 | 0 | 0 | 0 | 0 | 0 | 0 | 0.1 | 0.1 | 0.1 | 0.1 | 0.1 | 0.1 | 0.2 | 0.2 | 0.2 | 0.2 | 0.2 | 0.3 | 0.3 | 0.3 | 0.3 | 0.4 | 0.4 | 0.4 | 0.5 | 0.5 | 0 | 0 | 0 | 0 | 0 | 0 | 0 | 0 | 0 | 0 | 0 | 0 | 0 | 0 | 0.1 | 0.1 | 0.1 | 0.1 | 0.1 | 0.1 | 0.1 | 0.1 | 0.1 | 0.1 | 0.1 | 0.2 | 0.2 | 0.2 | 0.2 | 0.2
PSS | BUCKINGHAM ST T1 / EVERTON RD T1 / SUBURBAN RD T1 | 0 | 0 | 0 | 0 | 0 | 0 | 0 | 0 | 0 | 0 | 0 | 0 | 0 | 0 | 0 | 0 | 0 | 0 | 0 | 0 | 0 | 0 | 0 | 0 | 0 | 0 | 0 | 0 | 0 | 0 | 0 | 0 | 0 | 0 | 0 | 0 | 0 | 0 | 0 | 0 | 0 | 0 | 0 | 0 | 0 | 0 | 0 | 0 | 0 | 0 | 0 | 0 | 0 | 0 | 0 | 0 | 0 | 0 | 0 | 0 | 0 | 0 | 0 | 0 | 0 | 0 | 0 | 0 | 0 | 0 | 0 | 0 | 0 | 0 | 0 | 0 | 0 | 0 | 0 | 0 | 0 | 0 | 0 | 0 | 0 | 0 | 0 | 0 | 0 | 0 | 0 | 0 | 0 | 0 | 0 | 0 | 0 | 0 | 0 | 0 | 0 | 0 | 0 | 0 | 0 | 0 | 0 | 0 | 0 | 0 | 0 | 0 | 0 | 0 | 0 | 0 | 0 | 0 | 0 | 0 | 0 | 0 | 0 | 0 | 0 | 0 | 0 | 0 | 0 | 0 | 0 | 0 | 0 | 0 | 0 | 0 | 0 | 0 | 0 | 0 | 0 | 0 | 0 | 0 | 0 | 0 | 0 | 0 | 0 | 0
PSS | BUCKLEY T1 / BUCKLEY T2 / BUCKLEY CROSS T1 | 0 | 0 | 0 | 0 | 0.1 | 0.1 | 0.1 | 0.1 | 0.1 | 0.2 | 0.2 | 0.2 | 0.2 | 0.3 | 0.3 | 0.3 | 0.3 | 0.4 | 0.4 | 0.4 | 0.4 | 0.5 | 0.5 | 0.6 | 0.6 | 0.7 | 0.7 | 0.7 | 0.8 | 0.8 | 0 | 0 | 0 | 0.1 | 0.1 | 0.1 | 0.2 | 0.2 | 0.3 | 0.3 | 0.4 | 0.5 | 0.5 | 0.6 | 0.7 | 0.8 | 0.9 | 1 | 1.2 | 1.3 | 1.4 | 1.6 | 1.7 | 1.9 | 2 | 2.2 | 2.4 | 2.6 | 2.8 | 3 | 0 | 0 | 0 | 0 | 0.1 | 0.1 | 0.1 | 0.1 | 0.1 | 0.2 | 0.2 | 0.2 | 0.2 | 0.3 | 0.3 | 0.3 | 0.4 | 0.4 | 0.4 | 0.5 | 0.5 | 0.6 | 0.6 | 0.7 | 0.7 | 0.7 | 0.8 | 0.8 | 0.9 | 0.9 | 0 | 0 | 0 | 0.1 | 0.1 | 0.1 | 0.2 | 0.2 | 0.3 | 0.4 | 0.4 | 0.5 | 0.6 | 0.7 | 0.8 | 0.9 | 1.1 | 1.2 | 1.4 | 1.5 | 1.7 | 1.8 | 2 | 2.2 | 2.4 | 2.6 | 2.8 | 3 | 3.2 | 3.5 | 0 | 0 | 0 | 0 | 0.1 | 0.1 | 0.1 | 0.2 | 0.2 | 0.2 | 0.3 | 0.3 | 0.4 | 0.4 | 0.5 | 0.6 | 0.6 | 0.7 | 0.8 | 0.9 | 1 | 1.1 | 1.2 | 1.3 | 1.4 | 1.5 | 1.6 | 1.7 | 1.8 | 1.9
PSS | BUILDWAS ROAD T1 / MORGAN REFRACTORIES T1 / NESTON MAIN T1 | 0 | 0 | 0 | 0 | 0.1 | 0.1 | 0.1 | 0.1 | 0.1 | 0.2 | 0.2 | 0.2 | 0.2 | 0.3 | 0.3 | 0.3 | 0.3 | 0.4 | 0.4 | 0.4 | 0.4 | 0.5 | 0.5 | 0.6 | 0.6 | 0.7 | 0.7 | 0.7 | 0.8 | 0.8 | 0 | 0 | 0 | 0 | 0.1 | 0.1 | 0.1 | 0.2 | 0.2 | 0.3 | 0.3 | 0.4 | 0.4 | 0.5 | 0.6 | 0.7 | 0.8 | 0.9 | 1 | 1.1 | 1.2 | 1.3 | 1.4 | 1.6 | 1.7 | 1.9 | 2 | 2.2 | 2.3 | 2.5 | 0 | 0 | 0 | 0 | 0.1 | 0.1 | 0.1 | 0.1 | 0.1 | 0.2 | 0.2 | 0.2 | 0.2 | 0.3 | 0.3 | 0.3 | 0.3 | 0.3 | 0.4 | 0.4 | 0.5 | 0.5 | 0.5 | 0.6 | 0.6 | 0.7 | 0.7 | 0.7 | 0.8 | 0.8 | 0 | 0 | 0 | 0 | 0.1 | 0.1 | 0.1 | 0.2 | 0.2 | 0.3 | 0.4 | 0.4 | 0.5 | 0.6 | 0.7 | 0.8 | 0.9 | 1 | 1.1 | 1.3 | 1.4 | 1.5 | 1.7 | 1.8 | 2 | 2.2 | 2.3 | 2.5 | 2.7 | 2.9 | 0 | 0 | 0 | 0 | 0.1 | 0.1 | 0.1 | 0.1 | 0.2 | 0.2 | 0.3 | 0.3 | 0.3 | 0.4 | 0.4 | 0.5 | 0.5 | 0.6 | 0.7 | 0.7 | 0.8 | 0.9 | 1 | 1.1 | 1.2 | 1.3 | 1.4 | 1.5 | 1.6 | 1.7
PSS | BURLINGTON AVE T1 / FRESHFIELD T1 / MARSH BROWS T1 / SOUTHPORT RD T1 | 0 | 0 | 0 | 0 | 0.1 | 0.1 | 0.1 | 0.1 | 0.1 | 0.2 | 0.2 | 0.2 | 0.2 | 0.3 | 0.3 | 0.3 | 0.3 | 0.4 | 0.4 | 0.4 | 0.5 | 0.5 | 0.5 | 0.6 | 0.6 | 0.7 | 0.7 | 0.8 | 0.8 | 0.9 | 0 | 0 | 0 | 0.1 | 0.1 | 0.2 | 0.2 | 0.3 | 0.4 | 0.5 | 0.5 | 0.7 | 0.8 | 0.9 | 1 | 1.2 | 1.3 | 1.5 | 1.7 | 1.9 | 2.1 | 2.3 | 2.5 | 2.7 | 3 | 3.2 | 3.5 | 3.8 | 4 | 4.3 | 0 | 0 | 0 | 0 | 0.1 | 0.1 | 0.1 | 0.1 | 0.2 | 0.2 | 0.2 | 0.3 | 0.3 | 0.4 | 0.4 | 0.5 | 0.5 | 0.5 | 0.6 | 0.7 | 0.7 | 0.8 | 0.9 | 0.9 | 1 | 1.1 | 1.1 | 1.2 | 1.3 | 1.3 | 0 | 0 | 0 | 0.1 | 0.1 | 0.2 | 0.2 | 0.3 | 0.4 | 0.5 | 0.6 | 0.8 | 0.9 | 1 | 1.2 | 1.4 | 1.6 | 1.8 | 2 | 2.2 | 2.4 | 2.7 | 2.9 | 3.2 | 3.5 | 3.8 | 4.1 | 4.4 | 4.7 | 5.1 | 0 | 0 | 0 | 0.1 | 0.1 | 0.1 | 0.2 | 0.2 | 0.3 | 0.3 | 0.4 | 0.5 | 0.5 | 0.6 | 0.7 | 0.8 | 0.9 | 1 | 1.1 | 1.3 | 1.4 | 1.5 | 1.7 | 1.8 | 2 | 2.1 | 2.3 | 2.5 | 2.7 | 2.8
PSS | BURMAH OIL T1 / VAN LEER NO 1 T1 | 0 | 0 | 0 | 0 | 0 | 0 | 0 | 0 | 0 | 0 | 0 | 0 | 0 | 0 | 0 | 0 | 0 | 0 | 0 | 0 | 0 | 0 | 0 | 0 | 0 | 0 | 0 | 0 | 0 | 0 | 0 | 0 | 0 | 0 | 0 | 0 | 0 | 0 | 0 | 0 | 0 | 0 | 0 | 0 | 0 | 0 | 0 | 0 | 0 | 0 | 0 | 0 | 0 | 0 | 0 | 0 | 0 | 0 | 0 | 0 | 0 | 0 | 0 | 0 | 0 | 0 | 0 | 0 | 0 | 0 | 0 | 0 | 0 | 0 | 0 | 0 | 0 | 0 | 0 | 0 | 0 | 0 | 0 | 0 | 0 | 0 | 0 | 0 | 0 | 0 | 0 | 0 | 0 | 0 | 0 | 0 | 0 | 0 | 0 | 0 | 0 | 0 | 0 | 0 | 0 | 0 | 0 | 0 | 0 | 0 | 0 | 0 | 0 | 0 | 0 | 0 | 0 | 0 | 0 | 0 | 0 | 0 | 0 | 0 | 0 | 0 | 0 | 0 | 0 | 0 | 0 | 0 | 0 | 0 | 0 | 0 | 0 | 0 | 0 | 0 | 0 | 0 | 0 | 0 | 0 | 0 | 0 | 0 | 0 | 0
PSS | BUTLINS T1 | 0 | 0 | 0 | 0 | 0 | 0 | 0 | 0 | 0 | 0 | 0 | 0 | 0 | 0 | 0 | 0 | 0 | 0 | 0 | 0 | 0 | 0 | 0 | 0 | 0 | 0 | 0 | 0 | 0 | 0 | 0 | 0 | 0 | 0 | 0 | 0 | 0 | 0 | 0 | 0 | 0 | 0 | 0 | 0 | 0 | 0 | 0 | 0 | 0 | 0 | 0 | 0.1 | 0.1 | 0.1 | 0.1 | 0.1 | 0.1 | 0.1 | 0.1 | 0.1 | 0 | 0 | 0 | 0 | 0 | 0 | 0 | 0 | 0 | 0 | 0 | 0 | 0 | 0 | 0 | 0 | 0 | 0 | 0 | 0 | 0 | 0 | 0 | 0 | 0 | 0 | 0 | 0 | 0 | 0 | 0 | 0 | 0 | 0 | 0 | 0 | 0 | 0 | 0 | 0 | 0 | 0 | 0 | 0 | 0 | 0 | 0 | 0 | 0 | 0.1 | 0.1 | 0.1 | 0.1 | 0.1 | 0.1 | 0.1 | 0.1 | 0.1 | 0.1 | 0.1 | 0 | 0 | 0 | 0 | 0 | 0 | 0 | 0 | 0 | 0 | 0 | 0 | 0 | 0 | 0 | 0 | 0 | 0 | 0 | 0 | 0 | 0 | 0 | 0 | 0 | 0 | 0 | 0 | 0.1 | 0.1
PSS | BUTTINGTON CROSS T1 | 0 | 0 | 0 | 0 | 0 | 0 | 0 | 0 | 0 | 0 | 0 | 0 | 0 | 0 | 0 | 0 | 0 | 0 | 0 | 0 | 0 | 0 | 0 | 0 | 0 | 0 | 0 | 0 | 0 | 0 | 0 | 0 | 0 | 0 | 0 | 0 | 0 | 0 | 0 | 0 | 0 | 0 | 0 | 0 | 0 | 0 | 0 | 0.1 | 0.1 | 0.1 | 0.1 | 0.1 | 0.1 | 0.1 | 0.1 | 0.1 | 0.1 | 0.1 | 0.1 | 0.1 | 0 | 0 | 0 | 0 | 0 | 0 | 0 | 0 | 0 | 0 | 0 | 0 | 0 | 0 | 0 | 0 | 0 | 0 | 0 | 0 | 0 | 0 | 0 | 0 | 0 | 0 | 0 | 0 | 0 | 0 | 0 | 0 | 0 | 0 | 0 | 0 | 0 | 0 | 0 | 0 | 0 | 0 | 0 | 0 | 0 | 0 | 0 | 0 | 0.1 | 0.1 | 0.1 | 0.1 | 0.1 | 0.1 | 0.1 | 0.1 | 0.1 | 0.1 | 0.2 | 0.2 | 0 | 0 | 0 | 0 | 0 | 0 | 0 | 0 | 0 | 0 | 0 | 0 | 0 | 0 | 0 | 0 | 0 | 0 | 0 | 0 | 0 | 0 | 0 | 0 | 0.1 | 0.1 | 0.1 | 0.1 | 0.1 | 0.1
PSS | BXL BROMBOROUGH T1 / TULIP T1 | 0 | 0 | 0 | 0 | 0 | 0 | 0 | 0 | 0 | 0 | 0 | 0 | 0 | 0 | 0 | 0 | 0 | 0 | 0 | 0 | 0 | 0 | 0 | 0 | 0 | 0 | 0 | 0 | 0 | 0 | 0 | 0 | 0 | 0 | 0 | 0 | 0 | 0 | 0 | 0 | 0 | 0 | 0 | 0 | 0 | 0 | 0 | 0 | 0 | 0 | 0 | 0 | 0 | 0.1 | 0.1 | 0.1 | 0.1 | 0.1 | 0.1 | 0.1 | 0 | 0 | 0 | 0 | 0 | 0 | 0 | 0 | 0 | 0 | 0 | 0 | 0 | 0 | 0 | 0 | 0 | 0 | 0 | 0 | 0 | 0 | 0 | 0 | 0 | 0 | 0 | 0 | 0 | 0 | 0 | 0 | 0 | 0 | 0 | 0 | 0 | 0 | 0 | 0 | 0 | 0 | 0 | 0 | 0 | 0 | 0 | 0 | 0 | 0 | 0 | 0.1 | 0.1 | 0.1 | 0.1 | 0.1 | 0.1 | 0.1 | 0.1 | 0.1 | 0 | 0 | 0 | 0 | 0 | 0 | 0 | 0 | 0 | 0 | 0 | 0 | 0 | 0 | 0 | 0 | 0 | 0 | 0 | 0 | 0 | 0 | 0 | 0 | 0 | 0 | 0 | 0 | 0 | 0
PSS | CABLE ST T1 / GRADWELL ST T2 / OLDHAM PLACE T2 | 0 | 0 | 0 | 0 | 0 | 0 | 0 | 0 | 0 | 0 | 0 | 0 | 0 | 0 | 0 | 0 | 0 | 0 | 0 | 0 | 0 | 0 | 0 | 0 | 0 | 0 | 0 | 0 | 0 | 0 | 0 | 0 | 0 | 0 | 0 | 0 | 0 | 0 | 0 | 0 | 0 | 0 | 0 | 0 | 0 | 0 | 0 | 0 | 0 | 0 | 0 | 0 | 0 | 0 | 0 | 0 | 0 | 0 | 0 | 0 | 0 | 0 | 0 | 0 | 0 | 0 | 0 | 0 | 0 | 0 | 0 | 0 | 0 | 0 | 0 | 0 | 0 | 0 | 0 | 0 | 0 | 0 | 0 | 0 | 0 | 0 | 0 | 0 | 0 | 0 | 0 | 0 | 0 | 0 | 0 | 0 | 0 | 0 | 0 | 0 | 0 | 0 | 0 | 0 | 0 | 0 | 0 | 0 | 0 | 0 | 0 | 0 | 0 | 0 | 0 | 0 | 0 | 0 | 0 | 0 | 0 | 0 | 0 | 0 | 0 | 0 | 0 | 0 | 0 | 0 | 0 | 0 | 0 | 0 | 0 | 0 | 0 | 0 | 0 | 0 | 0 | 0 | 0 | 0 | 0 | 0 | 0 | 0 | 0 | 0
PSS | CABLE ST T2 / CROWN COURTS T1 / GRADWELL ST T1 | 0 | 0 | 0 | 0 | 0 | 0 | 0 | 0 | 0 | 0 | 0 | 0 | 0 | 0 | 0 | 0 | 0 | 0 | 0 | 0 | 0 | 0 | 0 | 0 | 0 | 0 | 0 | 0 | 0 | 0 | 0 | 0 | 0 | 0 | 0 | 0 | 0 | 0 | 0 | 0 | 0 | 0 | 0 | 0 | 0 | 0 | 0 | 0 | 0 | 0 | 0 | 0 | 0 | 0 | 0 | 0 | 0 | 0 | 0 | 0 | 0 | 0 | 0 | 0 | 0 | 0 | 0 | 0 | 0 | 0 | 0 | 0 | 0 | 0 | 0 | 0 | 0 | 0 | 0 | 0 | 0 | 0 | 0 | 0 | 0 | 0 | 0 | 0 | 0 | 0 | 0 | 0 | 0 | 0 | 0 | 0 | 0 | 0 | 0 | 0 | 0 | 0 | 0 | 0 | 0 | 0 | 0 | 0 | 0 | 0 | 0 | 0 | 0 | 0 | 0 | 0 | 0 | 0 | 0 | 0 | 0 | 0 | 0 | 0 | 0 | 0 | 0 | 0 | 0 | 0 | 0 | 0 | 0 | 0 | 0 | 0 | 0 | 0 | 0 | 0 | 0 | 0 | 0 | 0 | 0 | 0 | 0 | 0 | 0 | 0
PSS | CADBURYS KRONOSPAN T1 / CADBURYS KRONOSPAN T2 | 0 | 0 | 0 | 0 | 0 | 0 | 0 | 0 | 0 | 0 | 0 | 0 | 0 | 0 | 0 | 0 | 0 | 0 | 0 | 0 | 0 | 0 | 0 | 0 | 0 | 0 | 0 | 0 | 0 | 0 | 0 | 0 | 0 | 0 | 0 | 0 | 0 | 0 | 0 | 0.1 | 0.1 | 0.1 | 0.1 | 0.1 | 0.1 | 0.2 | 0.2 | 0.2 | 0.2 | 0.3 | 0.3 | 0.3 | 0.3 | 0.4 | 0.4 | 0.4 | 0.5 | 0.5 | 0.6 | 0.6 | 0 | 0 | 0 | 0 | 0 | 0 | 0 | 0 | 0 | 0 | 0 | 0 | 0 | 0 | 0 | 0 | 0 | 0 | 0 | 0 | 0 | 0 | 0 | 0 | 0 | 0 | 0 | 0 | 0 | 0 | 0 | 0 | 0 | 0 | 0 | 0 | 0 | 0 | 0.1 | 0.1 | 0.1 | 0.1 | 0.1 | 0.2 | 0.2 | 0.2 | 0.2 | 0.3 | 0.3 | 0.3 | 0.3 | 0.4 | 0.4 | 0.4 | 0.5 | 0.5 | 0.6 | 0.6 | 0.7 | 0.7 | 0 | 0 | 0 | 0 | 0 | 0 | 0 | 0 | 0 | 0 | 0 | 0 | 0.1 | 0.1 | 0.1 | 0.1 | 0.1 | 0.1 | 0.1 | 0.1 | 0.1 | 0.2 | 0.2 | 0.2 | 0.2 | 0.2 | 0.2 | 0.3 | 0.3 | 0.3
PSS | CADBURYS T1 / CADBURYS T2 / HOPFIELD RD T1 | 0 | 0 | 0 | 0 | 0 | 0 | 0 | 0 | 0 | 0 | 0 | 0 | 0 | 0 | 0 | 0 | 0 | 0 | 0 | 0 | 0 | 0 | 0 | 0 | 0 | 0 | 0 | 0 | 0 | 0 | 0 | 0 | 0 | 0 | 0 | 0 | 0 | 0 | 0 | 0 | 0.1 | 0.1 | 0.1 | 0.1 | 0.1 | 0.1 | 0.2 | 0.2 | 0.2 | 0.2 | 0.3 | 0.3 | 0.3 | 0.3 | 0.4 | 0.4 | 0.4 | 0.5 | 0.5 | 0.5 | 0 | 0 | 0 | 0 | 0 | 0 | 0 | 0 | 0 | 0 | 0 | 0 | 0 | 0 | 0 | 0 | 0 | 0 | 0 | 0 | 0 | 0 | 0 | 0 | 0 | 0 | 0 | 0 | 0 | 0 | 0 | 0 | 0 | 0 | 0 | 0 | 0 | 0 | 0.1 | 0.1 | 0.1 | 0.1 | 0.1 | 0.1 | 0.2 | 0.2 | 0.2 | 0.2 | 0.3 | 0.3 | 0.3 | 0.3 | 0.4 | 0.4 | 0.4 | 0.5 | 0.5 | 0.6 | 0.6 | 0.6 | 0 | 0 | 0 | 0 | 0 | 0 | 0 | 0 | 0 | 0 | 0 | 0 | 0 | 0.1 | 0.1 | 0.1 | 0.1 | 0.1 | 0.1 | 0.1 | 0.1 | 0.1 | 0.2 | 0.2 | 0.2 | 0.2 | 0.2 | 0.2 | 0.3 | 0.3
PSS | CAERGEILIOG T1 | 0 | 0 | 0 | 0 | 0 | 0 | 0 | 0 | 0 | 0 | 0 | 0 | 0 | 0 | 0 | 0 | 0 | 0 | 0 | 0 | 0 | 0 | 0 | 0 | 0 | 0 | 0 | 0 | 0 | 0 | 0 | 0 | 0 | 0 | 0 | 0 | 0.1 | 0.1 | 0.1 | 0.1 | 0.1 | 0.1 | 0.2 | 0.2 | 0.2 | 0.3 | 0.3 | 0.3 | 0.4 | 0.4 | 0.4 | 0.5 | 0.5 | 0.6 | 0.6 | 0.7 | 0.7 | 0.8 | 0.8 | 0.9 | 0 | 0 | 0 | 0 | 0 | 0 | 0 | 0 | 0 | 0 | 0 | 0 | 0 | 0 | 0 | 0 | 0 | 0 | 0 | 0.1 | 0.1 | 0.1 | 0.1 | 0.1 | 0.2 | 0.2 | 0.2 | 0.2 | 0.2 | 0.3 | 0 | 0 | 0 | 0 | 0 | 0 | 0.1 | 0.1 | 0.1 | 0.1 | 0.1 | 0.2 | 0.2 | 0.2 | 0.3 | 0.3 | 0.3 | 0.4 | 0.4 | 0.5 | 0.5 | 0.6 | 0.6 | 0.7 | 0.7 | 0.8 | 0.9 | 0.9 | 1 | 1.1 | 0 | 0 | 0 | 0 | 0 | 0 | 0 | 0 | 0 | 0.1 | 0.1 | 0.1 | 0.1 | 0.1 | 0.1 | 0.1 | 0.1 | 0.2 | 0.2 | 0.2 | 0.3 | 0.3 | 0.3 | 0.4 | 0.4 | 0.4 | 0.5 | 0.5 | 0.5 | 0.6
PSS | CAERGWRLE T1 | 0 | 0 | 0 | 0 | 0 | 0 | 0 | 0 | 0 | 0 | 0 | 0 | 0 | 0 | 0 | 0 | 0 | 0 | 0 | 0 | 0 | 0 | 0 | 0 | 0 | 0 | 0 | 0 | 0 | 0 | 0 | 0 | 0 | 0 | 0 | 0.1 | 0.1 | 0.1 | 0.1 | 0.2 | 0.2 | 0.2 | 0.3 | 0.3 | 0.4 | 0.4 | 0.5 | 0.5 | 0.6 | 0.7 | 0.7 | 0.8 | 0.9 | 1 | 1.1 | 1.1 | 1.2 | 1.3 | 1.4 | 1.5 | 0 | 0 | 0 | 0 | 0 | 0 | 0 | 0 | 0 | 0.1 | 0.1 | 0.1 | 0.1 | 0.1 | 0.2 | 0.2 | 0.2 | 0.2 | 0.2 | 0.3 | 0.3 | 0.3 | 0.3 | 0.4 | 0.4 | 0.4 | 0.4 | 0.4 | 0.5 | 0.5 | 0 | 0 | 0 | 0 | 0 | 0.1 | 0.1 | 0.1 | 0.1 | 0.2 | 0.2 | 0.3 | 0.3 | 0.4 | 0.4 | 0.5 | 0.5 | 0.6 | 0.7 | 0.8 | 0.8 | 0.9 | 1 | 1.1 | 1.2 | 1.3 | 1.4 | 1.5 | 1.7 | 1.8 | 0 | 0 | 0 | 0 | 0 | 0 | 0 | 0.1 | 0.1 | 0.1 | 0.1 | 0.2 | 0.2 | 0.2 | 0.3 | 0.3 | 0.3 | 0.4 | 0.4 | 0.5 | 0.5 | 0.6 | 0.6 | 0.7 | 0.7 | 0.8 | 0.8 | 0.9 | 0.9 | 1
PSS | CAERNARFON T1 | 0 | 0 | 0 | 0 | 0 | 0 | 0 | 0 | 0 | 0 | 0 | 0 | 0 | 0 | 0 | 0 | 0 | 0 | 0 | 0 | 0 | 0 | 0 | 0 | 0 | 0 | 0 | 0 | 0 | 0 | 0 | 0 | 0 | 0 | 0 | 0 | 0 | 0 | 0.1 | 0.1 | 0.1 | 0.1 | 0.1 | 0.1 | 0.2 | 0.2 | 0.2 | 0.2 | 0.3 | 0.3 | 0.3 | 0.4 | 0.4 | 0.4 | 0.5 | 0.5 | 0.6 | 0.6 | 0.6 | 0.7 | 0 | 0 | 0 | 0 | 0 | 0 | 0 | 0 | 0 | 0 | 0 | 0 | 0 | 0 | 0 | 0 | 0 | 0 | 0 | 0 | 0 | 0 | 0 | 0 | 0 | 0 | 0.1 | 0.1 | 0.1 | 0.1 | 0 | 0 | 0 | 0 | 0 | 0 | 0 | 0.1 | 0.1 | 0.1 | 0.1 | 0.1 | 0.1 | 0.2 | 0.2 | 0.2 | 0.3 | 0.3 | 0.3 | 0.4 | 0.4 | 0.4 | 0.5 | 0.5 | 0.6 | 0.6 | 0.7 | 0.7 | 0.8 | 0.8 | 0 | 0 | 0 | 0 | 0 | 0 | 0 | 0 | 0 | 0 | 0 | 0.1 | 0.1 | 0.1 | 0.1 | 0.1 | 0.1 | 0.1 | 0.1 | 0.1 | 0.2 | 0.2 | 0.2 | 0.2 | 0.2 | 0.3 | 0.3 | 0.3 | 0.4 | 0.4
PSS | CAERSWS T1 | 0 | 0 | 0 | 0 | 0 | 0 | 0 | 0 | 0 | 0 | 0 | 0 | 0 | 0 | 0 | 0 | 0 | 0 | 0 | 0 | 0 | 0 | 0 | 0 | 0 | 0 | 0 | 0 | 0 | 0 | 0 | 0 | 0 | 0 | 0 | 0 | 0 | 0 | 0.1 | 0.1 | 0.1 | 0.1 | 0.1 | 0.1 | 0.2 | 0.2 | 0.2 | 0.2 | 0.3 | 0.3 | 0.3 | 0.3 | 0.4 | 0.4 | 0.4 | 0.5 | 0.5 | 0.6 | 0.6 | 0.7 | 0 | 0 | 0 | 0 | 0 | 0 | 0 | 0 | 0 | 0 | 0 | 0 | 0 | 0 | 0 | 0 | 0 | 0 | 0 | 0 | 0 | 0 | 0 | 0 | 0 | 0 | 0 | 0 | 0.1 | 0.1 | 0 | 0 | 0 | 0 | 0 | 0 | 0 | 0.1 | 0.1 | 0.1 | 0.1 | 0.1 | 0.1 | 0.2 | 0.2 | 0.2 | 0.2 | 0.3 | 0.3 | 0.3 | 0.4 | 0.4 | 0.4 | 0.5 | 0.5 | 0.6 | 0.6 | 0.7 | 0.7 | 0.8 | 0 | 0 | 0 | 0 | 0 | 0 | 0 | 0 | 0 | 0 | 0 | 0 | 0.1 | 0.1 | 0.1 | 0.1 | 0.1 | 0.1 | 0.1 | 0.1 | 0.2 | 0.2 | 0.2 | 0.2 | 0.2 | 0.2 | 0.3 | 0.3 | 0.3 | 0.4
PSS | CALDY T1 / HOYLAKE T1 / MEOLS T1 / WEST KIRBY SOUTH T1 | 0 | 0 | 0 | 0 | 0.1 | 0.1 | 0.1 | 0.1 | 0.1 | 0.2 | 0.2 | 0.2 | 0.2 | 0.3 | 0.3 | 0.3 | 0.3 | 0.4 | 0.4 | 0.4 | 0.5 | 0.5 | 0.5 | 0.6 | 0.6 | 0.7 | 0.7 | 0.8 | 0.8 | 0.9 | 0 | 0 | 0 | 0.1 | 0.1 | 0.1 | 0.2 | 0.3 | 0.3 | 0.4 | 0.5 | 0.6 | 0.7 | 0.8 | 0.9 | 1 | 1.2 | 1.3 | 1.5 | 1.7 | 1.8 | 2 | 2.2 | 2.4 | 2.6 | 2.8 | 3.1 | 3.3 | 3.5 | 3.8 | 0 | 0 | 0 | 0 | 0.1 | 0.1 | 0.1 | 0.1 | 0.1 | 0.2 | 0.2 | 0.2 | 0.3 | 0.3 | 0.4 | 0.4 | 0.4 | 0.5 | 0.5 | 0.6 | 0.6 | 0.7 | 0.7 | 0.8 | 0.8 | 0.9 | 1 | 1 | 1.1 | 1.2 | 0 | 0 | 0 | 0.1 | 0.1 | 0.2 | 0.2 | 0.3 | 0.4 | 0.5 | 0.6 | 0.7 | 0.8 | 0.9 | 1.1 | 1.2 | 1.4 | 1.5 | 1.7 | 1.9 | 2.1 | 2.3 | 2.5 | 2.8 | 3 | 3.3 | 3.6 | 3.8 | 4.1 | 4.4 | 0 | 0 | 0 | 0.1 | 0.1 | 0.1 | 0.1 | 0.2 | 0.2 | 0.3 | 0.3 | 0.4 | 0.5 | 0.6 | 0.6 | 0.7 | 0.8 | 0.9 | 1 | 1.1 | 1.2 | 1.3 | 1.5 | 1.6 | 1.7 | 1.9 | 2 | 2.2 | 2.3 | 2.5
PSS | CARBORUNDUM T1 / HOUGHTONS LA T1 / RAINFORD T1 / WINDLEHURST T2 | 0 | 0 | 0 | 0 | 0.1 | 0.1 | 0.1 | 0.1 | 0.1 | 0.2 | 0.2 | 0.2 | 0.2 | 0.3 | 0.3 | 0.3 | 0.3 | 0.4 | 0.4 | 0.4 | 0.5 | 0.5 | 0.5 | 0.6 | 0.6 | 0.7 | 0.7 | 0.8 | 0.8 | 0.9 | 0 | 0 | 0 | 0.1 | 0.1 | 0.1 | 0.2 | 0.3 | 0.3 | 0.4 | 0.5 | 0.6 | 0.7 | 0.8 | 1 | 1.1 | 1.2 | 1.4 | 1.6 | 1.7 | 1.9 | 2.1 | 2.3 | 2.5 | 2.8 | 3 | 3.3 | 3.5 | 3.8 | 4 | 0 | 0 | 0 | 0 | 0.1 | 0.1 | 0.1 | 0.1 | 0.1 | 0.2 | 0.2 | 0.2 | 0.3 | 0.3 | 0.4 | 0.4 | 0.5 | 0.5 | 0.6 | 0.6 | 0.7 | 0.7 | 0.8 | 0.8 | 0.9 | 1 | 1 | 1.1 | 1.2 | 1.2 | 0 | 0 | 0 | 0.1 | 0.1 | 0.2 | 0.2 | 0.3 | 0.4 | 0.5 | 0.6 | 0.7 | 0.8 | 1 | 1.1 | 1.3 | 1.5 | 1.6 | 1.8 | 2 | 2.2 | 2.5 | 2.7 | 3 | 3.2 | 3.5 | 3.8 | 4.1 | 4.4 | 4.7 | 0 | 0 | 0 | 0.1 | 0.1 | 0.1 | 0.1 | 0.2 | 0.2 | 0.3 | 0.4 | 0.4 | 0.5 | 0.6 | 0.7 | 0.8 | 0.9 | 1 | 1.1 | 1.2 | 1.3 | 1.4 | 1.6 | 1.7 | 1.8 | 2 | 2.1 | 2.3 | 2.5 | 2.6
PSS | CARLTON ST T1 / CARLTON ST T2 / CHALON WAY T2 | 0 | 0 | 0 | 0 | 0 | 0 | 0 | 0 | 0 | 0 | 0 | 0 | 0 | 0 | 0 | 0 | 0 | 0 | 0 | 0 | 0 | 0 | 0 | 0 | 0 | 0 | 0 | 0 | 0 | 0 | 0 | 0 | 0 | 0 | 0 | 0 | 0 | 0 | 0 | 0.1 | 0.1 | 0.1 | 0.1 | 0.1 | 0.1 | 0.2 | 0.2 | 0.2 | 0.2 | 0.3 | 0.3 | 0.3 | 0.3 | 0.4 | 0.4 | 0.4 | 0.5 | 0.5 | 0.5 | 0.6 | 0 | 0 | 0 | 0 | 0 | 0 | 0 | 0 | 0 | 0 | 0 | 0 | 0 | 0 | 0 | 0 | 0 | 0 | 0 | 0 | 0 | 0 | 0 | 0 | 0 | 0 | 0 | 0 | 0 | 0 | 0 | 0 | 0 | 0 | 0 | 0 | 0 | 0 | 0.1 | 0.1 | 0.1 | 0.1 | 0.1 | 0.2 | 0.2 | 0.2 | 0.2 | 0.3 | 0.3 | 0.3 | 0.3 | 0.4 | 0.4 | 0.4 | 0.5 | 0.5 | 0.6 | 0.6 | 0.6 | 0.7 | 0 | 0 | 0 | 0 | 0 | 0 | 0 | 0 | 0 | 0 | 0 | 0 | 0.1 | 0.1 | 0.1 | 0.1 | 0.1 | 0.1 | 0.1 | 0.1 | 0.1 | 0.2 | 0.2 | 0.2 | 0.2 | 0.2 | 0.2 | 0.3 | 0.3 | 0.3
PSS | CARMEL T1 | 0 | 0 | 0 | 0 | 0 | 0 | 0 | 0 | 0 | 0 | 0 | 0 | 0 | 0 | 0 | 0 | 0 | 0 | 0 | 0 | 0 | 0 | 0 | 0 | 0 | 0 | 0 | 0 | 0 | 0 | 0 | 0 | 0 | 0 | 0 | 0 | 0 | 0 | 0 | 0 | 0.1 | 0.1 | 0.1 | 0.1 | 0.1 | 0.1 | 0.2 | 0.2 | 0.2 | 0.2 | 0.2 | 0.3 | 0.3 | 0.3 | 0.4 | 0.4 | 0.4 | 0.5 | 0.5 | 0.5 | 0 | 0 | 0 | 0 | 0 | 0 | 0 | 0 | 0 | 0 | 0 | 0 | 0 | 0 | 0 | 0 | 0 | 0 | 0 | 0 | 0 | 0 | 0 | 0 | 0 | 0 | 0 | 0 | 0 | 0 | 0 | 0 | 0 | 0 | 0 | 0 | 0 | 0 | 0.1 | 0.1 | 0.1 | 0.1 | 0.1 | 0.1 | 0.1 | 0.2 | 0.2 | 0.2 | 0.2 | 0.3 | 0.3 | 0.3 | 0.4 | 0.4 | 0.4 | 0.5 | 0.5 | 0.5 | 0.6 | 0.6 | 0 | 0 | 0 | 0 | 0 | 0 | 0 | 0 | 0 | 0 | 0 | 0 | 0 | 0.1 | 0.1 | 0.1 | 0.1 | 0.1 | 0.1 | 0.1 | 0.1 | 0.1 | 0.1 | 0.2 | 0.2 | 0.2 | 0.2 | 0.2 | 0.2 | 0.3
PSS | CASTLE BEESTON ST T1 / HARTFORD T2 / LEICESTER STREET T1 / NORTHWICH TOWN T1 / WINNINGTON T1 | 0 | 0 | 0 | 0 | 0.1 | 0.1 | 0.1 | 0.1 | 0.1 | 0.2 | 0.2 | 0.2 | 0.2 | 0.3 | 0.3 | 0.3 | 0.3 | 0.4 | 0.4 | 0.4 | 0.5 | 0.5 | 0.5 | 0.6 | 0.6 | 0.7 | 0.7 | 0.8 | 0.8 | 0.9 | 0 | 0 | 0 | 0.1 | 0.1 | 0.1 | 0.2 | 0.2 | 0.3 | 0.4 | 0.4 | 0.5 | 0.6 | 0.7 | 0.8 | 0.9 | 1.1 | 1.2 | 1.3 | 1.5 | 1.6 | 1.8 | 2 | 2.2 | 2.4 | 2.6 | 2.8 | 3 | 3.2 | 3.4 | 0 | 0 | 0 | 0 | 0.1 | 0.1 | 0.1 | 0.1 | 0.1 | 0.2 | 0.2 | 0.2 | 0.3 | 0.3 | 0.3 | 0.4 | 0.4 | 0.5 | 0.5 | 0.6 | 0.6 | 0.6 | 0.7 | 0.7 | 0.8 | 0.8 | 0.9 | 1 | 1 | 1.1 | 0 | 0 | 0 | 0.1 | 0.1 | 0.1 | 0.2 | 0.3 | 0.3 | 0.4 | 0.5 | 0.6 | 0.7 | 0.8 | 1 | 1.1 | 1.2 | 1.4 | 1.6 | 1.7 | 1.9 | 2.1 | 2.3 | 2.5 | 2.7 | 3 | 3.2 | 3.5 | 3.7 | 4 | 0 | 0 | 0 | 0.1 | 0.1 | 0.1 | 0.1 | 0.2 | 0.2 | 0.3 | 0.3 | 0.4 | 0.4 | 0.5 | 0.6 | 0.7 | 0.7 | 0.8 | 0.9 | 1 | 1.1 | 1.2 | 1.3 | 1.4 | 1.6 | 1.7 | 1.8 | 2 | 2.1 | 2.2
PSS | CEFN MAWR T1 | 0 | 0 | 0 | 0 | 0 | 0 | 0 | 0 | 0 | 0 | 0 | 0 | 0 | 0 | 0 | 0 | 0 | 0 | 0 | 0 | 0 | 0 | 0 | 0 | 0 | 0 | 0 | 0 | 0 | 0 | 0 | 0 | 0 | 0 | 0 | 0 | 0.1 | 0.1 | 0.1 | 0.1 | 0.1 | 0.2 | 0.2 | 0.2 | 0.3 | 0.3 | 0.3 | 0.4 | 0.4 | 0.5 | 0.5 | 0.6 | 0.6 | 0.7 | 0.7 | 0.8 | 0.9 | 0.9 | 1 | 1.1 | 0 | 0 | 0 | 0 | 0 | 0 | 0 | 0 | 0 | 0 | 0 | 0 | 0 | 0 | 0 | 0 | 0.1 | 0.1 | 0.1 | 0.1 | 0.1 | 0.2 | 0.2 | 0.2 | 0.2 | 0.2 | 0.3 | 0.3 | 0.3 | 0.3 | 0 | 0 | 0 | 0 | 0 | 0 | 0.1 | 0.1 | 0.1 | 0.1 | 0.2 | 0.2 | 0.2 | 0.2 | 0.3 | 0.3 | 0.4 | 0.4 | 0.5 | 0.5 | 0.6 | 0.6 | 0.7 | 0.8 | 0.8 | 0.9 | 1 | 1.1 | 1.1 | 1.2 | 0 | 0 | 0 | 0 | 0 | 0 | 0 | 0 | 0 | 0.1 | 0.1 | 0.1 | 0.1 | 0.1 | 0.1 | 0.2 | 0.2 | 0.2 | 0.3 | 0.3 | 0.3 | 0.4 | 0.4 | 0.4 | 0.5 | 0.5 | 0.6 | 0.6 | 0.6 | 0.7
PSS | CEMAES BAY T1 | 0 | 0 | 0 | 0 | 0 | 0 | 0 | 0 | 0 | 0 | 0 | 0 | 0 | 0 | 0 | 0 | 0 | 0 | 0 | 0 | 0 | 0 | 0 | 0 | 0 | 0 | 0 | 0 | 0 | 0 | 0 | 0 | 0 | 0 | 0 | 0 | 0 | 0 | 0 | 0 | 0 | 0 | 0.1 | 0.1 | 0.1 | 0.1 | 0.1 | 0.1 | 0.1 | 0.1 | 0.2 | 0.2 | 0.2 | 0.2 | 0.3 | 0.3 | 0.3 | 0.3 | 0.3 | 0.4 | 0 | 0 | 0 | 0 | 0 | 0 | 0 | 0 | 0 | 0 | 0 | 0 | 0 | 0 | 0 | 0 | 0 | 0 | 0 | 0 | 0 | 0 | 0 | 0 | 0 | 0 | 0 | 0 | 0 | 0 | 0 | 0 | 0 | 0 | 0 | 0 | 0 | 0 | 0 | 0 | 0.1 | 0.1 | 0.1 | 0.1 | 0.1 | 0.1 | 0.1 | 0.1 | 0.2 | 0.2 | 0.2 | 0.2 | 0.2 | 0.3 | 0.3 | 0.3 | 0.3 | 0.4 | 0.4 | 0.4 | 0 | 0 | 0 | 0 | 0 | 0 | 0 | 0 | 0 | 0 | 0 | 0 | 0 | 0 | 0 | 0 | 0.1 | 0.1 | 0.1 | 0.1 | 0.1 | 0.1 | 0.1 | 0.1 | 0.1 | 0.1 | 0.1 | 0.2 | 0.2 | 0.2
PSS | CEMMAES RD T1 | 0 | 0 | 0 | 0 | 0 | 0 | 0 | 0 | 0 | 0 | 0 | 0 | 0 | 0 | 0 | 0 | 0 | 0 | 0 | 0 | 0 | 0 | 0 | 0 | 0 | 0 | 0 | 0 | 0 | 0 | 0 | 0 | 0 | 0 | 0 | 0 | 0 | 0 | 0 | 0 | 0.1 | 0.1 | 0.1 | 0.1 | 0.1 | 0.1 | 0.2 | 0.2 | 0.2 | 0.2 | 0.3 | 0.3 | 0.3 | 0.3 | 0.4 | 0.4 | 0.4 | 0.5 | 0.5 | 0.5 | 0 | 0 | 0 | 0 | 0 | 0 | 0 | 0 | 0 | 0 | 0 | 0 | 0 | 0 | 0 | 0 | 0 | 0 | 0 | 0 | 0 | 0 | 0 | 0 | 0 | 0 | 0 | 0 | 0 | 0 | 0 | 0 | 0 | 0 | 0 | 0 | 0 | 0 | 0.1 | 0.1 | 0.1 | 0.1 | 0.1 | 0.1 | 0.2 | 0.2 | 0.2 | 0.2 | 0.3 | 0.3 | 0.3 | 0.3 | 0.4 | 0.4 | 0.4 | 0.5 | 0.5 | 0.6 | 0.6 | 0.6 | 0 | 0 | 0 | 0 | 0 | 0 | 0 | 0 | 0 | 0 | 0 | 0 | 0 | 0.1 | 0.1 | 0.1 | 0.1 | 0.1 | 0.1 | 0.1 | 0.1 | 0.1 | 0.2 | 0.2 | 0.2 | 0.2 | 0.2 | 0.2 | 0.3 | 0.3
PSS | CEREAL PARTNERS T1 / LEVER GEORGIA AVE T1 / POOL LA T1 / UML LEVER BROMBOROUGH T2 | 0 | 0 | 0 | 0 | 0 | 0 | 0 | 0 | 0 | 0 | 0 | 0 | 0 | 0 | 0 | 0 | 0 | 0 | 0 | 0 | 0 | 0 | 0 | 0 | 0 | 0 | 0 | 0 | 0 | 0 | 0 | 0 | 0 | 0 | 0 | 0 | 0 | 0 | 0 | 0 | 0 | 0 | 0 | 0.1 | 0.1 | 0.1 | 0.1 | 0.1 | 0.1 | 0.1 | 0.1 | 0.1 | 0.2 | 0.2 | 0.2 | 0.2 | 0.2 | 0.2 | 0.3 | 0.3 | 0 | 0 | 0 | 0 | 0 | 0 | 0 | 0 | 0 | 0 | 0 | 0 | 0 | 0 | 0 | 0 | 0 | 0 | 0 | 0 | 0 | 0 | 0 | 0 | 0 | 0 | 0 | 0 | 0 | 0 | 0 | 0 | 0 | 0 | 0 | 0 | 0 | 0 | 0 | 0 | 0 | 0 | 0.1 | 0.1 | 0.1 | 0.1 | 0.1 | 0.1 | 0.1 | 0.1 | 0.2 | 0.2 | 0.2 | 0.2 | 0.2 | 0.2 | 0.3 | 0.3 | 0.3 | 0.3 | 0 | 0 | 0 | 0 | 0 | 0 | 0 | 0 | 0 | 0 | 0 | 0 | 0 | 0 | 0 | 0 | 0 | 0 | 0.1 | 0.1 | 0.1 | 0.1 | 0.1 | 0.1 | 0.1 | 0.1 | 0.1 | 0.1 | 0.1 | 0.1
PSS | CHALON WAY T1 / TECHNOLOGY CAMPUS T1 / WOODVILLE ST T1 | 0 | 0 | 0 | 0 | 0 | 0 | 0 | 0 | 0 | 0 | 0 | 0 | 0 | 0 | 0 | 0 | 0 | 0 | 0 | 0 | 0 | 0 | 0 | 0 | 0 | 0 | 0 | 0 | 0 | 0 | 0 | 0 | 0 | 0 | 0 | 0 | 0.1 | 0.1 | 0.1 | 0.1 | 0.1 | 0.2 | 0.2 | 0.2 | 0.2 | 0.3 | 0.3 | 0.4 | 0.4 | 0.4 | 0.5 | 0.5 | 0.6 | 0.7 | 0.7 | 0.8 | 0.8 | 0.9 | 1 | 1 | 0 | 0 | 0 | 0 | 0 | 0 | 0 | 0 | 0 | 0 | 0 | 0 | 0 | 0 | 0 | 0 | 0 | 0.1 | 0.1 | 0.1 | 0.1 | 0.1 | 0.2 | 0.2 | 0.2 | 0.2 | 0.2 | 0.3 | 0.3 | 0.3 | 0 | 0 | 0 | 0 | 0 | 0 | 0.1 | 0.1 | 0.1 | 0.1 | 0.1 | 0.2 | 0.2 | 0.2 | 0.3 | 0.3 | 0.4 | 0.4 | 0.5 | 0.5 | 0.6 | 0.6 | 0.7 | 0.8 | 0.8 | 0.9 | 1 | 1 | 1.1 | 1.2 | 0 | 0 | 0 | 0 | 0 | 0 | 0 | 0 | 0 | 0.1 | 0.1 | 0.1 | 0.1 | 0.1 | 0.1 | 0.1 | 0.2 | 0.2 | 0.2 | 0.3 | 0.3 | 0.3 | 0.4 | 0.4 | 0.5 | 0.5 | 0.5 | 0.6 | 0.6 | 0.7
PSS | CHESTER GATES T1 / UNILEVER DUNKIRK T1 | 0 | 0 | 0 | 0 | 0 | 0 | 0 | 0 | 0 | 0 | 0 | 0 | 0 | 0 | 0 | 0 | 0 | 0 | 0 | 0 | 0 | 0 | 0 | 0 | 0 | 0 | 0 | 0 | 0 | 0 | 0 | 0 | 0 | 0 | 0 | 0 | 0 | 0 | 0 | 0 | 0 | 0 | 0 | 0 | 0 | 0 | 0 | 0 | 0 | 0 | 0 | 0 | 0 | 0 | 0 | 0.1 | 0.1 | 0.1 | 0.1 | 0.1 | 0 | 0 | 0 | 0 | 0 | 0 | 0 | 0 | 0 | 0 | 0 | 0 | 0 | 0 | 0 | 0 | 0 | 0 | 0 | 0 | 0 | 0 | 0 | 0 | 0 | 0 | 0 | 0 | 0 | 0 | 0 | 0 | 0 | 0 | 0 | 0 | 0 | 0 | 0 | 0 | 0 | 0 | 0 | 0 | 0 | 0 | 0 | 0 | 0 | 0 | 0 | 0.1 | 0.1 | 0.1 | 0.1 | 0.1 | 0.1 | 0.1 | 0.1 | 0.1 | 0 | 0 | 0 | 0 | 0 | 0 | 0 | 0 | 0 | 0 | 0 | 0 | 0 | 0 | 0 | 0 | 0 | 0 | 0 | 0 | 0 | 0 | 0 | 0 | 0 | 0 | 0 | 0 | 0 | 0
PSS | CHESTER ST (WREXHAM) T1 / EAGLES MEADOW T1 / RHOSNESNI T1 / WHITEGATE T1 | 0 | 0 | 0 | 0 | 0 | 0 | 0 | 0 | 0 | 0 | 0 | 0 | 0 | 0 | 0 | 0 | 0 | 0 | 0 | 0 | 0 | 0 | 0 | 0 | 0 | 0 | 0 | 0 | 0 | 0 | 0 | 0 | 0 | 0 | 0 | 0.1 | 0.1 | 0.1 | 0.2 | 0.2 | 0.2 | 0.3 | 0.3 | 0.4 | 0.4 | 0.5 | 0.6 | 0.7 | 0.7 | 0.8 | 0.9 | 1 | 1.1 | 1.2 | 1.3 | 1.4 | 1.5 | 1.7 | 1.8 | 1.9 | 0 | 0 | 0 | 0 | 0 | 0 | 0 | 0.1 | 0.1 | 0.1 | 0.1 | 0.1 | 0.2 | 0.2 | 0.2 | 0.2 | 0.2 | 0.3 | 0.3 | 0.3 | 0.3 | 0.3 | 0.4 | 0.4 | 0.4 | 0.4 | 0.5 | 0.5 | 0.5 | 0.6 | 0 | 0 | 0 | 0 | 0.1 | 0.1 | 0.1 | 0.1 | 0.2 | 0.2 | 0.3 | 0.3 | 0.4 | 0.5 | 0.5 | 0.6 | 0.7 | 0.8 | 0.9 | 1 | 1.1 | 1.2 | 1.3 | 1.4 | 1.5 | 1.7 | 1.8 | 1.9 | 2.1 | 2.2 | 0 | 0 | 0 | 0 | 0 | 0 | 0.1 | 0.1 | 0.1 | 0.1 | 0.2 | 0.2 | 0.2 | 0.3 | 0.3 | 0.4 | 0.4 | 0.5 | 0.5 | 0.6 | 0.6 | 0.7 | 0.7 | 0.8 | 0.9 | 0.9 | 1 | 1.1 | 1.2 | 1.2
PSS | CHILDWALL T1 / CHILDWALL FIVEWAYS T1 / LYNDENE RD T1 / MIDDLEMASS HEY T1 / NAYLORS RD T1 | 0 | 0 | 0 | 0 | 0.1 | 0.1 | 0.1 | 0.1 | 0.1 | 0.2 | 0.2 | 0.2 | 0.2 | 0.3 | 0.3 | 0.3 | 0.3 | 0.4 | 0.4 | 0.4 | 0.5 | 0.5 | 0.5 | 0.6 | 0.6 | 0.7 | 0.7 | 0.8 | 0.8 | 0.9 | 0 | 0 | 0 | 0.1 | 0.1 | 0.1 | 0.2 | 0.2 | 0.3 | 0.3 | 0.4 | 0.5 | 0.6 | 0.7 | 0.8 | 0.9 | 1.1 | 1.2 | 1.3 | 1.5 | 1.6 | 1.8 | 2 | 2.1 | 2.3 | 2.5 | 2.7 | 3 | 3.2 | 3.4 | 0 | 0 | 0 | 0 | 0.1 | 0.1 | 0.1 | 0.1 | 0.1 | 0.2 | 0.2 | 0.2 | 0.3 | 0.3 | 0.3 | 0.4 | 0.4 | 0.5 | 0.5 | 0.6 | 0.6 | 0.6 | 0.7 | 0.7 | 0.8 | 0.8 | 0.9 | 1 | 1 | 1.1 | 0 | 0 | 0 | 0.1 | 0.1 | 0.1 | 0.2 | 0.3 | 0.3 | 0.4 | 0.5 | 0.6 | 0.7 | 0.8 | 1 | 1.1 | 1.2 | 1.4 | 1.6 | 1.7 | 1.9 | 2.1 | 2.3 | 2.5 | 2.7 | 3 | 3.2 | 3.5 | 3.7 | 4 | 0 | 0 | 0 | 0 | 0.1 | 0.1 | 0.1 | 0.2 | 0.2 | 0.3 | 0.3 | 0.4 | 0.4 | 0.5 | 0.6 | 0.7 | 0.7 | 0.8 | 0.9 | 1 | 1.1 | 1.2 | 1.3 | 1.4 | 1.6 | 1.7 | 1.8 | 2 | 2.1 | 2.2
PSS | CHOWLEY T1 | 0 | 0 | 0 | 0 | 0 | 0 | 0 | 0 | 0 | 0 | 0 | 0 | 0 | 0 | 0 | 0 | 0 | 0 | 0 | 0 | 0 | 0 | 0 | 0 | 0 | 0 | 0 | 0 | 0 | 0 | 0 | 0 | 0 | 0 | 0 | 0 | 0.1 | 0.1 | 0.1 | 0.1 | 0.2 | 0.2 | 0.2 | 0.3 | 0.3 | 0.4 | 0.4 | 0.5 | 0.5 | 0.6 | 0.6 | 0.7 | 0.8 | 0.9 | 0.9 | 1 | 1.1 | 1.2 | 1.3 | 1.3 | 0 | 0 | 0 | 0 | 0 | 0 | 0 | 0 | 0 | 0 | 0 | 0 | 0.1 | 0.1 | 0.1 | 0.1 | 0.1 | 0.2 | 0.2 | 0.2 | 0.2 | 0.2 | 0.3 | 0.3 | 0.3 | 0.3 | 0.4 | 0.4 | 0.4 | 0.4 | 0 | 0 | 0 | 0 | 0 | 0.1 | 0.1 | 0.1 | 0.1 | 0.2 | 0.2 | 0.2 | 0.3 | 0.3 | 0.4 | 0.4 | 0.5 | 0.5 | 0.6 | 0.7 | 0.7 | 0.8 | 0.9 | 1 | 1.1 | 1.2 | 1.3 | 1.4 | 1.5 | 1.6 | 0 | 0 | 0 | 0 | 0 | 0 | 0 | 0 | 0.1 | 0.1 | 0.1 | 0.1 | 0.1 | 0.2 | 0.2 | 0.2 | 0.3 | 0.3 | 0.4 | 0.4 | 0.4 | 0.5 | 0.5 | 0.6 | 0.6 | 0.7 | 0.7 | 0.8 | 0.8 | 0.9
PSS | CHURCH LANE T1 / NANT HALL T1 / PRESTATYN T1 | 0 | 0 | 0 | 0 | 0.1 | 0.1 | 0.1 | 0.1 | 0.1 | 0.2 | 0.2 | 0.2 | 0.2 | 0.3 | 0.3 | 0.3 | 0.3 | 0.4 | 0.4 | 0.4 | 0.4 | 0.5 | 0.5 | 0.6 | 0.6 | 0.7 | 0.7 | 0.7 | 0.8 | 0.8 | 0 | 0 | 0 | 0 | 0.1 | 0.1 | 0.1 | 0.2 | 0.2 | 0.2 | 0.3 | 0.3 | 0.4 | 0.5 | 0.6 | 0.6 | 0.7 | 0.8 | 0.9 | 1 | 1.1 | 1.2 | 1.3 | 1.4 | 1.6 | 1.7 | 1.8 | 2 | 2.1 | 2.3 | 0 | 0 | 0 | 0 | 0.1 | 0.1 | 0.1 | 0.1 | 0.1 | 0.2 | 0.2 | 0.2 | 0.2 | 0.3 | 0.3 | 0.3 | 0.3 | 0.3 | 0.4 | 0.4 | 0.4 | 0.4 | 0.5 | 0.5 | 0.6 | 0.6 | 0.6 | 0.7 | 0.7 | 0.8 | 0 | 0 | 0 | 0 | 0.1 | 0.1 | 0.1 | 0.2 | 0.2 | 0.3 | 0.3 | 0.4 | 0.5 | 0.6 | 0.6 | 0.7 | 0.8 | 0.9 | 1 | 1.2 | 1.3 | 1.4 | 1.5 | 1.7 | 1.8 | 2 | 2.1 | 2.3 | 2.5 | 2.7 | 0 | 0 | 0 | 0 | 0.1 | 0.1 | 0.1 | 0.1 | 0.2 | 0.2 | 0.2 | 0.3 | 0.3 | 0.4 | 0.4 | 0.5 | 0.5 | 0.6 | 0.6 | 0.7 | 0.8 | 0.8 | 0.9 | 1 | 1.1 | 1.2 | 1.2 | 1.3 | 1.4 | 1.5
PSS | CHURCH LAWTON T1 | 0 | 0 | 0 | 0 | 0 | 0 | 0 | 0 | 0 | 0 | 0 | 0 | 0 | 0 | 0 | 0 | 0 | 0 | 0 | 0 | 0 | 0 | 0 | 0 | 0 | 0 | 0 | 0 | 0 | 0 | 0 | 0 | 0 | 0 | 0 | 0 | 0.1 | 0.1 | 0.1 | 0.1 | 0.1 | 0.2 | 0.2 | 0.2 | 0.3 | 0.3 | 0.3 | 0.4 | 0.4 | 0.5 | 0.5 | 0.6 | 0.6 | 0.7 | 0.7 | 0.8 | 0.9 | 0.9 | 1 | 1.1 | 0 | 0 | 0 | 0 | 0 | 0 | 0 | 0 | 0 | 0 | 0 | 0 | 0 | 0 | 0 | 0 | 0.1 | 0.1 | 0.1 | 0.1 | 0.1 | 0.2 | 0.2 | 0.2 | 0.2 | 0.2 | 0.3 | 0.3 | 0.3 | 0.3 | 0 | 0 | 0 | 0 | 0 | 0 | 0.1 | 0.1 | 0.1 | 0.1 | 0.2 | 0.2 | 0.2 | 0.2 | 0.3 | 0.3 | 0.4 | 0.4 | 0.5 | 0.5 | 0.6 | 0.6 | 0.7 | 0.8 | 0.8 | 0.9 | 1 | 1.1 | 1.1 | 1.2 | 0 | 0 | 0 | 0 | 0 | 0 | 0 | 0 | 0 | 0.1 | 0.1 | 0.1 | 0.1 | 0.1 | 0.1 | 0.2 | 0.2 | 0.2 | 0.3 | 0.3 | 0.3 | 0.4 | 0.4 | 0.4 | 0.5 | 0.5 | 0.6 | 0.6 | 0.7 | 0.7
PSS | CHURCH ST WINSFORD T1 / OVER T1 / WHARTON PK T1 / WOODFORD PK T1 | 0 | 0 | 0 | 0 | 0.1 | 0.1 | 0.1 | 0.1 | 0.1 | 0.2 | 0.2 | 0.2 | 0.2 | 0.3 | 0.3 | 0.3 | 0.3 | 0.4 | 0.4 | 0.4 | 0.5 | 0.5 | 0.5 | 0.6 | 0.6 | 0.7 | 0.7 | 0.8 | 0.8 | 0.9 | 0 | 0 | 0 | 0.1 | 0.1 | 0.1 | 0.2 | 0.2 | 0.3 | 0.3 | 0.4 | 0.5 | 0.6 | 0.7 | 0.8 | 0.9 | 1 | 1.1 | 1.2 | 1.4 | 1.5 | 1.7 | 1.8 | 2 | 2.2 | 2.4 | 2.6 | 2.8 | 3 | 3.2 | 0 | 0 | 0 | 0 | 0.1 | 0.1 | 0.1 | 0.1 | 0.1 | 0.2 | 0.2 | 0.2 | 0.2 | 0.3 | 0.3 | 0.3 | 0.4 | 0.4 | 0.5 | 0.5 | 0.6 | 0.6 | 0.6 | 0.7 | 0.7 | 0.8 | 0.8 | 0.9 | 0.9 | 1 | 0 | 0 | 0 | 0.1 | 0.1 | 0.1 | 0.2 | 0.2 | 0.3 | 0.4 | 0.5 | 0.6 | 0.7 | 0.8 | 0.9 | 1 | 1.1 | 1.3 | 1.4 | 1.6 | 1.8 | 1.9 | 2.1 | 2.3 | 2.5 | 2.7 | 3 | 3.2 | 3.4 | 3.7 | 0 | 0 | 0 | 0 | 0.1 | 0.1 | 0.1 | 0.2 | 0.2 | 0.2 | 0.3 | 0.3 | 0.4 | 0.5 | 0.5 | 0.6 | 0.7 | 0.8 | 0.9 | 0.9 | 1 | 1.1 | 1.2 | 1.3 | 1.5 | 1.6 | 1.7 | 1.8 | 1.9 | 2.1
PSS | CIVIC CENTRE T1 / CLAUGHTON AVE T1 / ELECTRICITY ST T1 | 0 | 0 | 0 | 0 | 0 | 0 | 0 | 0 | 0 | 0 | 0 | 0 | 0 | 0 | 0 | 0 | 0 | 0 | 0 | 0 | 0 | 0 | 0 | 0 | 0 | 0 | 0 | 0 | 0 | 0 | 0 | 0 | 0 | 0 | 0 | 0 | 0.1 | 0.1 | 0.1 | 0.1 | 0.2 | 0.2 | 0.3 | 0.3 | 0.3 | 0.4 | 0.4 | 0.5 | 0.6 | 0.6 | 0.7 | 0.8 | 0.8 | 0.9 | 1 | 1.1 | 1.2 | 1.2 | 1.3 | 1.4 | 0 | 0 | 0 | 0 | 0 | 0 | 0 | 0 | 0 | 0 | 0.1 | 0.1 | 0.1 | 0.1 | 0.1 | 0.2 | 0.2 | 0.2 | 0.2 | 0.2 | 0.3 | 0.3 | 0.3 | 0.3 | 0.4 | 0.4 | 0.4 | 0.4 | 0.4 | 0.5 | 0 | 0 | 0 | 0 | 0 | 0.1 | 0.1 | 0.1 | 0.1 | 0.2 | 0.2 | 0.2 | 0.3 | 0.3 | 0.4 | 0.4 | 0.5 | 0.6 | 0.6 | 0.7 | 0.8 | 0.9 | 1 | 1 | 1.1 | 1.2 | 1.3 | 1.4 | 1.5 | 1.7 | 0 | 0 | 0 | 0 | 0 | 0 | 0 | 0 | 0.1 | 0.1 | 0.1 | 0.1 | 0.2 | 0.2 | 0.2 | 0.3 | 0.3 | 0.4 | 0.4 | 0.4 | 0.5 | 0.5 | 0.6 | 0.6 | 0.7 | 0.7 | 0.8 | 0.8 | 0.9 | 0.9
PSS | CLEDFORD T1 | 0 | 0 | 0 | 0 | 0 | 0 | 0 | 0 | 0 | 0 | 0 | 0 | 0 | 0 | 0 | 0 | 0 | 0 | 0 | 0 | 0 | 0 | 0 | 0 | 0 | 0 | 0 | 0 | 0 | 0 | 0 | 0 | 0 | 0 | 0 | 0 | 0.1 | 0.1 | 0.1 | 0.1 | 0.2 | 0.2 | 0.3 | 0.3 | 0.3 | 0.4 | 0.4 | 0.5 | 0.6 | 0.6 | 0.7 | 0.8 | 0.8 | 0.9 | 1 | 1.1 | 1.2 | 1.2 | 1.3 | 1.4 | 0 | 0 | 0 | 0 | 0 | 0 | 0 | 0 | 0 | 0 | 0.1 | 0.1 | 0.1 | 0.1 | 0.1 | 0.2 | 0.2 | 0.2 | 0.2 | 0.2 | 0.3 | 0.3 | 0.3 | 0.3 | 0.4 | 0.4 | 0.4 | 0.4 | 0.4 | 0.5 | 0 | 0 | 0 | 0 | 0 | 0.1 | 0.1 | 0.1 | 0.1 | 0.2 | 0.2 | 0.2 | 0.3 | 0.3 | 0.4 | 0.4 | 0.5 | 0.6 | 0.6 | 0.7 | 0.8 | 0.9 | 1 | 1 | 1.1 | 1.2 | 1.3 | 1.4 | 1.5 | 1.7 | 0 | 0 | 0 | 0 | 0 | 0 | 0 | 0 | 0.1 | 0.1 | 0.1 | 0.1 | 0.2 | 0.2 | 0.2 | 0.3 | 0.3 | 0.4 | 0.4 | 0.4 | 0.5 | 0.5 | 0.6 | 0.6 | 0.7 | 0.7 | 0.8 | 0.8 | 0.9 | 0.9
PSS | CLOCKFACE T1 / GEC ST HELENS T1 / HILLS MOSS T1 / NCB SUTTON MANOR T2 | 0 | 0 | 0 | 0 | 0 | 0 | 0 | 0 | 0 | 0 | 0 | 0 | 0.1 | 0.1 | 0.1 | 0.1 | 0.1 | 0.2 | 0.2 | 0.2 | 0.2 | 0.3 | 0.3 | 0.3 | 0.4 | 0.4 | 0.5 | 0.5 | 0.5 | 0.6 | 0 | 0 | 0 | 0 | 0 | 0.1 | 0.1 | 0.1 | 0.2 | 0.2 | 0.2 | 0.3 | 0.3 | 0.4 | 0.5 | 0.5 | 0.6 | 0.7 | 0.8 | 0.9 | 0.9 | 1 | 1.1 | 1.3 | 1.4 | 1.5 | 1.6 | 1.7 | 1.8 | 2 | 0 | 0 | 0 | 0 | 0 | 0 | 0.1 | 0.1 | 0.1 | 0.1 | 0.1 | 0.2 | 0.2 | 0.2 | 0.2 | 0.3 | 0.3 | 0.3 | 0.3 | 0.3 | 0.4 | 0.4 | 0.4 | 0.4 | 0.5 | 0.5 | 0.5 | 0.6 | 0.6 | 0.6 | 0 | 0 | 0 | 0 | 0.1 | 0.1 | 0.1 | 0.2 | 0.2 | 0.2 | 0.3 | 0.3 | 0.4 | 0.5 | 0.6 | 0.6 | 0.7 | 0.8 | 0.9 | 1 | 1.1 | 1.2 | 1.3 | 1.5 | 1.6 | 1.7 | 1.9 | 2 | 2.1 | 2.3 | 0 | 0 | 0 | 0 | 0 | 0.1 | 0.1 | 0.1 | 0.1 | 0.2 | 0.2 | 0.2 | 0.3 | 0.3 | 0.4 | 0.4 | 0.4 | 0.5 | 0.5 | 0.6 | 0.7 | 0.7 | 0.8 | 0.8 | 0.9 | 1 | 1.1 | 1.1 | 1.2 | 1.3
PSS | CLUBMOOR T1 / DUNLOPS WALTON T1 / WALTON T2 | 0 | 0 | 0 | 0 | 0 | 0 | 0 | 0 | 0 | 0 | 0 | 0 | 0 | 0 | 0 | 0 | 0 | 0 | 0 | 0 | 0 | 0 | 0 | 0 | 0 | 0 | 0 | 0 | 0 | 0 | 0 | 0 | 0 | 0 | 0 | 0 | 0 | 0 | 0 | 0 | 0 | 0 | 0 | 0 | 0 | 0 | 0 | 0 | 0 | 0 | 0 | 0 | 0 | 0 | 0 | 0 | 0 | 0 | 0 | 0 | 0 | 0 | 0 | 0 | 0 | 0 | 0 | 0 | 0 | 0 | 0 | 0 | 0 | 0 | 0 | 0 | 0 | 0 | 0 | 0 | 0 | 0 | 0 | 0 | 0 | 0 | 0 | 0 | 0 | 0 | 0 | 0 | 0 | 0 | 0 | 0 | 0 | 0 | 0 | 0 | 0 | 0 | 0 | 0 | 0 | 0 | 0 | 0 | 0 | 0 | 0 | 0 | 0 | 0 | 0 | 0 | 0 | 0 | 0 | 0 | 0 | 0 | 0 | 0 | 0 | 0 | 0 | 0 | 0 | 0 | 0 | 0 | 0 | 0 | 0 | 0 | 0 | 0 | 0 | 0 | 0 | 0 | 0 | 0 | 0 | 0 | 0 | 0 | 0 | 0
PSS | COEDPOETH T1 | 0 | 0 | 0 | 0 | 0 | 0 | 0 | 0 | 0 | 0 | 0 | 0 | 0 | 0 | 0 | 0 | 0 | 0 | 0 | 0 | 0 | 0 | 0 | 0 | 0 | 0 | 0 | 0 | 0 | 0 | 0 | 0 | 0 | 0 | 0 | 0 | 0 | 0 | 0 | 0 | 0 | 0 | 0.1 | 0.1 | 0.1 | 0.1 | 0.1 | 0.1 | 0.1 | 0.1 | 0.2 | 0.2 | 0.2 | 0.2 | 0.2 | 0.3 | 0.3 | 0.3 | 0.3 | 0.3 | 0 | 0 | 0 | 0 | 0 | 0 | 0 | 0 | 0 | 0 | 0 | 0 | 0 | 0 | 0 | 0 | 0 | 0 | 0 | 0 | 0 | 0 | 0 | 0 | 0 | 0 | 0 | 0 | 0 | 0 | 0 | 0 | 0 | 0 | 0 | 0 | 0 | 0 | 0 | 0 | 0.1 | 0.1 | 0.1 | 0.1 | 0.1 | 0.1 | 0.1 | 0.1 | 0.2 | 0.2 | 0.2 | 0.2 | 0.2 | 0.3 | 0.3 | 0.3 | 0.3 | 0.4 | 0.4 | 0.4 | 0 | 0 | 0 | 0 | 0 | 0 | 0 | 0 | 0 | 0 | 0 | 0 | 0 | 0 | 0 | 0 | 0.1 | 0.1 | 0.1 | 0.1 | 0.1 | 0.1 | 0.1 | 0.1 | 0.1 | 0.1 | 0.1 | 0.2 | 0.2 | 0.2
PSS | COLWYN BAY T1 / COLWYN BAY T2 / RHOS-ON-SEA T1 | 0 | 0 | 0 | 0 | 0 | 0 | 0 | 0 | 0 | 0 | 0 | 0 | 0 | 0 | 0 | 0 | 0 | 0 | 0 | 0 | 0 | 0 | 0 | 0 | 0 | 0 | 0 | 0 | 0 | 0 | 0 | 0 | 0 | 0 | 0 | 0 | 0.1 | 0.1 | 0.1 | 0.1 | 0.2 | 0.2 | 0.2 | 0.3 | 0.3 | 0.4 | 0.4 | 0.5 | 0.5 | 0.6 | 0.6 | 0.7 | 0.8 | 0.8 | 0.9 | 1 | 1.1 | 1.1 | 1.2 | 1.3 | 0 | 0 | 0 | 0 | 0 | 0 | 0 | 0 | 0 | 0 | 0 | 0 | 0.1 | 0.1 | 0.1 | 0.1 | 0.1 | 0.2 | 0.2 | 0.2 | 0.2 | 0.2 | 0.3 | 0.3 | 0.3 | 0.3 | 0.4 | 0.4 | 0.4 | 0.4 | 0 | 0 | 0 | 0 | 0 | 0.1 | 0.1 | 0.1 | 0.1 | 0.2 | 0.2 | 0.2 | 0.3 | 0.3 | 0.4 | 0.4 | 0.5 | 0.5 | 0.6 | 0.7 | 0.7 | 0.8 | 0.9 | 1 | 1.1 | 1.1 | 1.2 | 1.3 | 1.4 | 1.5 | 0 | 0 | 0 | 0 | 0 | 0 | 0 | 0 | 0.1 | 0.1 | 0.1 | 0.1 | 0.1 | 0.2 | 0.2 | 0.2 | 0.3 | 0.3 | 0.4 | 0.4 | 0.4 | 0.5 | 0.5 | 0.6 | 0.6 | 0.7 | 0.7 | 0.8 | 0.8 | 0.9
PSS | CONEY GREEN T1 / OSWESTRY T2 / OSWESTRY T1 | 0 | 0 | 0 | 0 | 0 | 0 | 0 | 0 | 0 | 0 | 0 | 0 | 0 | 0 | 0 | 0 | 0 | 0 | 0 | 0 | 0 | 0 | 0 | 0 | 0 | 0 | 0 | 0 | 0 | 0 | 0 | 0 | 0 | 0 | 0 | 0.1 | 0.1 | 0.1 | 0.2 | 0.2 | 0.2 | 0.3 | 0.3 | 0.4 | 0.4 | 0.5 | 0.6 | 0.7 | 0.7 | 0.8 | 0.9 | 1 | 1.1 | 1.2 | 1.3 | 1.4 | 1.5 | 1.7 | 1.8 | 1.9 | 0 | 0 | 0 | 0 | 0 | 0 | 0.1 | 0.1 | 0.1 | 0.1 | 0.1 | 0.2 | 0.2 | 0.2 | 0.2 | 0.3 | 0.3 | 0.3 | 0.3 | 0.3 | 0.4 | 0.4 | 0.4 | 0.4 | 0.5 | 0.5 | 0.5 | 0.5 | 0.6 | 0.6 | 0 | 0 | 0 | 0 | 0.1 | 0.1 | 0.1 | 0.1 | 0.2 | 0.2 | 0.3 | 0.3 | 0.4 | 0.5 | 0.5 | 0.6 | 0.7 | 0.8 | 0.9 | 1 | 1.1 | 1.2 | 1.3 | 1.4 | 1.5 | 1.7 | 1.8 | 2 | 2.1 | 2.3 | 0 | 0 | 0 | 0 | 0 | 0.1 | 0.1 | 0.1 | 0.1 | 0.2 | 0.2 | 0.2 | 0.3 | 0.3 | 0.3 | 0.4 | 0.4 | 0.5 | 0.5 | 0.6 | 0.6 | 0.7 | 0.8 | 0.8 | 0.9 | 1 | 1 | 1.1 | 1.2 | 1.3
PSS | CONIX T1 / CONIX T2 / MEDEVA T1 | 0 | 0 | 0 | 0 | 0 | 0 | 0 | 0 | 0 | 0 | 0 | 0 | 0 | 0 | 0 | 0 | 0 | 0 | 0 | 0 | 0 | 0 | 0 | 0 | 0 | 0 | 0 | 0 | 0 | 0 | 0 | 0 | 0 | 0 | 0 | 0 | 0 | 0 | 0 | 0 | 0 | 0 | 0 | 0 | 0 | 0 | 0 | 0 | 0 | 0 | 0 | 0 | 0 | 0 | 0 | 0 | 0 | 0 | 0 | 0 | 0 | 0 | 0 | 0 | 0 | 0 | 0 | 0 | 0 | 0 | 0 | 0 | 0 | 0 | 0 | 0 | 0 | 0 | 0 | 0 | 0 | 0 | 0 | 0 | 0 | 0 | 0 | 0 | 0 | 0 | 0 | 0 | 0 | 0 | 0 | 0 | 0 | 0 | 0 | 0 | 0 | 0 | 0 | 0 | 0 | 0 | 0 | 0 | 0 | 0 | 0 | 0 | 0 | 0 | 0 | 0 | 0 | 0 | 0 | 0 | 0 | 0 | 0 | 0 | 0 | 0 | 0 | 0 | 0 | 0 | 0 | 0 | 0 | 0 | 0 | 0 | 0 | 0 | 0 | 0 | 0 | 0 | 0 | 0 | 0 | 0 | 0 | 0 | 0 | 0
PSS | CONNAHS QUAY LOCAL T1 / CONNAHS QUAY LOCAL T2 / HAWARDEN T1 / KING GEORGE ST T1 | 0 | 0 | 0 | 0 | 0.1 | 0.1 | 0.1 | 0.1 | 0.1 | 0.2 | 0.2 | 0.2 | 0.2 | 0.3 | 0.3 | 0.3 | 0.3 | 0.4 | 0.4 | 0.4 | 0.5 | 0.5 | 0.5 | 0.6 | 0.6 | 0.7 | 0.7 | 0.8 | 0.8 | 0.9 | 0 | 0 | 0 | 0.1 | 0.1 | 0.2 | 0.2 | 0.3 | 0.4 | 0.5 | 0.6 | 0.7 | 0.8 | 1 | 1.1 | 1.3 | 1.4 | 1.6 | 1.8 | 2 | 2.2 | 2.5 | 2.7 | 3 | 3.2 | 3.5 | 3.8 | 4 | 4.4 | 4.7 | 0 | 0 | 0 | 0 | 0 | 0.1 | 0.1 | 0.1 | 0.2 | 0.2 | 0.2 | 0.3 | 0.3 | 0.4 | 0.4 | 0.5 | 0.5 | 0.6 | 0.6 | 0.7 | 0.8 | 0.8 | 0.9 | 1 | 1 | 1.1 | 1.2 | 1.3 | 1.3 | 1.4 | 0 | 0 | 0.1 | 0.1 | 0.1 | 0.2 | 0.3 | 0.3 | 0.4 | 0.5 | 0.7 | 0.8 | 0.9 | 1.1 | 1.3 | 1.5 | 1.7 | 1.9 | 2.1 | 2.3 | 2.6 | 2.9 | 3.1 | 3.4 | 3.7 | 4 | 4.4 | 4.7 | 5.1 | 5.4 | 0 | 0 | 0 | 0.1 | 0.1 | 0.1 | 0.2 | 0.2 | 0.3 | 0.3 | 0.4 | 0.5 | 0.6 | 0.7 | 0.8 | 0.9 | 1 | 1.1 | 1.2 | 1.4 | 1.5 | 1.6 | 1.8 | 2 | 2.1 | 2.3 | 2.5 | 2.7 | 2.8 | 3
PSS | CONWY T1 / DEGANWY T1 / LLANDUDNO JUNCTION T1 | 0 | 0 | 0 | 0 | 0.1 | 0.1 | 0.1 | 0.1 | 0.1 | 0.2 | 0.2 | 0.2 | 0.2 | 0.3 | 0.3 | 0.3 | 0.3 | 0.4 | 0.4 | 0.4 | 0.4 | 0.5 | 0.5 | 0.6 | 0.6 | 0.7 | 0.7 | 0.7 | 0.8 | 0.8 | 0 | 0 | 0 | 0 | 0.1 | 0.1 | 0.1 | 0.2 | 0.2 | 0.3 | 0.3 | 0.4 | 0.5 | 0.5 | 0.6 | 0.7 | 0.8 | 0.9 | 1 | 1.1 | 1.3 | 1.4 | 1.5 | 1.6 | 1.8 | 1.9 | 2.1 | 2.3 | 2.4 | 2.6 | 0 | 0 | 0 | 0 | 0.1 | 0.1 | 0.1 | 0.1 | 0.1 | 0.2 | 0.2 | 0.2 | 0.2 | 0.3 | 0.3 | 0.3 | 0.3 | 0.3 | 0.4 | 0.4 | 0.5 | 0.5 | 0.6 | 0.6 | 0.6 | 0.7 | 0.7 | 0.8 | 0.8 | 0.8 | 0 | 0 | 0 | 0 | 0.1 | 0.1 | 0.2 | 0.2 | 0.3 | 0.3 | 0.4 | 0.5 | 0.5 | 0.6 | 0.7 | 0.8 | 0.9 | 1.1 | 1.2 | 1.3 | 1.4 | 1.6 | 1.7 | 1.9 | 2.1 | 2.3 | 2.4 | 2.6 | 2.8 | 3 | 0 | 0 | 0 | 0 | 0.1 | 0.1 | 0.1 | 0.1 | 0.2 | 0.2 | 0.3 | 0.3 | 0.3 | 0.4 | 0.4 | 0.5 | 0.6 | 0.6 | 0.7 | 0.8 | 0.9 | 0.9 | 1 | 1.1 | 1.2 | 1.3 | 1.4 | 1.5 | 1.6 | 1.7
PSS | CORWEN T1 | 0 | 0 | 0 | 0 | 0 | 0 | 0 | 0 | 0 | 0 | 0 | 0 | 0 | 0 | 0 | 0 | 0 | 0 | 0 | 0 | 0 | 0 | 0 | 0 | 0 | 0 | 0 | 0 | 0 | 0 | 0 | 0 | 0 | 0 | 0 | 0 | 0 | 0 | 0 | 0.1 | 0.1 | 0.1 | 0.1 | 0.1 | 0.1 | 0.2 | 0.2 | 0.2 | 0.2 | 0.3 | 0.3 | 0.3 | 0.3 | 0.4 | 0.4 | 0.5 | 0.5 | 0.5 | 0.6 | 0.6 | 0 | 0 | 0 | 0 | 0 | 0 | 0 | 0 | 0 | 0 | 0 | 0 | 0 | 0 | 0 | 0 | 0 | 0 | 0 | 0 | 0 | 0 | 0 | 0 | 0 | 0 | 0 | 0 | 0 | 0 | 0 | 0 | 0 | 0 | 0 | 0 | 0 | 0 | 0.1 | 0.1 | 0.1 | 0.1 | 0.1 | 0.2 | 0.2 | 0.2 | 0.2 | 0.3 | 0.3 | 0.3 | 0.3 | 0.4 | 0.4 | 0.5 | 0.5 | 0.5 | 0.6 | 0.6 | 0.7 | 0.7 | 0 | 0 | 0 | 0 | 0 | 0 | 0 | 0 | 0 | 0 | 0 | 0 | 0.1 | 0.1 | 0.1 | 0.1 | 0.1 | 0.1 | 0.1 | 0.1 | 0.1 | 0.2 | 0.2 | 0.2 | 0.2 | 0.2 | 0.2 | 0.3 | 0.3 | 0.3
PSS | CREWE T1 | 0 | 0 | 0 | 0 | 0 | 0 | 0 | 0 | 0 | 0 | 0 | 0 | 0 | 0 | 0 | 0 | 0 | 0 | 0 | 0 | 0 | 0 | 0 | 0 | 0 | 0 | 0 | 0 | 0 | 0 | 0 | 0 | 0 | 0 | 0 | 0 | 0 | 0 | 0 | 0 | 0.1 | 0.1 | 0.1 | 0.1 | 0.1 | 0.1 | 0.1 | 0.2 | 0.2 | 0.2 | 0.2 | 0.2 | 0.3 | 0.3 | 0.3 | 0.4 | 0.4 | 0.4 | 0.4 | 0.5 | 0 | 0 | 0 | 0 | 0 | 0 | 0 | 0 | 0 | 0 | 0 | 0 | 0 | 0 | 0 | 0 | 0 | 0 | 0 | 0 | 0 | 0 | 0 | 0 | 0 | 0 | 0 | 0 | 0 | 0 | 0 | 0 | 0 | 0 | 0 | 0 | 0 | 0 | 0 | 0 | 0.1 | 0.1 | 0.1 | 0.1 | 0.1 | 0.1 | 0.2 | 0.2 | 0.2 | 0.2 | 0.2 | 0.3 | 0.3 | 0.3 | 0.4 | 0.4 | 0.4 | 0.5 | 0.5 | 0.5 | 0 | 0 | 0 | 0 | 0 | 0 | 0 | 0 | 0 | 0 | 0 | 0 | 0 | 0 | 0.1 | 0.1 | 0.1 | 0.1 | 0.1 | 0.1 | 0.1 | 0.1 | 0.1 | 0.1 | 0.2 | 0.2 | 0.2 | 0.2 | 0.2 | 0.2
PSS | CRIGGION RADIO STATION T1 | 0 | 0 | 0 | 0 | 0 | 0 | 0 | 0 | 0 | 0 | 0 | 0 | 0 | 0 | 0 | 0 | 0 | 0 | 0 | 0 | 0 | 0 | 0 | 0 | 0 | 0 | 0 | 0 | 0 | 0 | 0 | 0 | 0 | 0 | 0 | 0 | 0 | 0 | 0 | 0 | 0 | 0 | 0 | 0 | 0 | 0 | 0.1 | 0.1 | 0.1 | 0.1 | 0.1 | 0.1 | 0.1 | 0.1 | 0.1 | 0.1 | 0.1 | 0.1 | 0.2 | 0.2 | 0 | 0 | 0 | 0 | 0 | 0 | 0 | 0 | 0 | 0 | 0 | 0 | 0 | 0 | 0 | 0 | 0 | 0 | 0 | 0 | 0 | 0 | 0 | 0 | 0 | 0 | 0 | 0 | 0 | 0 | 0 | 0 | 0 | 0 | 0 | 0 | 0 | 0 | 0 | 0 | 0 | 0 | 0 | 0 | 0 | 0 | 0.1 | 0.1 | 0.1 | 0.1 | 0.1 | 0.1 | 0.1 | 0.1 | 0.1 | 0.1 | 0.2 | 0.2 | 0.2 | 0.2 | 0 | 0 | 0 | 0 | 0 | 0 | 0 | 0 | 0 | 0 | 0 | 0 | 0 | 0 | 0 | 0 | 0 | 0 | 0 | 0 | 0 | 0 | 0 | 0.1 | 0.1 | 0.1 | 0.1 | 0.1 | 0.1 | 0.1
PSS | CROSSFIELDS T1 / CROSSFIELDS T2 / LEVERS CROSSFIELDS T3 / GATEWARTH SEWAGE T1 | 0 | 0 | 0 | 0 | 0 | 0 | 0 | 0 | 0 | 0 | 0 | 0 | 0 | 0 | 0 | 0 | 0 | 0 | 0 | 0 | 0 | 0 | 0 | 0 | 0 | 0 | 0 | 0 | 0 | 0 | 0 | 0 | 0 | 0 | 0 | 0 | 0 | 0 | 0 | 0 | 0 | 0 | 0 | 0 | 0.1 | 0.1 | 0.1 | 0.1 | 0.1 | 0.1 | 0.1 | 0.1 | 0.1 | 0.1 | 0.2 | 0.2 | 0.2 | 0.2 | 0.2 | 0.2 | 0 | 0 | 0 | 0 | 0 | 0 | 0 | 0 | 0 | 0 | 0 | 0 | 0 | 0 | 0 | 0 | 0 | 0 | 0 | 0 | 0 | 0 | 0 | 0 | 0 | 0 | 0 | 0 | 0 | 0 | 0 | 0 | 0 | 0 | 0 | 0 | 0 | 0 | 0 | 0 | 0 | 0 | 0 | 0.1 | 0.1 | 0.1 | 0.1 | 0.1 | 0.1 | 0.1 | 0.1 | 0.1 | 0.2 | 0.2 | 0.2 | 0.2 | 0.2 | 0.2 | 0.3 | 0.3 | 0 | 0 | 0 | 0 | 0 | 0 | 0 | 0 | 0 | 0 | 0 | 0 | 0 | 0 | 0 | 0 | 0 | 0 | 0 | 0 | 0.1 | 0.1 | 0.1 | 0.1 | 0.1 | 0.1 | 0.1 | 0.1 | 0.1 | 0.1
PSS | CROWTON T1 | 0 | 0 | 0 | 0 | 0 | 0 | 0 | 0 | 0 | 0 | 0 | 0 | 0 | 0 | 0 | 0 | 0 | 0 | 0 | 0 | 0 | 0 | 0 | 0 | 0 | 0 | 0 | 0 | 0 | 0 | 0 | 0 | 0 | 0 | 0 | 0 | 0 | 0.1 | 0.1 | 0.1 | 0.1 | 0.1 | 0.2 | 0.2 | 0.2 | 0.2 | 0.3 | 0.3 | 0.3 | 0.4 | 0.4 | 0.4 | 0.5 | 0.5 | 0.6 | 0.6 | 0.7 | 0.7 | 0.8 | 0.8 | 0 | 0 | 0 | 0 | 0 | 0 | 0 | 0 | 0 | 0 | 0 | 0 | 0 | 0 | 0 | 0 | 0 | 0 | 0 | 0 | 0 | 0 | 0.1 | 0.1 | 0.1 | 0.1 | 0.1 | 0.2 | 0.2 | 0.2 | 0 | 0 | 0 | 0 | 0 | 0 | 0.1 | 0.1 | 0.1 | 0.1 | 0.1 | 0.1 | 0.2 | 0.2 | 0.2 | 0.3 | 0.3 | 0.3 | 0.4 | 0.4 | 0.4 | 0.5 | 0.5 | 0.6 | 0.6 | 0.7 | 0.8 | 0.8 | 0.9 | 0.9 | 0 | 0 | 0 | 0 | 0 | 0 | 0 | 0 | 0 | 0 | 0.1 | 0.1 | 0.1 | 0.1 | 0.1 | 0.1 | 0.1 | 0.1 | 0.2 | 0.2 | 0.2 | 0.2 | 0.3 | 0.3 | 0.3 | 0.4 | 0.4 | 0.4 | 0.5 | 0.5
PSS | CWM DYLI T1 | 0 | 0 | 0 | 0 | 0 | 0 | 0 | 0 | 0 | 0 | 0 | 0 | 0 | 0 | 0 | 0 | 0 | 0 | 0 | 0 | 0 | 0 | 0 | 0 | 0 | 0 | 0 | 0 | 0 | 0 | 0 | 0 | 0 | 0 | 0 | 0 | 0 | 0 | 0 | 0 | 0 | 0 | 0 | 0 | 0 | 0 | 0 | 0 | 0 | 0.1 | 0.1 | 0.1 | 0.1 | 0.1 | 0.1 | 0.1 | 0.1 | 0.1 | 0.1 | 0.1 | 0 | 0 | 0 | 0 | 0 | 0 | 0 | 0 | 0 | 0 | 0 | 0 | 0 | 0 | 0 | 0 | 0 | 0 | 0 | 0 | 0 | 0 | 0 | 0 | 0 | 0 | 0 | 0 | 0 | 0 | 0 | 0 | 0 | 0 | 0 | 0 | 0 | 0 | 0 | 0 | 0 | 0 | 0 | 0 | 0 | 0 | 0 | 0 | 0.1 | 0.1 | 0.1 | 0.1 | 0.1 | 0.1 | 0.1 | 0.1 | 0.1 | 0.1 | 0.1 | 0.1 | 0 | 0 | 0 | 0 | 0 | 0 | 0 | 0 | 0 | 0 | 0 | 0 | 0 | 0 | 0 | 0 | 0 | 0 | 0 | 0 | 0 | 0 | 0 | 0 | 0 | 0 | 0.1 | 0.1 | 0.1 | 0.1
PSS | DAILY POST & ECHO T1 / DAILY POST & ECHO T2 | 0 | 0 | 0 | 0 | 0 | 0 | 0 | 0 | 0 | 0 | 0 | 0 | 0 | 0 | 0 | 0 | 0 | 0 | 0 | 0 | 0 | 0 | 0 | 0 | 0 | 0 | 0 | 0 | 0 | 0 | 0 | 0 | 0 | 0 | 0 | 0 | 0 | 0 | 0 | 0 | 0 | 0 | 0 | 0 | 0 | 0 | 0 | 0 | 0 | 0 | 0 | 0 | 0 | 0 | 0 | 0 | 0 | 0 | 0 | 0 | 0 | 0 | 0 | 0 | 0 | 0 | 0 | 0 | 0 | 0 | 0 | 0 | 0 | 0 | 0 | 0 | 0 | 0 | 0 | 0 | 0 | 0 | 0 | 0 | 0 | 0 | 0 | 0 | 0 | 0 | 0 | 0 | 0 | 0 | 0 | 0 | 0 | 0 | 0 | 0 | 0 | 0 | 0 | 0 | 0 | 0 | 0 | 0 | 0 | 0 | 0 | 0 | 0 | 0 | 0 | 0 | 0 | 0 | 0 | 0 | 0 | 0 | 0 | 0 | 0 | 0 | 0 | 0 | 0 | 0 | 0 | 0 | 0 | 0 | 0 | 0 | 0 | 0 | 0 | 0 | 0 | 0 | 0 | 0 | 0 | 0 | 0 | 0 | 0 | 0
PSS | DARESBURY NPL T1 / DARESBURY PK T1 | 0 | 0 | 0 | 0 | 0 | 0 | 0 | 0 | 0 | 0 | 0 | 0 | 0 | 0 | 0 | 0 | 0 | 0 | 0 | 0 | 0 | 0 | 0 | 0 | 0 | 0 | 0 | 0 | 0 | 0 | 0 | 0 | 0 | 0 | 0 | 0 | 0 | 0 | 0 | 0.1 | 0.1 | 0.1 | 0.1 | 0.1 | 0.1 | 0.2 | 0.2 | 0.2 | 0.2 | 0.3 | 0.3 | 0.3 | 0.4 | 0.4 | 0.4 | 0.5 | 0.5 | 0.6 | 0.6 | 0.6 | 0 | 0 | 0 | 0 | 0 | 0 | 0 | 0 | 0 | 0 | 0 | 0 | 0 | 0 | 0 | 0 | 0 | 0 | 0 | 0 | 0 | 0 | 0 | 0 | 0 | 0 | 0 | 0 | 0 | 0.1 | 0 | 0 | 0 | 0 | 0 | 0 | 0 | 0.1 | 0.1 | 0.1 | 0.1 | 0.1 | 0.1 | 0.2 | 0.2 | 0.2 | 0.2 | 0.3 | 0.3 | 0.3 | 0.4 | 0.4 | 0.4 | 0.5 | 0.5 | 0.6 | 0.6 | 0.6 | 0.7 | 0.7 | 0 | 0 | 0 | 0 | 0 | 0 | 0 | 0 | 0 | 0 | 0 | 0 | 0.1 | 0.1 | 0.1 | 0.1 | 0.1 | 0.1 | 0.1 | 0.1 | 0.1 | 0.2 | 0.2 | 0.2 | 0.2 | 0.2 | 0.3 | 0.3 | 0.3 | 0.3
PSS | DAVY WAY T1 / LLAY T1 | 0 | 0 | 0 | 0 | 0 | 0 | 0 | 0 | 0 | 0 | 0 | 0 | 0 | 0 | 0 | 0 | 0 | 0 | 0 | 0 | 0 | 0 | 0 | 0 | 0 | 0 | 0 | 0 | 0 | 0 | 0 | 0 | 0 | 0 | 0 | 0 | 0 | 0 | 0.1 | 0.1 | 0.1 | 0.1 | 0.1 | 0.1 | 0.2 | 0.2 | 0.2 | 0.2 | 0.3 | 0.3 | 0.3 | 0.4 | 0.4 | 0.4 | 0.5 | 0.5 | 0.5 | 0.6 | 0.6 | 0.7 | 0 | 0 | 0 | 0 | 0 | 0 | 0 | 0 | 0 | 0 | 0 | 0 | 0 | 0 | 0 | 0 | 0 | 0 | 0 | 0 | 0 | 0 | 0 | 0 | 0 | 0 | 0 | 0.1 | 0.1 | 0.1 | 0 | 0 | 0 | 0 | 0 | 0 | 0 | 0.1 | 0.1 | 0.1 | 0.1 | 0.1 | 0.1 | 0.2 | 0.2 | 0.2 | 0.2 | 0.3 | 0.3 | 0.3 | 0.4 | 0.4 | 0.4 | 0.5 | 0.5 | 0.6 | 0.6 | 0.7 | 0.7 | 0.8 | 0 | 0 | 0 | 0 | 0 | 0 | 0 | 0 | 0 | 0 | 0 | 0 | 0.1 | 0.1 | 0.1 | 0.1 | 0.1 | 0.1 | 0.1 | 0.1 | 0.2 | 0.2 | 0.2 | 0.2 | 0.2 | 0.3 | 0.3 | 0.3 | 0.3 | 0.4
PSS | DEESIDE ALUMINIUM T1 / DUNLOP PLASTICS T1 / FIRESTONE T1 / TETRAPAK T1 | 0 | 0 | 0 | 0 | 0 | 0 | 0 | 0 | 0 | 0 | 0 | 0 | 0 | 0 | 0 | 0 | 0 | 0 | 0 | 0 | 0 | 0 | 0 | 0 | 0 | 0 | 0 | 0 | 0 | 0 | 0 | 0 | 0 | 0 | 0 | 0 | 0 | 0 | 0 | 0 | 0 | 0 | 0 | 0 | 0 | 0 | 0 | 0 | 0.1 | 0.1 | 0.1 | 0.1 | 0.1 | 0.1 | 0.1 | 0.1 | 0.1 | 0.1 | 0.1 | 0.1 | 0 | 0 | 0 | 0 | 0 | 0 | 0 | 0 | 0 | 0 | 0 | 0 | 0 | 0 | 0 | 0 | 0 | 0 | 0 | 0 | 0 | 0 | 0 | 0 | 0 | 0 | 0 | 0 | 0 | 0 | 0 | 0 | 0 | 0 | 0 | 0 | 0 | 0 | 0 | 0 | 0 | 0 | 0 | 0 | 0 | 0 | 0 | 0 | 0.1 | 0.1 | 0.1 | 0.1 | 0.1 | 0.1 | 0.1 | 0.1 | 0.1 | 0.1 | 0.1 | 0.2 | 0 | 0 | 0 | 0 | 0 | 0 | 0 | 0 | 0 | 0 | 0 | 0 | 0 | 0 | 0 | 0 | 0 | 0 | 0 | 0 | 0 | 0 | 0 | 0 | 0 | 0.1 | 0.1 | 0.1 | 0.1 | 0.1
PSS | DEESIDE IND PK T1 / DEESIDE IND PK 6TH AVE T1 / RAF SEALAND T1 | 0 | 0 | 0 | 0 | 0 | 0 | 0 | 0 | 0 | 0 | 0 | 0 | 0 | 0 | 0 | 0 | 0 | 0 | 0 | 0 | 0 | 0 | 0 | 0 | 0 | 0 | 0 | 0 | 0 | 0 | 0 | 0 | 0 | 0 | 0 | 0 | 0 | 0 | 0 | 0 | 0 | 0 | 0 | 0.1 | 0.1 | 0.1 | 0.1 | 0.1 | 0.1 | 0.1 | 0.1 | 0.1 | 0.1 | 0.2 | 0.2 | 0.2 | 0.2 | 0.2 | 0.2 | 0.3 | 0 | 0 | 0 | 0 | 0 | 0 | 0 | 0 | 0 | 0 | 0 | 0 | 0 | 0 | 0 | 0 | 0 | 0 | 0 | 0 | 0 | 0 | 0 | 0 | 0 | 0 | 0 | 0 | 0 | 0 | 0 | 0 | 0 | 0 | 0 | 0 | 0 | 0 | 0 | 0 | 0 | 0 | 0.1 | 0.1 | 0.1 | 0.1 | 0.1 | 0.1 | 0.1 | 0.1 | 0.1 | 0.2 | 0.2 | 0.2 | 0.2 | 0.2 | 0.2 | 0.3 | 0.3 | 0.3 | 0 | 0 | 0 | 0 | 0 | 0 | 0 | 0 | 0 | 0 | 0 | 0 | 0 | 0 | 0 | 0 | 0 | 0 | 0 | 0.1 | 0.1 | 0.1 | 0.1 | 0.1 | 0.1 | 0.1 | 0.1 | 0.1 | 0.1 | 0.1
PSS | DELAMORE ST T1 / KIRKDALE T1 / WALTON T1 | 0 | 0 | 0 | 0 | 0 | 0 | 0 | 0 | 0 | 0 | 0 | 0 | 0 | 0 | 0 | 0 | 0 | 0 | 0 | 0 | 0 | 0 | 0 | 0 | 0 | 0 | 0 | 0 | 0 | 0 | 0 | 0 | 0 | 0 | 0 | 0 | 0.1 | 0.1 | 0.1 | 0.1 | 0.2 | 0.2 | 0.2 | 0.3 | 0.3 | 0.3 | 0.4 | 0.4 | 0.5 | 0.5 | 0.6 | 0.7 | 0.7 | 0.8 | 0.8 | 0.9 | 1 | 1.1 | 1.1 | 1.2 | 0 | 0 | 0 | 0 | 0 | 0 | 0 | 0 | 0 | 0 | 0 | 0 | 0 | 0.1 | 0.1 | 0.1 | 0.1 | 0.1 | 0.2 | 0.2 | 0.2 | 0.2 | 0.2 | 0.3 | 0.3 | 0.3 | 0.3 | 0.4 | 0.4 | 0.4 | 0 | 0 | 0 | 0 | 0 | 0.1 | 0.1 | 0.1 | 0.1 | 0.2 | 0.2 | 0.2 | 0.3 | 0.3 | 0.3 | 0.4 | 0.4 | 0.5 | 0.6 | 0.6 | 0.7 | 0.7 | 0.8 | 0.9 | 1 | 1.1 | 1.1 | 1.2 | 1.3 | 1.4 | 0 | 0 | 0 | 0 | 0 | 0 | 0 | 0 | 0.1 | 0.1 | 0.1 | 0.1 | 0.1 | 0.2 | 0.2 | 0.2 | 0.3 | 0.3 | 0.3 | 0.4 | 0.4 | 0.4 | 0.5 | 0.5 | 0.6 | 0.6 | 0.7 | 0.7 | 0.8 | 0.8
PSS | DENBIGH T1 | 0 | 0 | 0 | 0 | 0 | 0 | 0 | 0 | 0 | 0 | 0 | 0 | 0 | 0 | 0 | 0 | 0 | 0 | 0 | 0 | 0 | 0 | 0 | 0 | 0 | 0 | 0 | 0 | 0 | 0 | 0 | 0 | 0 | 0 | 0 | 0 | 0 | 0 | 0 | 0.1 | 0.1 | 0.1 | 0.1 | 0.1 | 0.1 | 0.2 | 0.2 | 0.2 | 0.2 | 0.3 | 0.3 | 0.3 | 0.4 | 0.4 | 0.4 | 0.5 | 0.5 | 0.6 | 0.6 | 0.6 | 0 | 0 | 0 | 0 | 0 | 0 | 0 | 0 | 0 | 0 | 0 | 0 | 0 | 0 | 0 | 0 | 0 | 0 | 0 | 0 | 0 | 0 | 0 | 0 | 0 | 0 | 0 | 0 | 0.1 | 0.1 | 0 | 0 | 0 | 0 | 0 | 0 | 0 | 0.1 | 0.1 | 0.1 | 0.1 | 0.1 | 0.1 | 0.2 | 0.2 | 0.2 | 0.2 | 0.3 | 0.3 | 0.3 | 0.4 | 0.4 | 0.4 | 0.5 | 0.5 | 0.6 | 0.6 | 0.7 | 0.7 | 0.8 | 0 | 0 | 0 | 0 | 0 | 0 | 0 | 0 | 0 | 0 | 0 | 0 | 0.1 | 0.1 | 0.1 | 0.1 | 0.1 | 0.1 | 0.1 | 0.1 | 0.1 | 0.2 | 0.2 | 0.2 | 0.2 | 0.2 | 0.3 | 0.3 | 0.3 | 0.4
PSS | DESOTO RD T1 / MERSEY BRIDGE T1 / PITT ST T1 | 0 | 0 | 0 | 0 | 0 | 0 | 0 | 0 | 0 | 0 | 0 | 0 | 0 | 0 | 0 | 0 | 0 | 0 | 0 | 0 | 0 | 0 | 0 | 0 | 0 | 0 | 0 | 0 | 0 | 0 | 0 | 0 | 0 | 0 | 0 | 0 | 0 | 0 | 0 | 0 | 0 | 0 | 0 | 0 | 0 | 0 | 0 | 0 | 0 | 0 | 0 | 0 | 0 | 0 | 0 | 0 | 0 | 0 | 0 | 0 | 0 | 0 | 0 | 0 | 0 | 0 | 0 | 0 | 0 | 0 | 0 | 0 | 0 | 0 | 0 | 0 | 0 | 0 | 0 | 0 | 0 | 0 | 0 | 0 | 0 | 0 | 0 | 0 | 0 | 0 | 0 | 0 | 0 | 0 | 0 | 0 | 0 | 0 | 0 | 0 | 0 | 0 | 0 | 0 | 0 | 0 | 0 | 0 | 0 | 0 | 0 | 0 | 0 | 0 | 0 | 0.1 | 0.1 | 0.1 | 0.1 | 0.1 | 0 | 0 | 0 | 0 | 0 | 0 | 0 | 0 | 0 | 0 | 0 | 0 | 0 | 0 | 0 | 0 | 0 | 0 | 0 | 0 | 0 | 0 | 0 | 0 | 0 | 0 | 0 | 0 | 0 | 0
PSS | DIBBINSDALE T1 / PLYMYARD T1 / WIBP HARDKNOTT RD T1 | 0 | 0 | 0 | 0 | 0 | 0.1 | 0.1 | 0.1 | 0.1 | 0.1 | 0.1 | 0.2 | 0.2 | 0.2 | 0.2 | 0.3 | 0.3 | 0.3 | 0.3 | 0.4 | 0.4 | 0.4 | 0.5 | 0.5 | 0.6 | 0.6 | 0.6 | 0.7 | 0.7 | 0.8 | 0 | 0 | 0 | 0 | 0 | 0.1 | 0.1 | 0.1 | 0.2 | 0.2 | 0.2 | 0.3 | 0.3 | 0.4 | 0.5 | 0.5 | 0.6 | 0.7 | 0.8 | 0.9 | 1 | 1 | 1.1 | 1.3 | 1.4 | 1.5 | 1.6 | 1.7 | 1.9 | 2 | 0 | 0 | 0 | 0 | 0.1 | 0.1 | 0.1 | 0.1 | 0.1 | 0.2 | 0.2 | 0.2 | 0.2 | 0.3 | 0.3 | 0.3 | 0.3 | 0.3 | 0.4 | 0.4 | 0.4 | 0.4 | 0.5 | 0.5 | 0.5 | 0.5 | 0.6 | 0.6 | 0.7 | 0.7 | 0 | 0 | 0 | 0 | 0.1 | 0.1 | 0.1 | 0.2 | 0.2 | 0.2 | 0.3 | 0.4 | 0.4 | 0.5 | 0.6 | 0.6 | 0.7 | 0.8 | 0.9 | 1 | 1.1 | 1.2 | 1.4 | 1.5 | 1.6 | 1.7 | 1.9 | 2 | 2.2 | 2.4 | 0 | 0 | 0 | 0 | 0.1 | 0.1 | 0.1 | 0.1 | 0.1 | 0.2 | 0.2 | 0.3 | 0.3 | 0.3 | 0.4 | 0.4 | 0.5 | 0.5 | 0.6 | 0.6 | 0.7 | 0.7 | 0.8 | 0.9 | 0.9 | 1 | 1.1 | 1.2 | 1.3 | 1.3
PSS | DINGLE T1 / GRANBY T1 / ST JAMES T2 | 0 | 0 | 0 | 0 | 0 | 0 | 0 | 0 | 0 | 0 | 0 | 0 | 0 | 0 | 0 | 0 | 0 | 0 | 0 | 0 | 0 | 0 | 0 | 0 | 0 | 0 | 0 | 0 | 0 | 0 | 0 | 0 | 0 | 0 | 0 | 0 | 0 | 0 | 0 | 0 | 0 | 0 | 0 | 0 | 0.1 | 0.1 | 0.1 | 0.1 | 0.1 | 0.1 | 0.1 | 0.1 | 0.1 | 0.1 | 0.2 | 0.2 | 0.2 | 0.2 | 0.2 | 0.2 | 0 | 0 | 0 | 0 | 0 | 0 | 0 | 0 | 0 | 0 | 0 | 0 | 0 | 0 | 0 | 0 | 0 | 0 | 0 | 0 | 0 | 0 | 0 | 0 | 0 | 0 | 0 | 0 | 0 | 0 | 0 | 0 | 0 | 0 | 0 | 0 | 0 | 0 | 0 | 0 | 0 | 0 | 0 | 0.1 | 0.1 | 0.1 | 0.1 | 0.1 | 0.1 | 0.1 | 0.1 | 0.1 | 0.2 | 0.2 | 0.2 | 0.2 | 0.2 | 0.2 | 0.3 | 0.3 | 0 | 0 | 0 | 0 | 0 | 0 | 0 | 0 | 0 | 0 | 0 | 0 | 0 | 0 | 0 | 0 | 0 | 0 | 0 | 0 | 0.1 | 0.1 | 0.1 | 0.1 | 0.1 | 0.1 | 0.1 | 0.1 | 0.1 | 0.1
PSS | DITTON T1 / GAVIN RD T1 / HOUGH GREEN T1 / RTZ T1 | 0 | 0 | 0 | 0 | 0.1 | 0.1 | 0.1 | 0.1 | 0.1 | 0.2 | 0.2 | 0.2 | 0.2 | 0.3 | 0.3 | 0.3 | 0.3 | 0.4 | 0.4 | 0.4 | 0.5 | 0.5 | 0.5 | 0.6 | 0.6 | 0.7 | 0.7 | 0.8 | 0.8 | 0.9 | 0 | 0 | 0 | 0.1 | 0.1 | 0.1 | 0.2 | 0.2 | 0.3 | 0.3 | 0.4 | 0.5 | 0.5 | 0.6 | 0.7 | 0.8 | 0.9 | 1 | 1.2 | 1.3 | 1.4 | 1.6 | 1.8 | 1.9 | 2.1 | 2.3 | 2.4 | 2.6 | 2.8 | 3 | 0 | 0 | 0 | 0 | 0.1 | 0.1 | 0.1 | 0.1 | 0.1 | 0.2 | 0.2 | 0.2 | 0.2 | 0.3 | 0.3 | 0.3 | 0.4 | 0.4 | 0.4 | 0.5 | 0.5 | 0.6 | 0.6 | 0.7 | 0.7 | 0.7 | 0.8 | 0.8 | 0.9 | 0.9 | 0 | 0 | 0 | 0.1 | 0.1 | 0.1 | 0.2 | 0.2 | 0.3 | 0.4 | 0.4 | 0.5 | 0.6 | 0.7 | 0.8 | 1 | 1.1 | 1.2 | 1.4 | 1.5 | 1.7 | 1.9 | 2 | 2.2 | 2.4 | 2.6 | 2.8 | 3.1 | 3.3 | 3.5 | 0 | 0 | 0 | 0 | 0.1 | 0.1 | 0.1 | 0.2 | 0.2 | 0.2 | 0.3 | 0.3 | 0.4 | 0.4 | 0.5 | 0.6 | 0.6 | 0.7 | 0.8 | 0.9 | 1 | 1.1 | 1.2 | 1.3 | 1.4 | 1.5 | 1.6 | 1.7 | 1.9 | 2
PSS | DODDS LA T1 / HOLBORN HILL T1 / MAGHULL T1 / MAGHULL T2 / ROBBINS BRIDGE T1 | 0 | 0 | 0.1 | 0.1 | 0.1 | 0.1 | 0.1 | 0.2 | 0.2 | 0.3 | 0.3 | 0.3 | 0.4 | 0.4 | 0.5 | 0.6 | 0.6 | 0.7 | 0.7 | 0.8 | 0.9 | 0.9 | 1 | 1.1 | 1.2 | 1.3 | 1.4 | 1.5 | 1.6 | 1.6 | 0 | 0 | 0.1 | 0.1 | 0.2 | 0.3 | 0.4 | 0.5 | 0.6 | 0.7 | 0.9 | 1.1 | 1.3 | 1.5 | 1.7 | 2 | 2.2 | 2.5 | 2.8 | 3.1 | 3.4 | 3.8 | 4.2 | 4.5 | 4.9 | 5.4 | 5.8 | 6.2 | 6.7 | 7.2 | 0 | 0 | 0.1 | 0.1 | 0.1 | 0.2 | 0.2 | 0.2 | 0.3 | 0.4 | 0.4 | 0.5 | 0.6 | 0.6 | 0.7 | 0.8 | 0.9 | 1 | 1.1 | 1.1 | 1.2 | 1.4 | 1.5 | 1.6 | 1.7 | 1.8 | 1.9 | 2 | 2.1 | 2.3 | 0 | 0 | 0.1 | 0.1 | 0.2 | 0.3 | 0.4 | 0.6 | 0.7 | 0.9 | 1.1 | 1.3 | 1.5 | 1.7 | 2 | 2.3 | 2.6 | 2.9 | 3.3 | 3.6 | 4 | 4.4 | 4.8 | 5.3 | 5.8 | 6.2 | 6.7 | 7.3 | 7.8 | 8.4 | 0 | 0 | 0.1 | 0.1 | 0.1 | 0.2 | 0.3 | 0.4 | 0.4 | 0.6 | 0.7 | 0.8 | 0.9 | 1.1 | 1.2 | 1.4 | 1.6 | 1.7 | 1.9 | 2.1 | 2.3 | 2.6 | 2.8 | 3.1 | 3.3 | 3.6 | 3.9 | 4.1 | 4.4 | 4.7
PSS | DOLGARROG GRID T1 / DOLGARROG GRID T2 | 0 | 0 | 0 | 0 | 0 | 0 | 0 | 0 | 0 | 0 | 0 | 0 | 0 | 0 | 0 | 0 | 0 | 0 | 0 | 0 | 0 | 0 | 0 | 0 | 0 | 0 | 0 | 0 | 0 | 0 | 0 | 0 | 0 | 0 | 0 | 0 | 0 | 0 | 0.1 | 0.1 | 0.1 | 0.1 | 0.1 | 0.1 | 0.2 | 0.2 | 0.2 | 0.2 | 0.3 | 0.3 | 0.3 | 0.4 | 0.4 | 0.4 | 0.5 | 0.5 | 0.5 | 0.6 | 0.6 | 0.7 | 0 | 0 | 0 | 0 | 0 | 0 | 0 | 0 | 0 | 0 | 0 | 0 | 0 | 0 | 0 | 0 | 0 | 0 | 0 | 0 | 0 | 0 | 0 | 0 | 0 | 0 | 0 | 0.1 | 0.1 | 0.1 | 0 | 0 | 0 | 0 | 0 | 0 | 0 | 0.1 | 0.1 | 0.1 | 0.1 | 0.1 | 0.1 | 0.2 | 0.2 | 0.2 | 0.2 | 0.3 | 0.3 | 0.3 | 0.4 | 0.4 | 0.4 | 0.5 | 0.5 | 0.6 | 0.6 | 0.7 | 0.7 | 0.8 | 0 | 0 | 0 | 0 | 0 | 0 | 0 | 0 | 0 | 0 | 0 | 0 | 0.1 | 0.1 | 0.1 | 0.1 | 0.1 | 0.1 | 0.1 | 0.1 | 0.2 | 0.2 | 0.2 | 0.2 | 0.2 | 0.3 | 0.3 | 0.3 | 0.3 | 0.4
PSS | DOLGELLAU T1 | 0 | 0 | 0 | 0 | 0 | 0 | 0 | 0 | 0 | 0 | 0 | 0 | 0 | 0 | 0 | 0 | 0 | 0 | 0 | 0 | 0 | 0 | 0 | 0 | 0 | 0 | 0 | 0 | 0 | 0 | 0 | 0 | 0 | 0 | 0 | 0 | 0 | 0 | 0 | 0.1 | 0.1 | 0.1 | 0.1 | 0.1 | 0.1 | 0.2 | 0.2 | 0.2 | 0.2 | 0.3 | 0.3 | 0.3 | 0.4 | 0.4 | 0.4 | 0.5 | 0.5 | 0.6 | 0.6 | 0.6 | 0 | 0 | 0 | 0 | 0 | 0 | 0 | 0 | 0 | 0 | 0 | 0 | 0 | 0 | 0 | 0 | 0 | 0 | 0 | 0 | 0 | 0 | 0 | 0 | 0 | 0 | 0 | 0 | 0 | 0.1 | 0 | 0 | 0 | 0 | 0 | 0 | 0 | 0.1 | 0.1 | 0.1 | 0.1 | 0.1 | 0.1 | 0.2 | 0.2 | 0.2 | 0.2 | 0.3 | 0.3 | 0.3 | 0.4 | 0.4 | 0.4 | 0.5 | 0.5 | 0.6 | 0.6 | 0.6 | 0.7 | 0.7 | 0 | 0 | 0 | 0 | 0 | 0 | 0 | 0 | 0 | 0 | 0 | 0 | 0.1 | 0.1 | 0.1 | 0.1 | 0.1 | 0.1 | 0.1 | 0.1 | 0.1 | 0.2 | 0.2 | 0.2 | 0.2 | 0.2 | 0.3 | 0.3 | 0.3 | 0.3
PSS | DUCKINGTON T1 / DUCKINGTON T2 | 0 | 0 | 0 | 0 | 0 | 0 | 0 | 0 | 0 | 0 | 0 | 0 | 0 | 0 | 0 | 0 | 0 | 0 | 0 | 0 | 0 | 0 | 0 | 0 | 0 | 0 | 0 | 0 | 0 | 0 | 0 | 0 | 0 | 0 | 0 | 0 | 0 | 0 | 0.1 | 0.1 | 0.1 | 0.1 | 0.1 | 0.1 | 0.2 | 0.2 | 0.2 | 0.3 | 0.3 | 0.3 | 0.3 | 0.4 | 0.4 | 0.5 | 0.5 | 0.5 | 0.6 | 0.6 | 0.7 | 0.7 | 0 | 0 | 0 | 0 | 0 | 0 | 0 | 0 | 0 | 0 | 0 | 0 | 0 | 0 | 0 | 0 | 0 | 0 | 0 | 0 | 0 | 0 | 0 | 0 | 0 | 0 | 0.1 | 0.1 | 0.1 | 0.1 | 0 | 0 | 0 | 0 | 0 | 0 | 0.1 | 0.1 | 0.1 | 0.1 | 0.1 | 0.1 | 0.2 | 0.2 | 0.2 | 0.2 | 0.3 | 0.3 | 0.3 | 0.4 | 0.4 | 0.5 | 0.5 | 0.5 | 0.6 | 0.6 | 0.7 | 0.7 | 0.8 | 0.8 | 0 | 0 | 0 | 0 | 0 | 0 | 0 | 0 | 0 | 0 | 0 | 0.1 | 0.1 | 0.1 | 0.1 | 0.1 | 0.1 | 0.1 | 0.1 | 0.2 | 0.2 | 0.2 | 0.2 | 0.2 | 0.3 | 0.3 | 0.3 | 0.4 | 0.4 | 0.4
PSS | DUDDON T1 | 0 | 0 | 0 | 0 | 0 | 0 | 0 | 0 | 0 | 0 | 0 | 0 | 0 | 0 | 0 | 0 | 0 | 0 | 0 | 0 | 0 | 0 | 0 | 0 | 0 | 0 | 0 | 0 | 0 | 0 | 0 | 0 | 0 | 0 | 0 | 0 | 0 | 0 | 0 | 0 | 0 | 0 | 0.1 | 0.1 | 0.1 | 0.1 | 0.1 | 0.1 | 0.1 | 0.1 | 0.2 | 0.2 | 0.2 | 0.2 | 0.3 | 0.3 | 0.3 | 0.3 | 0.3 | 0.4 | 0 | 0 | 0 | 0 | 0 | 0 | 0 | 0 | 0 | 0 | 0 | 0 | 0 | 0 | 0 | 0 | 0 | 0 | 0 | 0 | 0 | 0 | 0 | 0 | 0 | 0 | 0 | 0 | 0 | 0 | 0 | 0 | 0 | 0 | 0 | 0 | 0 | 0 | 0 | 0 | 0.1 | 0.1 | 0.1 | 0.1 | 0.1 | 0.1 | 0.1 | 0.1 | 0.2 | 0.2 | 0.2 | 0.2 | 0.2 | 0.3 | 0.3 | 0.3 | 0.3 | 0.4 | 0.4 | 0.4 | 0 | 0 | 0 | 0 | 0 | 0 | 0 | 0 | 0 | 0 | 0 | 0 | 0 | 0 | 0 | 0 | 0.1 | 0.1 | 0.1 | 0.1 | 0.1 | 0.1 | 0.1 | 0.1 | 0.1 | 0.1 | 0.1 | 0.2 | 0.2 | 0.2
PSS | DYFFRYN ARDUDWY T1 | 0 | 0 | 0 | 0 | 0 | 0 | 0 | 0 | 0 | 0 | 0 | 0 | 0 | 0 | 0 | 0 | 0 | 0 | 0 | 0 | 0 | 0 | 0 | 0 | 0 | 0 | 0 | 0 | 0 | 0 | 0 | 0 | 0 | 0 | 0 | 0 | 0 | 0 | 0 | 0 | 0 | 0 | 0.1 | 0.1 | 0.1 | 0.1 | 0.1 | 0.1 | 0.1 | 0.2 | 0.2 | 0.2 | 0.2 | 0.2 | 0.3 | 0.3 | 0.3 | 0.3 | 0.4 | 0.4 | 0 | 0 | 0 | 0 | 0 | 0 | 0 | 0 | 0 | 0 | 0 | 0 | 0 | 0 | 0 | 0 | 0 | 0 | 0 | 0 | 0 | 0 | 0 | 0 | 0 | 0 | 0 | 0 | 0 | 0 | 0 | 0 | 0 | 0 | 0 | 0 | 0 | 0 | 0 | 0 | 0.1 | 0.1 | 0.1 | 0.1 | 0.1 | 0.1 | 0.1 | 0.2 | 0.2 | 0.2 | 0.2 | 0.2 | 0.3 | 0.3 | 0.3 | 0.3 | 0.4 | 0.4 | 0.4 | 0.4 | 0 | 0 | 0 | 0 | 0 | 0 | 0 | 0 | 0 | 0 | 0 | 0 | 0 | 0 | 0 | 0.1 | 0.1 | 0.1 | 0.1 | 0.1 | 0.1 | 0.1 | 0.1 | 0.1 | 0.1 | 0.1 | 0.2 | 0.2 | 0.2 | 0.2
PSS | DYSERTH RD T1 / FFORDD LAS T1 / FFORDD LAS T2 / WESTBOURNE AVE T1 | 0 | 0 | 0 | 0 | 0.1 | 0.1 | 0.1 | 0.1 | 0.1 | 0.2 | 0.2 | 0.2 | 0.2 | 0.3 | 0.3 | 0.3 | 0.3 | 0.4 | 0.4 | 0.4 | 0.4 | 0.5 | 0.5 | 0.6 | 0.6 | 0.7 | 0.7 | 0.7 | 0.8 | 0.8 | 0 | 0 | 0 | 0 | 0.1 | 0.1 | 0.1 | 0.2 | 0.2 | 0.3 | 0.4 | 0.5 | 0.6 | 0.6 | 0.7 | 0.8 | 0.9 | 1 | 1.1 | 1.3 | 1.4 | 1.5 | 1.7 | 1.8 | 2 | 2.2 | 2.3 | 2.5 | 2.7 | 2.9 | 0 | 0 | 0 | 0 | 0.1 | 0.1 | 0.1 | 0.1 | 0.2 | 0.2 | 0.2 | 0.2 | 0.3 | 0.3 | 0.3 | 0.3 | 0.4 | 0.4 | 0.5 | 0.5 | 0.6 | 0.6 | 0.7 | 0.7 | 0.7 | 0.8 | 0.8 | 0.9 | 0.9 | 1 | 0 | 0 | 0 | 0.1 | 0.1 | 0.1 | 0.2 | 0.2 | 0.3 | 0.3 | 0.4 | 0.5 | 0.6 | 0.7 | 0.8 | 0.9 | 1 | 1.2 | 1.3 | 1.5 | 1.6 | 1.8 | 2 | 2.1 | 2.3 | 2.5 | 2.7 | 2.9 | 3.1 | 3.4 | 0 | 0 | 0 | 0 | 0.1 | 0.1 | 0.1 | 0.2 | 0.2 | 0.3 | 0.3 | 0.4 | 0.4 | 0.5 | 0.5 | 0.6 | 0.7 | 0.7 | 0.8 | 0.9 | 1 | 1.1 | 1.2 | 1.3 | 1.4 | 1.5 | 1.6 | 1.7 | 1.8 | 1.9
PSS | EDEN VALE T1 | 0 | 0 | 0 | 0 | 0 | 0 | 0 | 0 | 0 | 0 | 0 | 0 | 0 | 0 | 0 | 0 | 0 | 0 | 0 | 0 | 0 | 0 | 0 | 0 | 0 | 0 | 0 | 0 | 0 | 0 | 0 | 0 | 0 | 0 | 0 | 0 | 0.1 | 0.1 | 0.1 | 0.1 | 0.1 | 0.2 | 0.2 | 0.2 | 0.3 | 0.3 | 0.3 | 0.4 | 0.4 | 0.5 | 0.5 | 0.6 | 0.6 | 0.7 | 0.7 | 0.8 | 0.8 | 0.9 | 1 | 1 | 0 | 0 | 0 | 0 | 0 | 0 | 0 | 0 | 0 | 0 | 0 | 0 | 0 | 0 | 0 | 0 | 0.1 | 0.1 | 0.1 | 0.1 | 0.1 | 0.2 | 0.2 | 0.2 | 0.2 | 0.2 | 0.3 | 0.3 | 0.3 | 0.3 | 0 | 0 | 0 | 0 | 0 | 0 | 0.1 | 0.1 | 0.1 | 0.1 | 0.1 | 0.2 | 0.2 | 0.2 | 0.3 | 0.3 | 0.4 | 0.4 | 0.5 | 0.5 | 0.6 | 0.6 | 0.7 | 0.8 | 0.8 | 0.9 | 1 | 1.1 | 1.1 | 1.2 | 0 | 0 | 0 | 0 | 0 | 0 | 0 | 0 | 0 | 0.1 | 0.1 | 0.1 | 0.1 | 0.1 | 0.1 | 0.2 | 0.2 | 0.2 | 0.3 | 0.3 | 0.3 | 0.4 | 0.4 | 0.4 | 0.5 | 0.5 | 0.6 | 0.6 | 0.6 | 0.7
PSS | EDERN T1 | 0 | 0 | 0 | 0 | 0 | 0 | 0 | 0 | 0 | 0 | 0 | 0 | 0 | 0 | 0 | 0 | 0 | 0 | 0 | 0 | 0 | 0 | 0 | 0 | 0 | 0 | 0 | 0 | 0 | 0 | 0 | 0 | 0 | 0 | 0 | 0 | 0 | 0 | 0.1 | 0.1 | 0.1 | 0.1 | 0.1 | 0.1 | 0.2 | 0.2 | 0.2 | 0.2 | 0.3 | 0.3 | 0.3 | 0.3 | 0.4 | 0.4 | 0.4 | 0.5 | 0.5 | 0.6 | 0.6 | 0.6 | 0 | 0 | 0 | 0 | 0 | 0 | 0 | 0 | 0 | 0 | 0 | 0 | 0 | 0 | 0 | 0 | 0 | 0 | 0 | 0 | 0 | 0 | 0 | 0 | 0 | 0 | 0 | 0 | 0.1 | 0.1 | 0 | 0 | 0 | 0 | 0 | 0 | 0 | 0.1 | 0.1 | 0.1 | 0.1 | 0.1 | 0.1 | 0.2 | 0.2 | 0.2 | 0.2 | 0.3 | 0.3 | 0.3 | 0.4 | 0.4 | 0.4 | 0.5 | 0.5 | 0.6 | 0.6 | 0.7 | 0.7 | 0.8 | 0 | 0 | 0 | 0 | 0 | 0 | 0 | 0 | 0 | 0 | 0 | 0 | 0.1 | 0.1 | 0.1 | 0.1 | 0.1 | 0.1 | 0.1 | 0.1 | 0.2 | 0.2 | 0.2 | 0.2 | 0.2 | 0.2 | 0.3 | 0.3 | 0.3 | 0.4
PSS | EDGE HILL T1 / LIVERPOOL UNIVERSITY T1 / LIVERPOOL UNIVERSITY T2 / LIVERPOOL UNIVERSITY T3 | 0 | 0 | 0 | 0 | 0 | 0 | 0 | 0 | 0 | 0 | 0 | 0 | 0 | 0 | 0 | 0 | 0 | 0 | 0 | 0 | 0 | 0 | 0 | 0 | 0 | 0 | 0 | 0 | 0 | 0 | 0 | 0 | 0 | 0 | 0 | 0 | 0 | 0 | 0 | 0 | 0 | 0 | 0 | 0 | 0 | 0 | 0 | 0 | 0 | 0 | 0 | 0 | 0 | 0.1 | 0.1 | 0.1 | 0.1 | 0.1 | 0.1 | 0.1 | 0 | 0 | 0 | 0 | 0 | 0 | 0 | 0 | 0 | 0 | 0 | 0 | 0 | 0 | 0 | 0 | 0 | 0 | 0 | 0 | 0 | 0 | 0 | 0 | 0 | 0 | 0 | 0 | 0 | 0 | 0 | 0 | 0 | 0 | 0 | 0 | 0 | 0 | 0 | 0 | 0 | 0 | 0 | 0 | 0 | 0 | 0 | 0 | 0 | 0 | 0 | 0.1 | 0.1 | 0.1 | 0.1 | 0.1 | 0.1 | 0.1 | 0.1 | 0.1 | 0 | 0 | 0 | 0 | 0 | 0 | 0 | 0 | 0 | 0 | 0 | 0 | 0 | 0 | 0 | 0 | 0 | 0 | 0 | 0 | 0 | 0 | 0 | 0 | 0 | 0 | 0 | 0 | 0 | 0
PSS | EDGE LA (TAPLEY PLACE) T1 / LISTER DV B T3 / MILL LA (WAVERTREE) T1 / PLESSEY (EDGE LA) T1 / STONEYCROFT T1 | 0 | 0 | 0 | 0 | 0 | 0 | 0 | 0 | 0 | 0 | 0 | 0 | 0 | 0 | 0 | 0 | 0 | 0 | 0 | 0 | 0 | 0 | 0 | 0 | 0 | 0 | 0 | 0 | 0 | 0 | 0 | 0 | 0 | 0 | 0 | 0 | 0 | 0 | 0 | 0 | 0 | 0 | 0 | 0 | 0 | 0 | 0 | 0 | 0 | 0 | 0 | 0 | 0 | 0 | 0 | 0 | 0 | 0 | 0 | 0 | 0 | 0 | 0 | 0 | 0 | 0 | 0 | 0 | 0 | 0 | 0 | 0 | 0 | 0 | 0 | 0 | 0 | 0 | 0 | 0 | 0 | 0 | 0 | 0 | 0 | 0 | 0 | 0 | 0 | 0 | 0 | 0 | 0 | 0 | 0 | 0 | 0 | 0 | 0 | 0 | 0 | 0 | 0 | 0 | 0 | 0 | 0 | 0 | 0 | 0 | 0 | 0 | 0 | 0 | 0 | 0 | 0 | 0 | 0 | 0 | 0 | 0 | 0 | 0 | 0 | 0 | 0 | 0 | 0 | 0 | 0 | 0 | 0 | 0 | 0 | 0 | 0 | 0 | 0 | 0 | 0 | 0 | 0 | 0 | 0 | 0 | 0 | 0 | 0 | 0
PSS | EGA ELECTRIC T1 | 0 | 0 | 0 | 0 | 0 | 0 | 0 | 0 | 0 | 0 | 0 | 0 | 0 | 0 | 0 | 0 | 0 | 0 | 0 | 0 | 0 | 0 | 0 | 0 | 0 | 0 | 0 | 0 | 0 | 0 | 0 | 0 | 0 | 0 | 0 | 0 | 0 | 0 | 0.1 | 0.1 | 0.1 | 0.1 | 0.1 | 0.1 | 0.2 | 0.2 | 0.2 | 0.2 | 0.3 | 0.3 | 0.3 | 0.4 | 0.4 | 0.4 | 0.5 | 0.5 | 0.5 | 0.6 | 0.6 | 0.7 | 0 | 0 | 0 | 0 | 0 | 0 | 0 | 0 | 0 | 0 | 0 | 0 | 0 | 0 | 0 | 0 | 0 | 0 | 0 | 0 | 0 | 0 | 0 | 0 | 0 | 0 | 0 | 0.1 | 0.1 | 0.1 | 0 | 0 | 0 | 0 | 0 | 0 | 0 | 0.1 | 0.1 | 0.1 | 0.1 | 0.1 | 0.1 | 0.2 | 0.2 | 0.2 | 0.2 | 0.3 | 0.3 | 0.3 | 0.4 | 0.4 | 0.5 | 0.5 | 0.5 | 0.6 | 0.6 | 0.7 | 0.7 | 0.8 | 0 | 0 | 0 | 0 | 0 | 0 | 0 | 0 | 0 | 0 | 0 | 0 | 0.1 | 0.1 | 0.1 | 0.1 | 0.1 | 0.1 | 0.1 | 0.1 | 0.2 | 0.2 | 0.2 | 0.2 | 0.2 | 0.3 | 0.3 | 0.3 | 0.4 | 0.4
PSS | EGERTON T1 / ROCK FERRY T1 / SHELL TRANMERE T1 | 0 | 0 | 0 | 0 | 0 | 0 | 0 | 0 | 0 | 0 | 0 | 0 | 0 | 0 | 0 | 0 | 0 | 0 | 0 | 0 | 0 | 0 | 0 | 0 | 0 | 0 | 0 | 0 | 0 | 0 | 0 | 0 | 0 | 0 | 0 | 0 | 0.1 | 0.1 | 0.1 | 0.1 | 0.1 | 0.2 | 0.2 | 0.2 | 0.2 | 0.3 | 0.3 | 0.3 | 0.4 | 0.4 | 0.5 | 0.5 | 0.6 | 0.6 | 0.7 | 0.7 | 0.8 | 0.8 | 0.9 | 0.9 | 0 | 0 | 0 | 0 | 0 | 0 | 0 | 0 | 0 | 0 | 0 | 0 | 0 | 0 | 0 | 0 | 0 | 0 | 0.1 | 0.1 | 0.1 | 0.1 | 0.1 | 0.2 | 0.2 | 0.2 | 0.2 | 0.2 | 0.3 | 0.3 | 0 | 0 | 0 | 0 | 0 | 0 | 0.1 | 0.1 | 0.1 | 0.1 | 0.1 | 0.2 | 0.2 | 0.2 | 0.3 | 0.3 | 0.3 | 0.4 | 0.4 | 0.5 | 0.5 | 0.6 | 0.6 | 0.7 | 0.8 | 0.8 | 0.9 | 1 | 1 | 1.1 | 0 | 0 | 0 | 0 | 0 | 0 | 0 | 0 | 0 | 0.1 | 0.1 | 0.1 | 0.1 | 0.1 | 0.1 | 0.1 | 0.2 | 0.2 | 0.2 | 0.2 | 0.3 | 0.3 | 0.3 | 0.4 | 0.4 | 0.5 | 0.5 | 0.5 | 0.6 | 0.6
PSS | EGREMONT T1 / LISCARD T1 / POULTON T1 / STONE MANGANESE T1 | 0 | 0 | 0 | 0 | 0 | 0 | 0 | 0 | 0 | 0 | 0 | 0 | 0 | 0 | 0 | 0 | 0 | 0 | 0 | 0 | 0 | 0 | 0 | 0 | 0 | 0 | 0 | 0 | 0 | 0 | 0 | 0 | 0 | 0 | 0 | 0 | 0 | 0 | 0 | 0.1 | 0.1 | 0.1 | 0.1 | 0.1 | 0.1 | 0.2 | 0.2 | 0.2 | 0.2 | 0.3 | 0.3 | 0.3 | 0.4 | 0.4 | 0.4 | 0.5 | 0.5 | 0.5 | 0.6 | 0.6 | 0 | 0 | 0 | 0 | 0 | 0 | 0 | 0 | 0 | 0 | 0 | 0 | 0 | 0 | 0 | 0 | 0 | 0 | 0 | 0 | 0 | 0 | 0 | 0 | 0 | 0 | 0 | 0 | 0 | 0.1 | 0 | 0 | 0 | 0 | 0 | 0 | 0 | 0.1 | 0.1 | 0.1 | 0.1 | 0.1 | 0.1 | 0.2 | 0.2 | 0.2 | 0.2 | 0.3 | 0.3 | 0.3 | 0.4 | 0.4 | 0.4 | 0.5 | 0.5 | 0.6 | 0.6 | 0.6 | 0.7 | 0.7 | 0 | 0 | 0 | 0 | 0 | 0 | 0 | 0 | 0 | 0 | 0 | 0 | 0.1 | 0.1 | 0.1 | 0.1 | 0.1 | 0.1 | 0.1 | 0.1 | 0.1 | 0.2 | 0.2 | 0.2 | 0.2 | 0.2 | 0.3 | 0.3 | 0.3 | 0.3
PSS | ELLESMERE T1 / MMB ELLESMERE T1 | 0 | 0 | 0 | 0 | 0 | 0 | 0 | 0 | 0 | 0 | 0 | 0 | 0 | 0 | 0 | 0 | 0 | 0 | 0 | 0 | 0 | 0 | 0 | 0 | 0 | 0 | 0 | 0 | 0 | 0 | 0 | 0 | 0 | 0 | 0 | 0 | 0.1 | 0.1 | 0.1 | 0.1 | 0.2 | 0.2 | 0.2 | 0.3 | 0.3 | 0.3 | 0.4 | 0.4 | 0.5 | 0.6 | 0.6 | 0.7 | 0.7 | 0.8 | 0.9 | 0.9 | 1 | 1.1 | 1.2 | 1.3 | 0 | 0 | 0 | 0 | 0 | 0 | 0 | 0 | 0 | 0 | 0 | 0 | 0 | 0.1 | 0.1 | 0.1 | 0.1 | 0.1 | 0.2 | 0.2 | 0.2 | 0.2 | 0.2 | 0.3 | 0.3 | 0.3 | 0.3 | 0.4 | 0.4 | 0.4 | 0 | 0 | 0 | 0 | 0 | 0.1 | 0.1 | 0.1 | 0.1 | 0.2 | 0.2 | 0.2 | 0.3 | 0.3 | 0.3 | 0.4 | 0.5 | 0.5 | 0.6 | 0.6 | 0.7 | 0.8 | 0.8 | 0.9 | 1 | 1.1 | 1.2 | 1.3 | 1.4 | 1.5 | 0 | 0 | 0 | 0 | 0 | 0 | 0 | 0 | 0.1 | 0.1 | 0.1 | 0.1 | 0.1 | 0.2 | 0.2 | 0.2 | 0.3 | 0.3 | 0.3 | 0.4 | 0.4 | 0.4 | 0.5 | 0.5 | 0.6 | 0.6 | 0.7 | 0.7 | 0.8 | 0.8
PSS | ELTON T1 | 0 | 0 | 0 | 0 | 0 | 0 | 0 | 0 | 0 | 0 | 0 | 0 | 0 | 0 | 0 | 0 | 0 | 0 | 0 | 0 | 0 | 0 | 0 | 0 | 0 | 0 | 0 | 0 | 0 | 0 | 0 | 0 | 0 | 0 | 0 | 0 | 0 | 0 | 0 | 0.1 | 0.1 | 0.1 | 0.1 | 0.1 | 0.1 | 0.2 | 0.2 | 0.2 | 0.2 | 0.3 | 0.3 | 0.3 | 0.3 | 0.4 | 0.4 | 0.5 | 0.5 | 0.5 | 0.6 | 0.6 | 0 | 0 | 0 | 0 | 0 | 0 | 0 | 0 | 0 | 0 | 0 | 0 | 0 | 0 | 0 | 0 | 0 | 0 | 0 | 0 | 0 | 0 | 0 | 0 | 0 | 0 | 0 | 0 | 0 | 0 | 0 | 0 | 0 | 0 | 0 | 0 | 0 | 0 | 0.1 | 0.1 | 0.1 | 0.1 | 0.1 | 0.2 | 0.2 | 0.2 | 0.2 | 0.3 | 0.3 | 0.3 | 0.3 | 0.4 | 0.4 | 0.5 | 0.5 | 0.5 | 0.6 | 0.6 | 0.7 | 0.7 | 0 | 0 | 0 | 0 | 0 | 0 | 0 | 0 | 0 | 0 | 0 | 0 | 0.1 | 0.1 | 0.1 | 0.1 | 0.1 | 0.1 | 0.1 | 0.1 | 0.1 | 0.2 | 0.2 | 0.2 | 0.2 | 0.2 | 0.2 | 0.3 | 0.3 | 0.3
PSS | ENGINEER PK T1 / PILKINGTONS QUEENSFERRY T1 / QUEENSFERRY T1 | 0 | 0 | 0 | 0 | 0 | 0 | 0 | 0 | 0 | 0 | 0 | 0 | 0 | 0 | 0 | 0 | 0 | 0 | 0 | 0 | 0 | 0 | 0 | 0 | 0 | 0 | 0 | 0 | 0 | 0 | 0 | 0 | 0 | 0 | 0 | 0 | 0 | 0 | 0.1 | 0.1 | 0.1 | 0.1 | 0.1 | 0.1 | 0.2 | 0.2 | 0.2 | 0.3 | 0.3 | 0.3 | 0.3 | 0.4 | 0.4 | 0.5 | 0.5 | 0.5 | 0.6 | 0.6 | 0.7 | 0.7 | 0 | 0 | 0 | 0 | 0 | 0 | 0 | 0 | 0 | 0 | 0 | 0 | 0 | 0 | 0 | 0 | 0 | 0 | 0 | 0 | 0 | 0 | 0 | 0 | 0 | 0 | 0.1 | 0.1 | 0.1 | 0.1 | 0 | 0 | 0 | 0 | 0 | 0 | 0 | 0.1 | 0.1 | 0.1 | 0.1 | 0.1 | 0.1 | 0.2 | 0.2 | 0.2 | 0.3 | 0.3 | 0.3 | 0.4 | 0.4 | 0.4 | 0.5 | 0.5 | 0.6 | 0.6 | 0.7 | 0.7 | 0.8 | 0.8 | 0 | 0 | 0 | 0 | 0 | 0 | 0 | 0 | 0 | 0 | 0 | 0.1 | 0.1 | 0.1 | 0.1 | 0.1 | 0.1 | 0.1 | 0.1 | 0.2 | 0.2 | 0.2 | 0.2 | 0.2 | 0.3 | 0.3 | 0.3 | 0.4 | 0.4 | 0.4
PSS | ESTUARY COMMERCE PK T1 / LEEWARD DR T1 / LEEWARD DR T2 / SPEKE HALL RD T1 / SPEKE SKY PK T1 | 0 | 0 | 0 | 0 | 0 | 0 | 0 | 0 | 0 | 0 | 0 | 0 | 0 | 0 | 0 | 0 | 0 | 0 | 0 | 0 | 0 | 0 | 0 | 0 | 0 | 0 | 0 | 0 | 0 | 0 | 0 | 0 | 0 | 0 | 0 | 0 | 0 | 0 | 0 | 0 | 0 | 0 | 0 | 0 | 0 | 0 | 0 | 0 | 0 | 0 | 0 | 0 | 0 | 0 | 0 | 0 | 0 | 0 | 0 | 0 | 0 | 0 | 0 | 0 | 0 | 0 | 0 | 0 | 0 | 0 | 0 | 0 | 0 | 0 | 0 | 0 | 0 | 0 | 0 | 0 | 0 | 0 | 0 | 0 | 0 | 0 | 0 | 0 | 0 | 0 | 0 | 0 | 0 | 0 | 0 | 0 | 0 | 0 | 0 | 0 | 0 | 0 | 0 | 0 | 0 | 0 | 0 | 0 | 0 | 0 | 0 | 0 | 0 | 0 | 0 | 0 | 0 | 0 | 0 | 0 | 0 | 0 | 0 | 0 | 0 | 0 | 0 | 0 | 0 | 0 | 0 | 0 | 0 | 0 | 0 | 0 | 0 | 0 | 0 | 0 | 0 | 0 | 0 | 0 | 0 | 0 | 0 | 0 | 0 | 0
PSS | EVERTON BROW T1 / GARDNERS ROW T1 / SHEIL PK T1 | 0 | 0 | 0 | 0 | 0 | 0 | 0 | 0 | 0 | 0 | 0 | 0 | 0 | 0 | 0 | 0 | 0 | 0 | 0 | 0 | 0 | 0 | 0 | 0 | 0 | 0 | 0 | 0 | 0 | 0 | 0 | 0 | 0 | 0 | 0 | 0 | 0 | 0 | 0 | 0 | 0 | 0 | 0.1 | 0.1 | 0.1 | 0.1 | 0.1 | 0.1 | 0.1 | 0.1 | 0.1 | 0.2 | 0.2 | 0.2 | 0.2 | 0.2 | 0.2 | 0.3 | 0.3 | 0.3 | 0 | 0 | 0 | 0 | 0 | 0 | 0 | 0 | 0 | 0 | 0 | 0 | 0 | 0 | 0 | 0 | 0 | 0 | 0 | 0 | 0 | 0 | 0 | 0 | 0 | 0 | 0 | 0 | 0 | 0 | 0 | 0 | 0 | 0 | 0 | 0 | 0 | 0 | 0 | 0 | 0 | 0 | 0.1 | 0.1 | 0.1 | 0.1 | 0.1 | 0.1 | 0.1 | 0.2 | 0.2 | 0.2 | 0.2 | 0.2 | 0.2 | 0.3 | 0.3 | 0.3 | 0.3 | 0.4 | 0 | 0 | 0 | 0 | 0 | 0 | 0 | 0 | 0 | 0 | 0 | 0 | 0 | 0 | 0 | 0 | 0 | 0.1 | 0.1 | 0.1 | 0.1 | 0.1 | 0.1 | 0.1 | 0.1 | 0.1 | 0.1 | 0.1 | 0.1 | 0.2
PSS | EXPRESS FOODS T1 | 0 | 0 | 0 | 0 | 0 | 0 | 0 | 0 | 0 | 0 | 0 | 0 | 0 | 0 | 0 | 0 | 0 | 0 | 0 | 0 | 0 | 0 | 0 | 0 | 0 | 0 | 0 | 0 | 0 | 0 | 0 | 0 | 0 | 0 | 0 | 0 | 0 | 0 | 0 | 0 | 0 | 0 | 0 | 0 | 0 | 0 | 0 | 0 | 0.1 | 0.1 | 0.1 | 0.1 | 0.1 | 0.1 | 0.1 | 0.1 | 0.1 | 0.1 | 0.1 | 0.1 | 0 | 0 | 0 | 0 | 0 | 0 | 0 | 0 | 0 | 0 | 0 | 0 | 0 | 0 | 0 | 0 | 0 | 0 | 0 | 0 | 0 | 0 | 0 | 0 | 0 | 0 | 0 | 0 | 0 | 0 | 0 | 0 | 0 | 0 | 0 | 0 | 0 | 0 | 0 | 0 | 0 | 0 | 0 | 0 | 0 | 0 | 0 | 0 | 0.1 | 0.1 | 0.1 | 0.1 | 0.1 | 0.1 | 0.1 | 0.1 | 0.1 | 0.1 | 0.1 | 0.2 | 0 | 0 | 0 | 0 | 0 | 0 | 0 | 0 | 0 | 0 | 0 | 0 | 0 | 0 | 0 | 0 | 0 | 0 | 0 | 0 | 0 | 0 | 0 | 0 | 0 | 0.1 | 0.1 | 0.1 | 0.1 | 0.1
PSS | FAIRBOURNE T1 | 0 | 0 | 0 | 0 | 0 | 0 | 0 | 0 | 0 | 0 | 0 | 0 | 0 | 0 | 0 | 0 | 0 | 0 | 0 | 0 | 0 | 0 | 0 | 0 | 0 | 0 | 0 | 0 | 0 | 0 | 0 | 0 | 0 | 0 | 0 | 0 | 0 | 0 | 0 | 0 | 0 | 0 | 0.1 | 0.1 | 0.1 | 0.1 | 0.1 | 0.1 | 0.1 | 0.1 | 0.2 | 0.2 | 0.2 | 0.2 | 0.2 | 0.2 | 0.3 | 0.3 | 0.3 | 0.3 | 0 | 0 | 0 | 0 | 0 | 0 | 0 | 0 | 0 | 0 | 0 | 0 | 0 | 0 | 0 | 0 | 0 | 0 | 0 | 0 | 0 | 0 | 0 | 0 | 0 | 0 | 0 | 0 | 0 | 0 | 0 | 0 | 0 | 0 | 0 | 0 | 0 | 0 | 0 | 0 | 0 | 0.1 | 0.1 | 0.1 | 0.1 | 0.1 | 0.1 | 0.1 | 0.2 | 0.2 | 0.2 | 0.2 | 0.2 | 0.2 | 0.3 | 0.3 | 0.3 | 0.3 | 0.4 | 0.4 | 0 | 0 | 0 | 0 | 0 | 0 | 0 | 0 | 0 | 0 | 0 | 0 | 0 | 0 | 0 | 0 | 0.1 | 0.1 | 0.1 | 0.1 | 0.1 | 0.1 | 0.1 | 0.1 | 0.1 | 0.1 | 0.1 | 0.1 | 0.2 | 0.2
PSS | FAZAKERLEY HOSPITAL T1 / JACOBS T1 / JACOBS T2 / SEEDS LA T1 | 0 | 0 | 0 | 0 | 0 | 0 | 0 | 0 | 0 | 0 | 0 | 0 | 0 | 0 | 0 | 0 | 0 | 0 | 0 | 0 | 0 | 0 | 0 | 0 | 0 | 0 | 0 | 0 | 0 | 0 | 0 | 0 | 0 | 0 | 0 | 0 | 0 | 0 | 0.1 | 0.1 | 0.1 | 0.1 | 0.1 | 0.1 | 0.2 | 0.2 | 0.2 | 0.2 | 0.3 | 0.3 | 0.3 | 0.4 | 0.4 | 0.4 | 0.5 | 0.5 | 0.6 | 0.6 | 0.6 | 0.7 | 0 | 0 | 0 | 0 | 0 | 0 | 0 | 0 | 0 | 0 | 0 | 0 | 0 | 0 | 0 | 0 | 0 | 0 | 0 | 0 | 0 | 0 | 0 | 0 | 0 | 0 | 0.1 | 0.1 | 0.1 | 0.1 | 0 | 0 | 0 | 0 | 0 | 0 | 0.1 | 0.1 | 0.1 | 0.1 | 0.1 | 0.1 | 0.2 | 0.2 | 0.2 | 0.2 | 0.3 | 0.3 | 0.3 | 0.4 | 0.4 | 0.4 | 0.5 | 0.5 | 0.6 | 0.6 | 0.7 | 0.7 | 0.8 | 0.8 | 0 | 0 | 0 | 0 | 0 | 0 | 0 | 0 | 0 | 0 | 0 | 0.1 | 0.1 | 0.1 | 0.1 | 0.1 | 0.1 | 0.1 | 0.1 | 0.1 | 0.2 | 0.2 | 0.2 | 0.2 | 0.2 | 0.3 | 0.3 | 0.3 | 0.4 | 0.4
PSS | FERODO T1 | 0 | 0 | 0 | 0 | 0 | 0 | 0 | 0 | 0 | 0 | 0 | 0 | 0 | 0 | 0 | 0 | 0 | 0 | 0 | 0 | 0 | 0 | 0 | 0 | 0 | 0 | 0 | 0 | 0 | 0 | 0 | 0 | 0 | 0 | 0 | 0 | 0 | 0 | 0 | 0 | 0.1 | 0.1 | 0.1 | 0.1 | 0.1 | 0.1 | 0.2 | 0.2 | 0.2 | 0.2 | 0.2 | 0.3 | 0.3 | 0.3 | 0.4 | 0.4 | 0.4 | 0.5 | 0.5 | 0.5 | 0 | 0 | 0 | 0 | 0 | 0 | 0 | 0 | 0 | 0 | 0 | 0 | 0 | 0 | 0 | 0 | 0 | 0 | 0 | 0 | 0 | 0 | 0 | 0 | 0 | 0 | 0 | 0 | 0 | 0 | 0 | 0 | 0 | 0 | 0 | 0 | 0 | 0 | 0 | 0.1 | 0.1 | 0.1 | 0.1 | 0.1 | 0.1 | 0.2 | 0.2 | 0.2 | 0.2 | 0.3 | 0.3 | 0.3 | 0.3 | 0.4 | 0.4 | 0.4 | 0.5 | 0.5 | 0.6 | 0.6 | 0 | 0 | 0 | 0 | 0 | 0 | 0 | 0 | 0 | 0 | 0 | 0 | 0 | 0.1 | 0.1 | 0.1 | 0.1 | 0.1 | 0.1 | 0.1 | 0.1 | 0.1 | 0.1 | 0.2 | 0.2 | 0.2 | 0.2 | 0.2 | 0.2 | 0.3
PSS | FISONS T1 | 0 | 0 | 0 | 0 | 0 | 0 | 0 | 0 | 0 | 0 | 0 | 0 | 0 | 0 | 0 | 0 | 0 | 0 | 0 | 0 | 0 | 0 | 0 | 0 | 0 | 0 | 0 | 0 | 0 | 0 | 0 | 0 | 0 | 0 | 0 | 0 | 0 | 0 | 0 | 0 | 0 | 0 | 0.1 | 0.1 | 0.1 | 0.1 | 0.1 | 0.1 | 0.1 | 0.1 | 0.2 | 0.2 | 0.2 | 0.2 | 0.2 | 0.3 | 0.3 | 0.3 | 0.3 | 0.3 | 0 | 0 | 0 | 0 | 0 | 0 | 0 | 0 | 0 | 0 | 0 | 0 | 0 | 0 | 0 | 0 | 0 | 0 | 0 | 0 | 0 | 0 | 0 | 0 | 0 | 0 | 0 | 0 | 0 | 0 | 0 | 0 | 0 | 0 | 0 | 0 | 0 | 0 | 0 | 0 | 0.1 | 0.1 | 0.1 | 0.1 | 0.1 | 0.1 | 0.1 | 0.1 | 0.2 | 0.2 | 0.2 | 0.2 | 0.2 | 0.3 | 0.3 | 0.3 | 0.3 | 0.4 | 0.4 | 0.4 | 0 | 0 | 0 | 0 | 0 | 0 | 0 | 0 | 0 | 0 | 0 | 0 | 0 | 0 | 0 | 0 | 0.1 | 0.1 | 0.1 | 0.1 | 0.1 | 0.1 | 0.1 | 0.1 | 0.1 | 0.1 | 0.1 | 0.2 | 0.2 | 0.2
PSS | FLINT T1 / FLINT T2 | 0 | 0.7 | 0.5 | 0.2 | 0.3 | 0.6 | 0.6 | 0.7 | 0.7 | 0.6 | 0.7 | 0.7 | 0.7 | 0.7 | 0.6 | 0.6 | 0.6 | 0.6 | 0.6 | 0.7 | 0.6 | 0.6 | 0.5 | 0.5 | 0.5 | 0.5 | 0.5 | 0.5 | 0.5 | 0.5 | 0 | 0.1 | 0.1 | 0.2 | 0.5 | 0.7 | 0.8 | 0.7 | 0.9 | 0.9 | 1.2 | 1.4 | 1.4 | 1.3 | 1.3 | 1.2 | 1.1 | 1 | 1 | 1 | 1 | 1.1 | 1.1 | 1.1 | 1.2 | 1.2 | 1.3 | 1.3 | 1.4 | 1.4 | 0 | 0.2 | 0.1 | 0.3 | 0.6 | 0.4 | 0.8 | 0.8 | 0.9 | 0.9 | 0.9 | 0.8 | 1 | 1 | 1 | 1 | 1 | 1 | 1 | 1 | 0.9 | 1 | 1 | 1 | 0.9 | 1 | 1 | 1 | 1.1 | 1.1 | 0 | 0.1 | 0.2 | 0.5 | 0.7 | 0.9 | 1.4 | 2.1 | 1.9 | 2 | 1.7 | 1.6 | 1.6 | 1.4 | 1.2 | 1.1 | 1.2 | 1.1 | 1.2 | 1.2 | 1.3 | 1.3 | 1.3 | 1.3 | 1.4 | 1.4 | 1.5 | 1.5 | 1.6 | 1.6 | 0 | 0.1 | 0.1 | 0.3 | 0.6 | 0.6 | 0.8 | 0.8 | 0.9 | 0.9 | 1 | 1.1 | 1.2 | 1.2 | 1.2 | 1.1 | 1 | 1 | 1 | 1 | 1 | 1 | 1 | 1.1 | 1.1 | 1.1 | 1.2 | 1.2 | 1.2 | 1.3
PSS | FODENS T1 | 0 | 0 | 0 | 0 | 0 | 0 | 0 | 0 | 0 | 0 | 0 | 0 | 0 | 0 | 0 | 0 | 0 | 0 | 0 | 0 | 0 | 0 | 0 | 0 | 0 | 0 | 0 | 0 | 0 | 0 | 0 | 0 | 0 | 0 | 0 | 0 | 0.1 | 0.1 | 0.1 | 0.1 | 0.2 | 0.2 | 0.2 | 0.3 | 0.3 | 0.4 | 0.4 | 0.4 | 0.5 | 0.6 | 0.6 | 0.7 | 0.7 | 0.8 | 0.9 | 1 | 1 | 1.1 | 1.2 | 1.3 | 0 | 0 | 0 | 0 | 0 | 0 | 0 | 0 | 0 | 0 | 0 | 0 | 0 | 0.1 | 0.1 | 0.1 | 0.1 | 0.1 | 0.2 | 0.2 | 0.2 | 0.2 | 0.2 | 0.3 | 0.3 | 0.3 | 0.3 | 0.4 | 0.4 | 0.4 | 0 | 0 | 0 | 0 | 0 | 0.1 | 0.1 | 0.1 | 0.1 | 0.2 | 0.2 | 0.2 | 0.3 | 0.3 | 0.3 | 0.4 | 0.5 | 0.5 | 0.6 | 0.6 | 0.7 | 0.8 | 0.8 | 0.9 | 1 | 1.1 | 1.2 | 1.3 | 1.4 | 1.5 | 0 | 0 | 0 | 0 | 0 | 0 | 0 | 0 | 0.1 | 0.1 | 0.1 | 0.1 | 0.1 | 0.2 | 0.2 | 0.2 | 0.3 | 0.3 | 0.3 | 0.4 | 0.4 | 0.5 | 0.5 | 0.5 | 0.6 | 0.6 | 0.7 | 0.7 | 0.8 | 0.8
PSS | FORD T1 / OXTON T1 / PRENTON LOCAL T1 / SINGLETON AVE T2 | 0 | 0 | 0 | 0 | 0.1 | 0.1 | 0.1 | 0.1 | 0.1 | 0.2 | 0.2 | 0.2 | 0.2 | 0.3 | 0.3 | 0.3 | 0.3 | 0.4 | 0.4 | 0.5 | 0.5 | 0.5 | 0.6 | 0.6 | 0.7 | 0.7 | 0.7 | 0.8 | 0.8 | 0.9 | 0 | 0 | 0.1 | 0.1 | 0.1 | 0.2 | 0.3 | 0.4 | 0.5 | 0.6 | 0.7 | 0.9 | 1 | 1.2 | 1.4 | 1.6 | 1.8 | 2 | 2.2 | 2.4 | 2.7 | 3 | 3.3 | 3.6 | 3.9 | 4.2 | 4.6 | 4.9 | 5.3 | 5.7 | 0 | 0 | 0 | 0.1 | 0.1 | 0.1 | 0.2 | 0.2 | 0.2 | 0.3 | 0.3 | 0.4 | 0.4 | 0.5 | 0.6 | 0.6 | 0.7 | 0.8 | 0.8 | 0.9 | 1 | 1.1 | 1.2 | 1.2 | 1.3 | 1.4 | 1.5 | 1.6 | 1.7 | 1.8 | 0 | 0 | 0.1 | 0.1 | 0.2 | 0.2 | 0.3 | 0.4 | 0.5 | 0.7 | 0.8 | 1 | 1.2 | 1.4 | 1.6 | 1.8 | 2 | 2.3 | 2.5 | 2.8 | 3.1 | 3.5 | 3.8 | 4.2 | 4.5 | 4.9 | 5.3 | 5.7 | 6.1 | 6.6 | 0 | 0 | 0.1 | 0.1 | 0.1 | 0.2 | 0.2 | 0.3 | 0.4 | 0.4 | 0.5 | 0.6 | 0.7 | 0.8 | 1 | 1.1 | 1.2 | 1.4 | 1.5 | 1.7 | 1.8 | 2 | 2.2 | 2.4 | 2.6 | 2.8 | 3 | 3.3 | 3.5 | 3.7
PSS | FORDEN T1 | 0 | 0 | 0 | 0 | 0 | 0 | 0 | 0 | 0 | 0 | 0 | 0 | 0 | 0 | 0 | 0 | 0 | 0 | 0 | 0 | 0 | 0 | 0 | 0 | 0 | 0 | 0 | 0 | 0 | 0 | 0 | 0 | 0 | 0 | 0 | 0 | 0 | 0 | 0.1 | 0.1 | 0.1 | 0.1 | 0.1 | 0.1 | 0.2 | 0.2 | 0.2 | 0.3 | 0.3 | 0.3 | 0.3 | 0.4 | 0.4 | 0.5 | 0.5 | 0.5 | 0.6 | 0.6 | 0.7 | 0.7 | 0 | 0 | 0 | 0 | 0 | 0 | 0 | 0 | 0 | 0 | 0 | 0 | 0 | 0 | 0 | 0 | 0 | 0 | 0 | 0 | 0 | 0 | 0 | 0 | 0 | 0.1 | 0.1 | 0.1 | 0.1 | 0.1 | 0 | 0 | 0 | 0 | 0 | 0 | 0.1 | 0.1 | 0.1 | 0.1 | 0.1 | 0.1 | 0.2 | 0.2 | 0.2 | 0.2 | 0.3 | 0.3 | 0.3 | 0.4 | 0.4 | 0.5 | 0.5 | 0.5 | 0.6 | 0.6 | 0.7 | 0.7 | 0.8 | 0.9 | 0 | 0 | 0 | 0 | 0 | 0 | 0 | 0 | 0 | 0 | 0 | 0.1 | 0.1 | 0.1 | 0.1 | 0.1 | 0.1 | 0.1 | 0.1 | 0.2 | 0.2 | 0.2 | 0.2 | 0.2 | 0.3 | 0.3 | 0.3 | 0.4 | 0.4 | 0.4
PSS | FOUR CROSSES T1 | 0 | 0 | 0 | 0 | 0 | 0 | 0 | 0 | 0 | 0 | 0 | 0 | 0 | 0 | 0 | 0 | 0 | 0 | 0 | 0 | 0 | 0 | 0 | 0 | 0 | 0 | 0 | 0 | 0 | 0 | 0 | 0 | 0 | 0 | 0 | 0 | 0 | 0 | 0 | 0 | 0 | 0 | 0 | 0 | 0 | 0.1 | 0.1 | 0.1 | 0.1 | 0.1 | 0.1 | 0.1 | 0.1 | 0.1 | 0.1 | 0.1 | 0.2 | 0.2 | 0.2 | 0.2 | 0 | 0 | 0 | 0 | 0 | 0 | 0 | 0 | 0 | 0 | 0 | 0 | 0 | 0 | 0 | 0 | 0 | 0 | 0 | 0 | 0 | 0 | 0 | 0 | 0 | 0 | 0 | 0 | 0 | 0 | 0 | 0 | 0 | 0 | 0 | 0 | 0 | 0 | 0 | 0 | 0 | 0 | 0 | 0 | 0.1 | 0.1 | 0.1 | 0.1 | 0.1 | 0.1 | 0.1 | 0.1 | 0.1 | 0.1 | 0.2 | 0.2 | 0.2 | 0.2 | 0.2 | 0.2 | 0 | 0 | 0 | 0 | 0 | 0 | 0 | 0 | 0 | 0 | 0 | 0 | 0 | 0 | 0 | 0 | 0 | 0 | 0 | 0 | 0 | 0 | 0.1 | 0.1 | 0.1 | 0.1 | 0.1 | 0.1 | 0.1 | 0.1
PSS | FRODSHAM LOCAL T1 | 0 | 0 | 0 | 0 | 0 | 0 | 0 | 0 | 0 | 0 | 0 | 0 | 0 | 0 | 0 | 0 | 0 | 0 | 0 | 0 | 0 | 0 | 0 | 0 | 0 | 0 | 0 | 0 | 0 | 0 | 0 | 0 | 0 | 0 | 0 | 0.1 | 0.1 | 0.1 | 0.1 | 0.2 | 0.2 | 0.2 | 0.3 | 0.3 | 0.4 | 0.4 | 0.5 | 0.6 | 0.6 | 0.7 | 0.8 | 0.9 | 0.9 | 1 | 1.1 | 1.2 | 1.3 | 1.4 | 1.5 | 1.6 | 0 | 0 | 0 | 0 | 0 | 0 | 0 | 0 | 0.1 | 0.1 | 0.1 | 0.1 | 0.1 | 0.2 | 0.2 | 0.2 | 0.2 | 0.2 | 0.3 | 0.3 | 0.3 | 0.3 | 0.4 | 0.4 | 0.4 | 0.4 | 0.4 | 0.5 | 0.5 | 0.5 | 0 | 0 | 0 | 0 | 0 | 0.1 | 0.1 | 0.1 | 0.2 | 0.2 | 0.2 | 0.3 | 0.3 | 0.4 | 0.5 | 0.5 | 0.6 | 0.7 | 0.7 | 0.8 | 0.9 | 1 | 1.1 | 1.2 | 1.3 | 1.4 | 1.5 | 1.7 | 1.8 | 1.9 | 0 | 0 | 0 | 0 | 0 | 0 | 0 | 0.1 | 0.1 | 0.1 | 0.1 | 0.2 | 0.2 | 0.2 | 0.3 | 0.3 | 0.4 | 0.4 | 0.4 | 0.5 | 0.5 | 0.6 | 0.6 | 0.7 | 0.8 | 0.8 | 0.9 | 0.9 | 1 | 1.1
PSS | GADBROOK T1 | 0 | 0 | 0 | 0 | 0 | 0 | 0 | 0 | 0 | 0 | 0 | 0 | 0 | 0 | 0 | 0 | 0 | 0 | 0 | 0 | 0 | 0 | 0 | 0 | 0 | 0 | 0 | 0 | 0 | 0 | 0 | 0 | 0 | 0 | 0 | 0 | 0 | 0.1 | 0.1 | 0.1 | 0.1 | 0.1 | 0.1 | 0.2 | 0.2 | 0.2 | 0.2 | 0.3 | 0.3 | 0.3 | 0.4 | 0.4 | 0.4 | 0.5 | 0.5 | 0.6 | 0.6 | 0.7 | 0.7 | 0.8 | 0 | 0 | 0 | 0 | 0 | 0 | 0 | 0 | 0 | 0 | 0 | 0 | 0 | 0 | 0 | 0 | 0 | 0 | 0 | 0 | 0 | 0 | 0 | 0 | 0.1 | 0.1 | 0.1 | 0.1 | 0.1 | 0.2 | 0 | 0 | 0 | 0 | 0 | 0 | 0.1 | 0.1 | 0.1 | 0.1 | 0.1 | 0.1 | 0.2 | 0.2 | 0.2 | 0.2 | 0.3 | 0.3 | 0.3 | 0.4 | 0.4 | 0.5 | 0.5 | 0.6 | 0.6 | 0.7 | 0.7 | 0.8 | 0.8 | 0.9 | 0 | 0 | 0 | 0 | 0 | 0 | 0 | 0 | 0 | 0 | 0 | 0.1 | 0.1 | 0.1 | 0.1 | 0.1 | 0.1 | 0.1 | 0.1 | 0.2 | 0.2 | 0.2 | 0.2 | 0.3 | 0.3 | 0.3 | 0.4 | 0.4 | 0.4 | 0.5
PSS | GAERWEN VIEW T1 | 0 | 0 | 0 | 0 | 0 | 0 | 0 | 0 | 0 | 0 | 0 | 0 | 0 | 0 | 0 | 0 | 0 | 0 | 0 | 0 | 0 | 0 | 0 | 0 | 0 | 0 | 0 | 0 | 0 | 0 | 0 | 0 | 0 | 0 | 0 | 0 | 0 | 0 | 0 | 0 | 0 | 0 | 0 | 0 | 0 | 0.1 | 0.1 | 0.1 | 0.1 | 0.1 | 0.1 | 0.1 | 0.1 | 0.1 | 0.1 | 0.1 | 0.2 | 0.2 | 0.2 | 0.2 | 0 | 0 | 0 | 0 | 0 | 0 | 0 | 0 | 0 | 0 | 0 | 0 | 0 | 0 | 0 | 0 | 0 | 0 | 0 | 0 | 0 | 0 | 0 | 0 | 0 | 0 | 0 | 0 | 0 | 0 | 0 | 0 | 0 | 0 | 0 | 0 | 0 | 0 | 0 | 0 | 0 | 0 | 0 | 0 | 0.1 | 0.1 | 0.1 | 0.1 | 0.1 | 0.1 | 0.1 | 0.1 | 0.1 | 0.1 | 0.2 | 0.2 | 0.2 | 0.2 | 0.2 | 0.2 | 0 | 0 | 0 | 0 | 0 | 0 | 0 | 0 | 0 | 0 | 0 | 0 | 0 | 0 | 0 | 0 | 0 | 0 | 0 | 0 | 0 | 0 | 0.1 | 0.1 | 0.1 | 0.1 | 0.1 | 0.1 | 0.1 | 0.1
PSS | GIGG LA THELWALL T1 / HILLCLIFFE T1 / STOCKTON HEATH T1 / STRETTON IND EST T1 | 0 | 0 | 0 | 0 | 0.1 | 0.1 | 0.1 | 0.1 | 0.1 | 0.2 | 0.2 | 0.2 | 0.2 | 0.3 | 0.3 | 0.3 | 0.3 | 0.4 | 0.4 | 0.5 | 0.5 | 0.5 | 0.6 | 0.6 | 0.7 | 0.7 | 0.7 | 0.8 | 0.8 | 0.9 | 0 | 0 | 0.1 | 0.1 | 0.1 | 0.2 | 0.2 | 0.3 | 0.4 | 0.5 | 0.6 | 0.8 | 0.9 | 1.1 | 1.2 | 1.4 | 1.6 | 1.8 | 2 | 2.2 | 2.5 | 2.7 | 3 | 3.2 | 3.5 | 3.8 | 4.1 | 4.4 | 4.8 | 5.1 | 0 | 0 | 0 | 0 | 0.1 | 0.1 | 0.1 | 0.2 | 0.2 | 0.2 | 0.3 | 0.3 | 0.4 | 0.4 | 0.5 | 0.5 | 0.6 | 0.7 | 0.7 | 0.8 | 0.8 | 0.9 | 1 | 1.1 | 1.1 | 1.2 | 1.3 | 1.4 | 1.5 | 1.5 | 0 | 0 | 0.1 | 0.1 | 0.1 | 0.2 | 0.3 | 0.4 | 0.5 | 0.6 | 0.7 | 0.9 | 1.1 | 1.2 | 1.4 | 1.6 | 1.9 | 2.1 | 2.3 | 2.6 | 2.9 | 3.2 | 3.5 | 3.8 | 4.1 | 4.5 | 4.8 | 5.2 | 5.6 | 6 | 0 | 0 | 0 | 0.1 | 0.1 | 0.1 | 0.2 | 0.2 | 0.3 | 0.4 | 0.5 | 0.5 | 0.6 | 0.7 | 0.8 | 1 | 1.1 | 1.2 | 1.4 | 1.5 | 1.6 | 1.8 | 2 | 2.1 | 2.3 | 2.5 | 2.7 | 2.9 | 3.1 | 3.3
PSS | GILBROOK DOCK T1 / HILL RD T1 / MOBIL OIL (WALLASEY) T1 | 0 | 0 | 0 | 0 | 0 | 0 | 0 | 0 | 0 | 0 | 0 | 0 | 0 | 0 | 0 | 0 | 0 | 0 | 0 | 0 | 0 | 0 | 0 | 0 | 0 | 0 | 0 | 0 | 0 | 0 | 0 | 0 | 0 | 0 | 0 | 0 | 0 | 0 | 0 | 0 | 0 | 0.1 | 0.1 | 0.1 | 0.1 | 0.1 | 0.1 | 0.1 | 0.2 | 0.2 | 0.2 | 0.2 | 0.3 | 0.3 | 0.3 | 0.3 | 0.4 | 0.4 | 0.4 | 0.4 | 0 | 0 | 0 | 0 | 0 | 0 | 0 | 0 | 0 | 0 | 0 | 0 | 0 | 0 | 0 | 0 | 0 | 0 | 0 | 0 | 0 | 0 | 0 | 0 | 0 | 0 | 0 | 0 | 0 | 0 | 0 | 0 | 0 | 0 | 0 | 0 | 0 | 0 | 0 | 0 | 0.1 | 0.1 | 0.1 | 0.1 | 0.1 | 0.1 | 0.2 | 0.2 | 0.2 | 0.2 | 0.2 | 0.3 | 0.3 | 0.3 | 0.4 | 0.4 | 0.4 | 0.4 | 0.5 | 0.5 | 0 | 0 | 0 | 0 | 0 | 0 | 0 | 0 | 0 | 0 | 0 | 0 | 0 | 0 | 0.1 | 0.1 | 0.1 | 0.1 | 0.1 | 0.1 | 0.1 | 0.1 | 0.1 | 0.1 | 0.2 | 0.2 | 0.2 | 0.2 | 0.2 | 0.2
PSS | GLAN-YR-AFON T1 | 0 | 0 | 0 | 0 | 0 | 0 | 0 | 0 | 0 | 0 | 0 | 0 | 0 | 0 | 0 | 0 | 0 | 0 | 0 | 0 | 0 | 0 | 0 | 0 | 0 | 0 | 0 | 0 | 0 | 0 | 0 | 0 | 0 | 0 | 0 | 0 | 0 | 0 | 0 | 0 | 0 | 0 | 0 | 0.1 | 0.1 | 0.1 | 0.1 | 0.1 | 0.1 | 0.1 | 0.1 | 0.1 | 0.2 | 0.2 | 0.2 | 0.2 | 0.2 | 0.3 | 0.3 | 0.3 | 0 | 0 | 0 | 0 | 0 | 0 | 0 | 0 | 0 | 0 | 0 | 0 | 0 | 0 | 0 | 0 | 0 | 0 | 0 | 0 | 0 | 0 | 0 | 0 | 0 | 0 | 0 | 0 | 0 | 0 | 0 | 0 | 0 | 0 | 0 | 0 | 0 | 0 | 0 | 0 | 0 | 0 | 0.1 | 0.1 | 0.1 | 0.1 | 0.1 | 0.1 | 0.1 | 0.1 | 0.2 | 0.2 | 0.2 | 0.2 | 0.2 | 0.2 | 0.3 | 0.3 | 0.3 | 0.3 | 0 | 0 | 0 | 0 | 0 | 0 | 0 | 0 | 0 | 0 | 0 | 0 | 0 | 0 | 0 | 0 | 0 | 0 | 0.1 | 0.1 | 0.1 | 0.1 | 0.1 | 0.1 | 0.1 | 0.1 | 0.1 | 0.1 | 0.1 | 0.1
PSS | GRAIG FAWR T1 | 0 | 0 | 0 | 0 | 0 | 0 | 0 | 0 | 0 | 0 | 0 | 0 | 0 | 0 | 0 | 0 | 0 | 0 | 0 | 0 | 0 | 0 | 0 | 0 | 0 | 0 | 0 | 0 | 0 | 0 | 0 | 0 | 0 | 0 | 0 | 0 | 0.1 | 0.1 | 0.1 | 0.1 | 0.2 | 0.2 | 0.3 | 0.3 | 0.3 | 0.4 | 0.4 | 0.5 | 0.6 | 0.6 | 0.7 | 0.8 | 0.8 | 0.9 | 1 | 1.1 | 1.2 | 1.2 | 1.3 | 1.4 | 0 | 0 | 0 | 0 | 0 | 0 | 0 | 0 | 0 | 0 | 0 | 0.1 | 0.1 | 0.1 | 0.1 | 0.1 | 0.2 | 0.2 | 0.2 | 0.2 | 0.2 | 0.3 | 0.3 | 0.3 | 0.3 | 0.4 | 0.4 | 0.4 | 0.4 | 0.4 | 0 | 0 | 0 | 0 | 0 | 0.1 | 0.1 | 0.1 | 0.1 | 0.2 | 0.2 | 0.2 | 0.3 | 0.3 | 0.4 | 0.4 | 0.5 | 0.6 | 0.6 | 0.7 | 0.8 | 0.9 | 1 | 1 | 1.1 | 1.2 | 1.3 | 1.4 | 1.5 | 1.6 | 0 | 0 | 0 | 0 | 0 | 0 | 0 | 0 | 0.1 | 0.1 | 0.1 | 0.1 | 0.2 | 0.2 | 0.2 | 0.3 | 0.3 | 0.3 | 0.4 | 0.4 | 0.5 | 0.5 | 0.6 | 0.6 | 0.7 | 0.7 | 0.8 | 0.8 | 0.9 | 0.9
PSS | GRAVEL T1 / WCB PLASTICS T1 / WHARTON T1 | 0 | 0 | 0 | 0 | 0 | 0 | 0 | 0 | 0 | 0 | 0 | 0 | 0 | 0 | 0 | 0 | 0 | 0 | 0 | 0 | 0 | 0 | 0 | 0 | 0 | 0 | 0 | 0 | 0 | 0 | 0 | 0 | 0 | 0 | 0 | 0 | 0 | 0 | 0 | 0 | 0 | 0 | 0.1 | 0.1 | 0.1 | 0.1 | 0.1 | 0.1 | 0.1 | 0.1 | 0.2 | 0.2 | 0.2 | 0.2 | 0.2 | 0.2 | 0.3 | 0.3 | 0.3 | 0.3 | 0 | 0 | 0 | 0 | 0 | 0 | 0 | 0 | 0 | 0 | 0 | 0 | 0 | 0 | 0 | 0 | 0 | 0 | 0 | 0 | 0 | 0 | 0 | 0 | 0 | 0 | 0 | 0 | 0 | 0 | 0 | 0 | 0 | 0 | 0 | 0 | 0 | 0 | 0 | 0 | 0 | 0.1 | 0.1 | 0.1 | 0.1 | 0.1 | 0.1 | 0.1 | 0.2 | 0.2 | 0.2 | 0.2 | 0.2 | 0.2 | 0.3 | 0.3 | 0.3 | 0.3 | 0.4 | 0.4 | 0 | 0 | 0 | 0 | 0 | 0 | 0 | 0 | 0 | 0 | 0 | 0 | 0 | 0 | 0 | 0 | 0.1 | 0.1 | 0.1 | 0.1 | 0.1 | 0.1 | 0.1 | 0.1 | 0.1 | 0.1 | 0.1 | 0.1 | 0.2 | 0.2
PSS | GREASBY T1 / SAUGHALL MASSIE T1 / UPTON T1 | 0 | 0 | 0 | 0 | 0.1 | 0.1 | 0.1 | 0.1 | 0.1 | 0.2 | 0.2 | 0.2 | 0.2 | 0.3 | 0.3 | 0.3 | 0.3 | 0.4 | 0.4 | 0.4 | 0.4 | 0.5 | 0.5 | 0.6 | 0.6 | 0.7 | 0.7 | 0.7 | 0.8 | 0.8 | 0 | 0 | 0 | 0.1 | 0.1 | 0.1 | 0.2 | 0.2 | 0.3 | 0.3 | 0.4 | 0.5 | 0.5 | 0.6 | 0.7 | 0.8 | 0.9 | 1 | 1.2 | 1.3 | 1.4 | 1.6 | 1.7 | 1.9 | 2 | 2.2 | 2.4 | 2.6 | 2.8 | 3 | 0 | 0 | 0 | 0 | 0.1 | 0.1 | 0.1 | 0.1 | 0.1 | 0.2 | 0.2 | 0.2 | 0.2 | 0.3 | 0.3 | 0.3 | 0.4 | 0.4 | 0.4 | 0.5 | 0.5 | 0.6 | 0.6 | 0.7 | 0.7 | 0.7 | 0.8 | 0.8 | 0.9 | 0.9 | 0 | 0 | 0 | 0.1 | 0.1 | 0.1 | 0.2 | 0.2 | 0.3 | 0.4 | 0.4 | 0.5 | 0.6 | 0.7 | 0.8 | 0.9 | 1.1 | 1.2 | 1.3 | 1.5 | 1.6 | 1.8 | 2 | 2.2 | 2.4 | 2.6 | 2.8 | 3 | 3.2 | 3.4 | 0 | 0 | 0 | 0 | 0.1 | 0.1 | 0.1 | 0.2 | 0.2 | 0.2 | 0.3 | 0.3 | 0.4 | 0.4 | 0.5 | 0.6 | 0.6 | 0.7 | 0.8 | 0.9 | 1 | 1.1 | 1.2 | 1.3 | 1.4 | 1.5 | 1.6 | 1.7 | 1.8 | 1.9
PSS | GREAT SANKEY T1 / PENKETH T1 / WIDNES RD T1 | 0 | 0 | 0 | 0 | 0.1 | 0.1 | 0.1 | 0.1 | 0.1 | 0.2 | 0.2 | 0.2 | 0.2 | 0.3 | 0.3 | 0.3 | 0.3 | 0.4 | 0.4 | 0.4 | 0.5 | 0.5 | 0.5 | 0.6 | 0.6 | 0.7 | 0.7 | 0.8 | 0.8 | 0.9 | 0 | 0 | 0 | 0.1 | 0.1 | 0.1 | 0.2 | 0.2 | 0.3 | 0.4 | 0.4 | 0.5 | 0.6 | 0.7 | 0.8 | 1 | 1.1 | 1.2 | 1.4 | 1.5 | 1.7 | 1.8 | 2 | 2.2 | 2.4 | 2.6 | 2.8 | 3 | 3.3 | 3.5 | 0 | 0 | 0 | 0 | 0.1 | 0.1 | 0.1 | 0.1 | 0.1 | 0.2 | 0.2 | 0.2 | 0.3 | 0.3 | 0.3 | 0.4 | 0.4 | 0.5 | 0.5 | 0.6 | 0.6 | 0.6 | 0.7 | 0.7 | 0.8 | 0.8 | 0.9 | 1 | 1 | 1.1 | 0 | 0 | 0 | 0.1 | 0.1 | 0.2 | 0.2 | 0.3 | 0.3 | 0.4 | 0.5 | 0.6 | 0.7 | 0.9 | 1 | 1.1 | 1.3 | 1.4 | 1.6 | 1.8 | 2 | 2.2 | 2.4 | 2.6 | 2.8 | 3 | 3.3 | 3.5 | 3.8 | 4.1 | 0 | 0 | 0 | 0.1 | 0.1 | 0.1 | 0.1 | 0.2 | 0.2 | 0.3 | 0.3 | 0.4 | 0.4 | 0.5 | 0.6 | 0.7 | 0.8 | 0.8 | 0.9 | 1 | 1.1 | 1.2 | 1.4 | 1.5 | 1.6 | 1.7 | 1.9 | 2 | 2.1 | 2.3
PSS | GREAT SUTTON T1 / LITTLE SUTTON T1 / STRAWBERRY ROUNDABOUT T1 / SUTTON HALL WWB T1 / WHITBY MAIN T2 | 0 | 0 | 0 | 0 | 0.1 | 0.1 | 0.1 | 0.1 | 0.1 | 0.2 | 0.2 | 0.2 | 0.2 | 0.3 | 0.3 | 0.3 | 0.3 | 0.4 | 0.4 | 0.5 | 0.5 | 0.5 | 0.6 | 0.6 | 0.7 | 0.7 | 0.7 | 0.8 | 0.8 | 0.9 | 0 | 0 | 0.1 | 0.1 | 0.1 | 0.2 | 0.3 | 0.4 | 0.5 | 0.6 | 0.7 | 0.8 | 1 | 1.1 | 1.3 | 1.5 | 1.7 | 1.9 | 2.1 | 2.4 | 2.6 | 2.9 | 3.2 | 3.4 | 3.8 | 4.1 | 4.4 | 4.7 | 5.1 | 5.5 | 0 | 0 | 0 | 0 | 0.1 | 0.1 | 0.1 | 0.2 | 0.2 | 0.3 | 0.3 | 0.3 | 0.4 | 0.5 | 0.5 | 0.6 | 0.6 | 0.7 | 0.8 | 0.8 | 0.9 | 1 | 1.1 | 1.2 | 1.2 | 1.3 | 1.4 | 1.5 | 1.6 | 1.7 | 0 | 0 | 0.1 | 0.1 | 0.1 | 0.2 | 0.3 | 0.4 | 0.5 | 0.6 | 0.8 | 0.9 | 1.1 | 1.3 | 1.5 | 1.7 | 2 | 2.2 | 2.5 | 2.7 | 3 | 3.3 | 3.7 | 4 | 4.3 | 4.7 | 5.1 | 5.5 | 5.9 | 6.3 | 0 | 0 | 0 | 0.1 | 0.1 | 0.1 | 0.2 | 0.3 | 0.3 | 0.4 | 0.5 | 0.6 | 0.7 | 0.8 | 0.9 | 1 | 1.2 | 1.3 | 1.4 | 1.6 | 1.8 | 1.9 | 2.1 | 2.3 | 2.5 | 2.7 | 2.9 | 3.1 | 3.3 | 3.6
PSS | GREENFIELD T1 / GREENFIELD T2 | 0 | 0 | 0 | 0 | 0 | 0 | 0 | 0 | 0 | 0 | 0 | 0 | 0 | 0 | 0 | 0 | 0 | 0 | 0 | 0 | 0 | 0 | 0 | 0 | 0 | 0 | 0 | 0 | 0 | 0 | 0 | 0 | 0 | 0 | 0 | 0 | 0 | 0.1 | 0.1 | 0.1 | 0.1 | 0.1 | 0.1 | 0.2 | 0.2 | 0.2 | 0.2 | 0.3 | 0.3 | 0.3 | 0.4 | 0.4 | 0.5 | 0.5 | 0.5 | 0.6 | 0.6 | 0.7 | 0.7 | 0.8 | 0 | 0 | 0 | 0 | 0 | 0 | 0 | 0 | 0 | 0 | 0 | 0 | 0 | 0 | 0 | 0 | 0 | 0 | 0 | 0 | 0 | 0 | 0 | 0.1 | 0.1 | 0.1 | 0.1 | 0.1 | 0.2 | 0.2 | 0 | 0 | 0 | 0 | 0 | 0 | 0.1 | 0.1 | 0.1 | 0.1 | 0.1 | 0.1 | 0.2 | 0.2 | 0.2 | 0.3 | 0.3 | 0.3 | 0.4 | 0.4 | 0.4 | 0.5 | 0.5 | 0.6 | 0.6 | 0.7 | 0.7 | 0.8 | 0.9 | 0.9 | 0 | 0 | 0 | 0 | 0 | 0 | 0 | 0 | 0 | 0 | 0.1 | 0.1 | 0.1 | 0.1 | 0.1 | 0.1 | 0.1 | 0.1 | 0.2 | 0.2 | 0.2 | 0.2 | 0.2 | 0.3 | 0.3 | 0.3 | 0.4 | 0.4 | 0.4 | 0.5
PSS | GROSVENOR ST T1 / LINENHALL ST T1 / NORTHGATE TERRACE T1 / STATION VIEW T1 / TOMULAR PLACE T1 | 0 | 0 | 0 | 0 | 0 | 0 | 0 | 0 | 0 | 0 | 0 | 0 | 0 | 0 | 0 | 0 | 0 | 0 | 0 | 0 | 0 | 0 | 0 | 0 | 0 | 0 | 0 | 0 | 0 | 0 | 0 | 0 | 0 | 0 | 0 | 0 | 0 | 0.1 | 0.1 | 0.1 | 0.1 | 0.1 | 0.2 | 0.2 | 0.2 | 0.2 | 0.3 | 0.3 | 0.3 | 0.4 | 0.4 | 0.5 | 0.5 | 0.5 | 0.6 | 0.6 | 0.7 | 0.8 | 0.8 | 0.9 | 0 | 0 | 0 | 0 | 0 | 0 | 0 | 0 | 0 | 0 | 0 | 0 | 0 | 0 | 0 | 0 | 0 | 0 | 0 | 0 | 0 | 0.1 | 0.1 | 0.1 | 0.1 | 0.1 | 0.2 | 0.2 | 0.2 | 0.2 | 0 | 0 | 0 | 0 | 0 | 0 | 0.1 | 0.1 | 0.1 | 0.1 | 0.1 | 0.2 | 0.2 | 0.2 | 0.2 | 0.3 | 0.3 | 0.3 | 0.4 | 0.4 | 0.5 | 0.5 | 0.6 | 0.6 | 0.7 | 0.7 | 0.8 | 0.9 | 0.9 | 1 | 0 | 0 | 0 | 0 | 0 | 0 | 0 | 0 | 0 | 0 | 0.1 | 0.1 | 0.1 | 0.1 | 0.1 | 0.1 | 0.1 | 0.2 | 0.2 | 0.2 | 0.2 | 0.3 | 0.3 | 0.3 | 0.4 | 0.4 | 0.4 | 0.5 | 0.5 | 0.5
PSS | GWERSYLLT T1 | 0 | 0 | 0 | 0 | 0 | 0 | 0 | 0 | 0 | 0 | 0 | 0 | 0 | 0 | 0 | 0 | 0 | 0 | 0 | 0 | 0 | 0 | 0 | 0 | 0 | 0 | 0 | 0 | 0 | 0 | 0 | 0 | 0 | 0 | 0 | 0 | 0.1 | 0.1 | 0.1 | 0.1 | 0.2 | 0.2 | 0.2 | 0.3 | 0.3 | 0.4 | 0.4 | 0.5 | 0.5 | 0.6 | 0.7 | 0.7 | 0.8 | 0.9 | 0.9 | 1 | 1.1 | 1.2 | 1.3 | 1.4 | 0 | 0 | 0 | 0 | 0 | 0 | 0 | 0 | 0 | 0 | 0 | 0.1 | 0.1 | 0.1 | 0.1 | 0.1 | 0.2 | 0.2 | 0.2 | 0.2 | 0.2 | 0.3 | 0.3 | 0.3 | 0.3 | 0.4 | 0.4 | 0.4 | 0.4 | 0.4 | 0 | 0 | 0 | 0 | 0 | 0.1 | 0.1 | 0.1 | 0.1 | 0.2 | 0.2 | 0.2 | 0.3 | 0.3 | 0.4 | 0.4 | 0.5 | 0.6 | 0.6 | 0.7 | 0.8 | 0.9 | 0.9 | 1 | 1.1 | 1.2 | 1.3 | 1.4 | 1.5 | 1.6 | 0 | 0 | 0 | 0 | 0 | 0 | 0 | 0 | 0.1 | 0.1 | 0.1 | 0.1 | 0.2 | 0.2 | 0.2 | 0.3 | 0.3 | 0.3 | 0.4 | 0.4 | 0.4 | 0.5 | 0.5 | 0.6 | 0.6 | 0.7 | 0.7 | 0.8 | 0.8 | 0.9
PSS | HALTON RD T1 / MURDISHAW T1 / PERCIVAL LA T4 / RUNCORN CENTRAL T1 | 0 | 0 | 0 | 0 | 0.1 | 0.1 | 0.1 | 0.1 | 0.1 | 0.2 | 0.2 | 0.2 | 0.2 | 0.3 | 0.3 | 0.3 | 0.4 | 0.4 | 0.4 | 0.5 | 0.5 | 0.5 | 0.6 | 0.6 | 0.7 | 0.7 | 0.7 | 0.8 | 0.8 | 0.9 | 0 | 0 | 0 | 0.1 | 0.1 | 0.1 | 0.2 | 0.2 | 0.3 | 0.3 | 0.4 | 0.5 | 0.6 | 0.7 | 0.8 | 0.9 | 1 | 1.1 | 1.2 | 1.4 | 1.5 | 1.7 | 1.8 | 2 | 2.2 | 2.3 | 2.5 | 2.7 | 2.9 | 3.1 | 0 | 0 | 0 | 0.1 | 0.1 | 0.1 | 0.1 | 0.1 | 0.2 | 0.2 | 0.2 | 0.3 | 0.3 | 0.3 | 0.4 | 0.4 | 0.5 | 0.5 | 0.6 | 0.6 | 0.7 | 0.7 | 0.8 | 0.8 | 0.9 | 0.9 | 1 | 1.1 | 1.1 | 1.2 | 0 | 0 | 0 | 0.1 | 0.1 | 0.1 | 0.2 | 0.3 | 0.4 | 0.4 | 0.5 | 0.6 | 0.7 | 0.8 | 0.9 | 1 | 1.2 | 1.3 | 1.5 | 1.6 | 1.8 | 2 | 2.1 | 2.3 | 2.5 | 2.7 | 2.9 | 3.2 | 3.4 | 3.6 | 0 | 0 | 0 | 0.1 | 0.1 | 0.1 | 0.1 | 0.2 | 0.2 | 0.3 | 0.3 | 0.4 | 0.5 | 0.5 | 0.6 | 0.7 | 0.7 | 0.8 | 0.9 | 1 | 1.1 | 1.2 | 1.3 | 1.4 | 1.5 | 1.6 | 1.8 | 1.9 | 2 | 2.2
PSS | HARLECH T1 | 0 | 0 | 0 | 0 | 0 | 0 | 0 | 0 | 0 | 0 | 0 | 0 | 0 | 0 | 0 | 0 | 0 | 0 | 0 | 0 | 0 | 0 | 0 | 0 | 0 | 0 | 0 | 0 | 0 | 0 | 0 | 0 | 0 | 0 | 0 | 0 | 0 | 0 | 0 | 0 | 0.1 | 0.1 | 0.1 | 0.1 | 0.1 | 0.1 | 0.1 | 0.2 | 0.2 | 0.2 | 0.2 | 0.3 | 0.3 | 0.3 | 0.3 | 0.4 | 0.4 | 0.4 | 0.5 | 0.5 | 0 | 0 | 0 | 0 | 0 | 0 | 0 | 0 | 0 | 0 | 0 | 0 | 0 | 0 | 0 | 0 | 0 | 0 | 0 | 0 | 0 | 0 | 0 | 0 | 0 | 0 | 0 | 0 | 0 | 0 | 0 | 0 | 0 | 0 | 0 | 0 | 0 | 0 | 0 | 0.1 | 0.1 | 0.1 | 0.1 | 0.1 | 0.1 | 0.1 | 0.2 | 0.2 | 0.2 | 0.2 | 0.3 | 0.3 | 0.3 | 0.4 | 0.4 | 0.4 | 0.5 | 0.5 | 0.5 | 0.6 | 0 | 0 | 0 | 0 | 0 | 0 | 0 | 0 | 0 | 0 | 0 | 0 | 0 | 0 | 0.1 | 0.1 | 0.1 | 0.1 | 0.1 | 0.1 | 0.1 | 0.1 | 0.1 | 0.2 | 0.2 | 0.2 | 0.2 | 0.2 | 0.2 | 0.3
PSS | HARRINGTON ST T1 / PARADISE ST T1 | 0 | 0 | 0 | 0 | 0 | 0 | 0 | 0 | 0 | 0 | 0 | 0 | 0 | 0 | 0 | 0 | 0 | 0 | 0 | 0 | 0 | 0 | 0 | 0 | 0 | 0 | 0 | 0 | 0 | 0 | 0 | 0 | 0 | 0 | 0 | 0 | 0 | 0 | 0 | 0 | 0 | 0 | 0 | 0 | 0 | 0 | 0 | 0 | 0 | 0 | 0 | 0 | 0 | 0 | 0 | 0 | 0 | 0 | 0 | 0 | 0 | 0 | 0 | 0 | 0 | 0 | 0 | 0 | 0 | 0 | 0 | 0 | 0 | 0 | 0 | 0 | 0 | 0 | 0 | 0 | 0 | 0 | 0 | 0 | 0 | 0 | 0 | 0 | 0 | 0 | 0 | 0 | 0 | 0 | 0 | 0 | 0 | 0 | 0 | 0 | 0 | 0 | 0 | 0 | 0 | 0 | 0 | 0 | 0 | 0 | 0 | 0 | 0 | 0 | 0 | 0 | 0 | 0 | 0 | 0 | 0 | 0 | 0 | 0 | 0 | 0 | 0 | 0 | 0 | 0 | 0 | 0 | 0 | 0 | 0 | 0 | 0 | 0 | 0 | 0 | 0 | 0 | 0 | 0 | 0 | 0 | 0 | 0 | 0 | 0
PSS | HARRINGTON ST T2 / HIGHFIELD ST T1 | 0 | 0 | 0 | 0 | 0 | 0 | 0 | 0 | 0 | 0 | 0 | 0 | 0 | 0 | 0 | 0 | 0 | 0 | 0 | 0 | 0 | 0 | 0 | 0 | 0 | 0 | 0 | 0 | 0 | 0 | 0 | 0 | 0 | 0 | 0 | 0 | 0 | 0 | 0 | 0 | 0 | 0 | 0 | 0 | 0 | 0 | 0 | 0 | 0 | 0 | 0 | 0 | 0 | 0 | 0 | 0 | 0 | 0 | 0 | 0 | 0 | 0 | 0 | 0 | 0 | 0 | 0 | 0 | 0 | 0 | 0 | 0 | 0 | 0 | 0 | 0 | 0 | 0 | 0 | 0 | 0 | 0 | 0 | 0 | 0 | 0 | 0 | 0 | 0 | 0 | 0 | 0 | 0 | 0 | 0 | 0 | 0 | 0 | 0 | 0 | 0 | 0 | 0 | 0 | 0 | 0 | 0 | 0 | 0 | 0 | 0 | 0 | 0 | 0 | 0 | 0 | 0 | 0 | 0 | 0 | 0 | 0 | 0 | 0 | 0 | 0 | 0 | 0 | 0 | 0 | 0 | 0 | 0 | 0 | 0 | 0 | 0 | 0 | 0 | 0 | 0 | 0 | 0 | 0 | 0 | 0 | 0 | 0 | 0 | 0
PSS | HARRINGTON ST T3 / LIME ST T1 | 0 | 0 | 0 | 0 | 0 | 0 | 0 | 0 | 0 | 0 | 0 | 0 | 0 | 0 | 0 | 0 | 0 | 0 | 0 | 0 | 0 | 0 | 0 | 0 | 0 | 0 | 0 | 0 | 0 | 0 | 0 | 0 | 0 | 0 | 0 | 0 | 0 | 0 | 0 | 0 | 0 | 0 | 0 | 0 | 0 | 0 | 0 | 0 | 0 | 0 | 0 | 0 | 0 | 0 | 0 | 0 | 0 | 0 | 0 | 0 | 0 | 0 | 0 | 0 | 0 | 0 | 0 | 0 | 0 | 0 | 0 | 0 | 0 | 0 | 0 | 0 | 0 | 0 | 0 | 0 | 0 | 0 | 0 | 0 | 0 | 0 | 0 | 0 | 0 | 0 | 0 | 0 | 0 | 0 | 0 | 0 | 0 | 0 | 0 | 0 | 0 | 0 | 0 | 0 | 0 | 0 | 0 | 0 | 0 | 0 | 0 | 0 | 0 | 0 | 0 | 0 | 0 | 0 | 0 | 0 | 0 | 0 | 0 | 0 | 0 | 0 | 0 | 0 | 0 | 0 | 0 | 0 | 0 | 0 | 0 | 0 | 0 | 0 | 0 | 0 | 0 | 0 | 0 | 0 | 0 | 0 | 0 | 0 | 0 | 0
PSS | HARTFORD T1 | 0 | 0 | 0 | 0 | 0.1 | 0.1 | 0.1 | 0.1 | 0.1 | 0.2 | 0.2 | 0.2 | 0.2 | 0.3 | 0.3 | 0.3 | 0.3 | 0.4 | 0.4 | 0.4 | 0.4 | 0.5 | 0.5 | 0.6 | 0.6 | 0.7 | 0.7 | 0.7 | 0.8 | 0.8 | 0 | 0 | 0 | 0 | 0.1 | 0.1 | 0.1 | 0.1 | 0.2 | 0.2 | 0.3 | 0.3 | 0.4 | 0.4 | 0.5 | 0.6 | 0.7 | 0.8 | 0.8 | 0.9 | 1 | 1.1 | 1.3 | 1.4 | 1.5 | 1.6 | 1.7 | 1.9 | 2 | 2.2 | 0 | 0 | 0 | 0 | 0.1 | 0.1 | 0.1 | 0.1 | 0.1 | 0.2 | 0.2 | 0.2 | 0.2 | 0.3 | 0.3 | 0.3 | 0.3 | 0.3 | 0.4 | 0.4 | 0.4 | 0.4 | 0.5 | 0.5 | 0.5 | 0.6 | 0.6 | 0.7 | 0.7 | 0.7 | 0 | 0 | 0 | 0 | 0.1 | 0.1 | 0.1 | 0.2 | 0.2 | 0.3 | 0.3 | 0.4 | 0.5 | 0.5 | 0.6 | 0.7 | 0.8 | 0.9 | 1 | 1.1 | 1.2 | 1.3 | 1.5 | 1.6 | 1.7 | 1.9 | 2 | 2.2 | 2.3 | 2.5 | 0 | 0 | 0 | 0 | 0.1 | 0.1 | 0.1 | 0.1 | 0.2 | 0.2 | 0.2 | 0.3 | 0.3 | 0.4 | 0.4 | 0.4 | 0.5 | 0.6 | 0.6 | 0.7 | 0.7 | 0.8 | 0.9 | 0.9 | 1 | 1.1 | 1.2 | 1.3 | 1.4 | 1.4
PSS | HASKAYNE T1 | 0 | 0 | 0 | 0 | 0 | 0 | 0 | 0 | 0 | 0 | 0 | 0 | 0 | 0 | 0 | 0 | 0 | 0 | 0 | 0 | 0 | 0 | 0 | 0 | 0 | 0 | 0 | 0 | 0 | 0 | 0 | 0 | 0 | 0 | 0 | 0 | 0 | 0 | 0 | 0 | 0 | 0 | 0 | 0.1 | 0.1 | 0.1 | 0.1 | 0.1 | 0.1 | 0.1 | 0.1 | 0.1 | 0.2 | 0.2 | 0.2 | 0.2 | 0.2 | 0.2 | 0.3 | 0.3 | 0 | 0 | 0 | 0 | 0 | 0 | 0 | 0 | 0 | 0 | 0 | 0 | 0 | 0 | 0 | 0 | 0 | 0 | 0 | 0 | 0 | 0 | 0 | 0 | 0 | 0 | 0 | 0 | 0 | 0 | 0 | 0 | 0 | 0 | 0 | 0 | 0 | 0 | 0 | 0 | 0 | 0 | 0.1 | 0.1 | 0.1 | 0.1 | 0.1 | 0.1 | 0.1 | 0.1 | 0.2 | 0.2 | 0.2 | 0.2 | 0.2 | 0.2 | 0.3 | 0.3 | 0.3 | 0.3 | 0 | 0 | 0 | 0 | 0 | 0 | 0 | 0 | 0 | 0 | 0 | 0 | 0 | 0 | 0 | 0 | 0 | 0 | 0.1 | 0.1 | 0.1 | 0.1 | 0.1 | 0.1 | 0.1 | 0.1 | 0.1 | 0.1 | 0.1 | 0.1
PSS | HATHERTON T1 | 0 | 0 | 0 | 0 | 0 | 0 | 0 | 0 | 0 | 0 | 0 | 0 | 0 | 0 | 0 | 0 | 0 | 0 | 0 | 0 | 0 | 0 | 0 | 0 | 0 | 0 | 0 | 0 | 0 | 0 | 0 | 0 | 0 | 0 | 0 | 0 | 0 | 0 | 0 | 0 | 0 | 0 | 0 | 0 | 0 | 0 | 0 | 0 | 0 | 0 | 0 | 0 | 0 | 0 | 0 | 0.1 | 0.1 | 0.1 | 0.1 | 0.1 | 0 | 0 | 0 | 0 | 0 | 0 | 0 | 0 | 0 | 0 | 0 | 0 | 0 | 0 | 0 | 0 | 0 | 0 | 0 | 0 | 0 | 0 | 0 | 0 | 0 | 0 | 0 | 0 | 0 | 0 | 0 | 0 | 0 | 0 | 0 | 0 | 0 | 0 | 0 | 0 | 0 | 0 | 0 | 0 | 0 | 0 | 0 | 0 | 0 | 0 | 0 | 0.1 | 0.1 | 0.1 | 0.1 | 0.1 | 0.1 | 0.1 | 0.1 | 0.1 | 0 | 0 | 0 | 0 | 0 | 0 | 0 | 0 | 0 | 0 | 0 | 0 | 0 | 0 | 0 | 0 | 0 | 0 | 0 | 0 | 0 | 0 | 0 | 0 | 0 | 0 | 0 | 0 | 0 | 0
PSS | HERONS WAY T1 / LACHE T1 / MBNA T1 / SMFS KINGSMEADOW T1 | 0 | 0 | 0 | 0 | 0 | 0 | 0 | 0 | 0 | 0 | 0 | 0 | 0 | 0 | 0 | 0 | 0 | 0 | 0 | 0 | 0 | 0 | 0 | 0 | 0 | 0 | 0 | 0 | 0 | 0 | 0 | 0 | 0 | 0 | 0 | 0.1 | 0.1 | 0.1 | 0.2 | 0.2 | 0.2 | 0.3 | 0.3 | 0.4 | 0.4 | 0.5 | 0.6 | 0.6 | 0.7 | 0.8 | 0.9 | 1 | 1.1 | 1.2 | 1.3 | 1.4 | 1.5 | 1.6 | 1.7 | 1.8 | 0 | 0 | 0 | 0 | 0 | 0 | 0 | 0.1 | 0.1 | 0.1 | 0.1 | 0.2 | 0.2 | 0.2 | 0.2 | 0.2 | 0.3 | 0.3 | 0.3 | 0.3 | 0.3 | 0.4 | 0.4 | 0.4 | 0.4 | 0.5 | 0.5 | 0.5 | 0.5 | 0.6 | 0 | 0 | 0 | 0 | 0.1 | 0.1 | 0.1 | 0.1 | 0.2 | 0.2 | 0.3 | 0.3 | 0.4 | 0.4 | 0.5 | 0.6 | 0.7 | 0.7 | 0.8 | 0.9 | 1 | 1.1 | 1.2 | 1.4 | 1.5 | 1.6 | 1.7 | 1.9 | 2 | 2.2 | 0 | 0 | 0 | 0 | 0 | 0 | 0.1 | 0.1 | 0.1 | 0.1 | 0.2 | 0.2 | 0.2 | 0.3 | 0.3 | 0.4 | 0.4 | 0.5 | 0.5 | 0.6 | 0.6 | 0.7 | 0.7 | 0.8 | 0.8 | 0.9 | 1 | 1 | 1.1 | 1.2
PSS | HOLMES CHAPEL T1 | 0 | 0 | 0 | 0 | 0 | 0 | 0 | 0 | 0 | 0 | 0 | 0 | 0 | 0 | 0 | 0 | 0 | 0 | 0 | 0 | 0 | 0 | 0 | 0 | 0 | 0 | 0 | 0 | 0 | 0 | 0 | 0 | 0 | 0 | 0 | 0 | 0.1 | 0.1 | 0.1 | 0.1 | 0.2 | 0.2 | 0.2 | 0.3 | 0.3 | 0.4 | 0.4 | 0.5 | 0.5 | 0.6 | 0.6 | 0.7 | 0.8 | 0.9 | 0.9 | 1 | 1.1 | 1.2 | 1.3 | 1.4 | 0 | 0 | 0 | 0 | 0 | 0 | 0 | 0 | 0 | 0 | 0 | 0.1 | 0.1 | 0.1 | 0.1 | 0.1 | 0.2 | 0.2 | 0.2 | 0.2 | 0.2 | 0.3 | 0.3 | 0.3 | 0.3 | 0.4 | 0.4 | 0.4 | 0.4 | 0.4 | 0 | 0 | 0 | 0 | 0 | 0.1 | 0.1 | 0.1 | 0.1 | 0.2 | 0.2 | 0.2 | 0.3 | 0.3 | 0.4 | 0.4 | 0.5 | 0.6 | 0.6 | 0.7 | 0.8 | 0.8 | 0.9 | 1 | 1.1 | 1.2 | 1.3 | 1.4 | 1.5 | 1.6 | 0 | 0 | 0 | 0 | 0 | 0 | 0 | 0 | 0.1 | 0.1 | 0.1 | 0.1 | 0.2 | 0.2 | 0.2 | 0.3 | 0.3 | 0.3 | 0.4 | 0.4 | 0.4 | 0.5 | 0.5 | 0.6 | 0.6 | 0.7 | 0.7 | 0.8 | 0.8 | 0.9
PSS | HOLT LA (WARRINGTON RD) T1 / PRESCOT GRID T1 / RAINHILL LOCAL T1 / WHISTON HOSP T1 | 0 | 0 | 0 | 0 | 0.1 | 0.1 | 0.1 | 0.1 | 0.1 | 0.2 | 0.2 | 0.2 | 0.2 | 0.3 | 0.3 | 0.3 | 0.3 | 0.4 | 0.4 | 0.4 | 0.4 | 0.5 | 0.5 | 0.6 | 0.6 | 0.7 | 0.7 | 0.7 | 0.8 | 0.8 | 0 | 0 | 0 | 0 | 0.1 | 0.1 | 0.1 | 0.2 | 0.3 | 0.3 | 0.4 | 0.5 | 0.6 | 0.7 | 0.8 | 0.9 | 1 | 1.1 | 1.2 | 1.3 | 1.5 | 1.6 | 1.8 | 1.9 | 2.1 | 2.2 | 2.4 | 2.6 | 2.8 | 3 | 0 | 0 | 0 | 0 | 0.1 | 0.1 | 0.1 | 0.1 | 0.2 | 0.2 | 0.2 | 0.2 | 0.3 | 0.3 | 0.3 | 0.3 | 0.4 | 0.4 | 0.4 | 0.5 | 0.5 | 0.6 | 0.6 | 0.7 | 0.7 | 0.8 | 0.8 | 0.8 | 0.9 | 0.9 | 0 | 0 | 0 | 0.1 | 0.1 | 0.1 | 0.2 | 0.2 | 0.3 | 0.3 | 0.4 | 0.5 | 0.6 | 0.7 | 0.8 | 0.9 | 1.1 | 1.2 | 1.3 | 1.5 | 1.6 | 1.8 | 2 | 2.2 | 2.3 | 2.5 | 2.7 | 3 | 3.2 | 3.4 | 0 | 0 | 0 | 0 | 0.1 | 0.1 | 0.1 | 0.2 | 0.2 | 0.3 | 0.3 | 0.4 | 0.4 | 0.5 | 0.5 | 0.6 | 0.7 | 0.7 | 0.8 | 0.9 | 1 | 1.1 | 1.2 | 1.3 | 1.4 | 1.5 | 1.6 | 1.7 | 1.8 | 2
PSS | HOLWAY RD T1 | 0 | 0 | 0 | 0 | 0 | 0 | 0 | 0 | 0 | 0 | 0 | 0 | 0 | 0 | 0 | 0 | 0 | 0 | 0 | 0 | 0 | 0 | 0 | 0 | 0 | 0 | 0 | 0 | 0 | 0 | 0 | 0 | 0 | 0 | 0 | 0 | 0 | 0 | 0 | 0 | 0.1 | 0.1 | 0.1 | 0.1 | 0.1 | 0.1 | 0.1 | 0.2 | 0.2 | 0.2 | 0.2 | 0.2 | 0.3 | 0.3 | 0.3 | 0.4 | 0.4 | 0.4 | 0.4 | 0.5 | 0 | 0 | 0 | 0 | 0 | 0 | 0 | 0 | 0 | 0 | 0 | 0 | 0 | 0 | 0 | 0 | 0 | 0 | 0 | 0 | 0 | 0 | 0 | 0 | 0 | 0 | 0 | 0 | 0 | 0 | 0 | 0 | 0 | 0 | 0 | 0 | 0 | 0 | 0 | 0 | 0.1 | 0.1 | 0.1 | 0.1 | 0.1 | 0.1 | 0.2 | 0.2 | 0.2 | 0.2 | 0.2 | 0.3 | 0.3 | 0.3 | 0.4 | 0.4 | 0.4 | 0.5 | 0.5 | 0.5 | 0 | 0 | 0 | 0 | 0 | 0 | 0 | 0 | 0 | 0 | 0 | 0 | 0 | 0 | 0.1 | 0.1 | 0.1 | 0.1 | 0.1 | 0.1 | 0.1 | 0.1 | 0.1 | 0.1 | 0.2 | 0.2 | 0.2 | 0.2 | 0.2 | 0.2
PSS | HOLYHEAD T1 | 0 | 0 | 0 | 0 | 0 | 0 | 0 | 0 | 0 | 0 | 0 | 0 | 0 | 0 | 0 | 0 | 0 | 0 | 0 | 0 | 0 | 0 | 0 | 0 | 0 | 0 | 0 | 0 | 0 | 0 | 0 | 0 | 0 | 0 | 0 | 0 | 0 | 0 | 0 | 0 | 0 | 0 | 0 | 0 | 0.1 | 0.1 | 0.1 | 0.1 | 0.1 | 0.1 | 0.1 | 0.1 | 0.1 | 0.1 | 0.1 | 0.2 | 0.2 | 0.2 | 0.2 | 0.2 | 0 | 0 | 0 | 0 | 0 | 0 | 0 | 0 | 0 | 0 | 0 | 0 | 0 | 0 | 0 | 0 | 0 | 0 | 0 | 0 | 0 | 0 | 0 | 0 | 0 | 0 | 0 | 0 | 0 | 0 | 0 | 0 | 0 | 0 | 0 | 0 | 0 | 0 | 0 | 0 | 0 | 0 | 0 | 0 | 0.1 | 0.1 | 0.1 | 0.1 | 0.1 | 0.1 | 0.1 | 0.1 | 0.1 | 0.1 | 0.2 | 0.2 | 0.2 | 0.2 | 0.2 | 0.2 | 0 | 0 | 0 | 0 | 0 | 0 | 0 | 0 | 0 | 0 | 0 | 0 | 0 | 0 | 0 | 0 | 0 | 0 | 0 | 0 | 0 | 0.1 | 0.1 | 0.1 | 0.1 | 0.1 | 0.1 | 0.1 | 0.1 | 0.1
PSS | HOLYWELL T1 | 0 | 0 | 0 | 0 | 0 | 0 | 0 | 0 | 0 | 0 | 0 | 0 | 0 | 0 | 0 | 0 | 0 | 0 | 0 | 0 | 0 | 0 | 0 | 0 | 0 | 0 | 0 | 0 | 0 | 0 | 0 | 0 | 0 | 0 | 0 | 0 | 0.1 | 0.1 | 0.1 | 0.1 | 0.1 | 0.2 | 0.2 | 0.2 | 0.3 | 0.3 | 0.4 | 0.4 | 0.4 | 0.5 | 0.6 | 0.6 | 0.7 | 0.7 | 0.8 | 0.9 | 0.9 | 1 | 1.1 | 1.2 | 0 | 0 | 0 | 0 | 0 | 0 | 0 | 0 | 0 | 0 | 0 | 0 | 0 | 0 | 0.1 | 0.1 | 0.1 | 0.1 | 0.1 | 0.2 | 0.2 | 0.2 | 0.2 | 0.2 | 0.3 | 0.3 | 0.3 | 0.3 | 0.4 | 0.4 | 0 | 0 | 0 | 0 | 0 | 0.1 | 0.1 | 0.1 | 0.1 | 0.1 | 0.2 | 0.2 | 0.2 | 0.3 | 0.3 | 0.4 | 0.4 | 0.5 | 0.5 | 0.6 | 0.7 | 0.7 | 0.8 | 0.9 | 0.9 | 1 | 1.1 | 1.2 | 1.3 | 1.4 | 0 | 0 | 0 | 0 | 0 | 0 | 0 | 0 | 0 | 0.1 | 0.1 | 0.1 | 0.1 | 0.1 | 0.2 | 0.2 | 0.2 | 0.3 | 0.3 | 0.3 | 0.4 | 0.4 | 0.4 | 0.5 | 0.5 | 0.6 | 0.6 | 0.7 | 0.7 | 0.8
PSS | HOOTON MAIN T1 | 0 | 0 | 0 | 0 | 0 | 0 | 0 | 0 | 0 | 0 | 0 | 0 | 0 | 0 | 0 | 0 | 0 | 0 | 0 | 0 | 0 | 0 | 0 | 0 | 0 | 0 | 0 | 0 | 0 | 0 | 0 | 0 | 0 | 0 | 0 | 0 | 0.1 | 0.1 | 0.1 | 0.1 | 0.1 | 0.1 | 0.2 | 0.2 | 0.2 | 0.3 | 0.3 | 0.3 | 0.4 | 0.4 | 0.4 | 0.5 | 0.5 | 0.6 | 0.6 | 0.7 | 0.7 | 0.8 | 0.8 | 0.9 | 0 | 0 | 0 | 0 | 0 | 0 | 0 | 0 | 0 | 0 | 0 | 0 | 0 | 0 | 0 | 0 | 0 | 0 | 0 | 0 | 0.1 | 0.1 | 0.1 | 0.1 | 0.1 | 0.2 | 0.2 | 0.2 | 0.2 | 0.2 | 0 | 0 | 0 | 0 | 0 | 0 | 0.1 | 0.1 | 0.1 | 0.1 | 0.1 | 0.2 | 0.2 | 0.2 | 0.3 | 0.3 | 0.3 | 0.4 | 0.4 | 0.5 | 0.5 | 0.6 | 0.6 | 0.7 | 0.7 | 0.8 | 0.9 | 0.9 | 1 | 1.1 | 0 | 0 | 0 | 0 | 0 | 0 | 0 | 0 | 0 | 0.1 | 0.1 | 0.1 | 0.1 | 0.1 | 0.1 | 0.1 | 0.1 | 0.2 | 0.2 | 0.2 | 0.3 | 0.3 | 0.3 | 0.4 | 0.4 | 0.4 | 0.5 | 0.5 | 0.5 | 0.6
PSS | HUNTS CROSS T1 / KENTON RD T1 / WOODEND AVE T1 / WOOLTON T1 | 0 | 0 | 0 | 0 | 0.1 | 0.1 | 0.1 | 0.1 | 0.1 | 0.2 | 0.2 | 0.2 | 0.2 | 0.3 | 0.3 | 0.3 | 0.4 | 0.4 | 0.4 | 0.5 | 0.5 | 0.5 | 0.6 | 0.6 | 0.7 | 0.7 | 0.8 | 0.8 | 0.9 | 0.9 | 0 | 0 | 0 | 0.1 | 0.1 | 0.2 | 0.2 | 0.3 | 0.4 | 0.4 | 0.6 | 0.7 | 0.8 | 0.9 | 1.1 | 1.2 | 1.4 | 1.5 | 1.7 | 1.9 | 2 | 2.2 | 2.5 | 2.7 | 2.9 | 3.2 | 3.5 | 3.7 | 4 | 4.3 | 0 | 0 | 0 | 0 | 0.1 | 0.1 | 0.1 | 0.1 | 0.2 | 0.2 | 0.3 | 0.3 | 0.4 | 0.4 | 0.5 | 0.5 | 0.6 | 0.6 | 0.7 | 0.7 | 0.8 | 0.9 | 1 | 1 | 1.1 | 1.2 | 1.2 | 1.3 | 1.3 | 1.4 | 0 | 0 | 0 | 0.1 | 0.1 | 0.2 | 0.2 | 0.3 | 0.4 | 0.6 | 0.7 | 0.8 | 0.9 | 1.1 | 1.2 | 1.4 | 1.6 | 1.8 | 2 | 2.2 | 2.4 | 2.6 | 2.9 | 3.1 | 3.4 | 3.7 | 4 | 4.3 | 4.6 | 4.9 | 0 | 0 | 0 | 0.1 | 0.1 | 0.1 | 0.2 | 0.2 | 0.3 | 0.3 | 0.4 | 0.5 | 0.6 | 0.7 | 0.8 | 0.9 | 1 | 1.1 | 1.2 | 1.3 | 1.4 | 1.6 | 1.7 | 1.9 | 2 | 2.2 | 2.3 | 2.5 | 2.7 | 2.8
PSS | HUYTON HEY RD T1 / WILSON RD T1 | 0 | 0 | 0 | 0 | 0 | 0 | 0 | 0 | 0 | 0 | 0 | 0 | 0 | 0 | 0 | 0 | 0 | 0 | 0 | 0 | 0 | 0 | 0 | 0 | 0 | 0 | 0 | 0 | 0 | 0 | 0 | 0 | 0 | 0 | 0 | 0 | 0.1 | 0.1 | 0.1 | 0.1 | 0.2 | 0.2 | 0.2 | 0.3 | 0.3 | 0.4 | 0.4 | 0.4 | 0.5 | 0.6 | 0.6 | 0.7 | 0.7 | 0.8 | 0.9 | 1 | 1 | 1.1 | 1.2 | 1.3 | 0 | 0 | 0 | 0 | 0 | 0 | 0 | 0 | 0 | 0 | 0 | 0 | 0.1 | 0.1 | 0.1 | 0.1 | 0.1 | 0.2 | 0.2 | 0.2 | 0.2 | 0.2 | 0.3 | 0.3 | 0.3 | 0.3 | 0.4 | 0.4 | 0.4 | 0.4 | 0 | 0 | 0 | 0 | 0 | 0.1 | 0.1 | 0.1 | 0.1 | 0.2 | 0.2 | 0.2 | 0.3 | 0.3 | 0.4 | 0.4 | 0.5 | 0.5 | 0.6 | 0.6 | 0.7 | 0.8 | 0.9 | 0.9 | 1 | 1.1 | 1.2 | 1.3 | 1.4 | 1.5 | 0 | 0 | 0 | 0 | 0 | 0 | 0 | 0 | 0.1 | 0.1 | 0.1 | 0.1 | 0.1 | 0.2 | 0.2 | 0.2 | 0.3 | 0.3 | 0.3 | 0.4 | 0.4 | 0.5 | 0.5 | 0.6 | 0.6 | 0.6 | 0.7 | 0.7 | 0.8 | 0.9
PSS | IFTON T1 / IFTON T2 | 0 | 0 | 0 | 0 | 0 | 0 | 0 | 0 | 0 | 0 | 0 | 0 | 0 | 0 | 0 | 0 | 0 | 0 | 0 | 0 | 0 | 0 | 0 | 0 | 0 | 0 | 0 | 0 | 0 | 0 | 0 | 0 | 0 | 0 | 0 | 0 | 0.1 | 0.1 | 0.1 | 0.1 | 0.1 | 0.2 | 0.2 | 0.2 | 0.3 | 0.3 | 0.4 | 0.4 | 0.4 | 0.5 | 0.6 | 0.6 | 0.7 | 0.7 | 0.8 | 0.9 | 0.9 | 1 | 1.1 | 1.1 | 0 | 0 | 0 | 0 | 0 | 0 | 0 | 0 | 0 | 0 | 0 | 0 | 0 | 0 | 0.1 | 0.1 | 0.1 | 0.1 | 0.1 | 0.2 | 0.2 | 0.2 | 0.2 | 0.2 | 0.3 | 0.3 | 0.3 | 0.3 | 0.4 | 0.4 | 0 | 0 | 0 | 0 | 0 | 0.1 | 0.1 | 0.1 | 0.1 | 0.1 | 0.2 | 0.2 | 0.2 | 0.3 | 0.3 | 0.4 | 0.4 | 0.5 | 0.5 | 0.6 | 0.7 | 0.7 | 0.8 | 0.9 | 0.9 | 1 | 1.1 | 1.2 | 1.3 | 1.4 | 0 | 0 | 0 | 0 | 0 | 0 | 0 | 0 | 0 | 0.1 | 0.1 | 0.1 | 0.1 | 0.1 | 0.2 | 0.2 | 0.2 | 0.3 | 0.3 | 0.3 | 0.4 | 0.4 | 0.4 | 0.5 | 0.5 | 0.6 | 0.6 | 0.7 | 0.7 | 0.8
PSS | ILFORDS T1 / KNUTSFORD T1 / MOBBERLEY T1 / RADBROKE HALL T1 | 0 | 0 | 0 | 0 | 0 | 0 | 0 | 0 | 0 | 0 | 0 | 0 | 0 | 0 | 0 | 0 | 0 | 0 | 0 | 0 | 0 | 0 | 0 | 0 | 0 | 0 | 0 | 0 | 0 | 0 | 0 | 0 | 0 | 0 | 0 | 0 | 0.1 | 0.1 | 0.1 | 0.1 | 0.2 | 0.2 | 0.3 | 0.3 | 0.3 | 0.4 | 0.4 | 0.5 | 0.5 | 0.6 | 0.7 | 0.7 | 0.8 | 0.9 | 1 | 1 | 1.1 | 1.2 | 1.3 | 1.4 | 0 | 0 | 0 | 0 | 0 | 0 | 0 | 0 | 0 | 0 | 0 | 0.1 | 0.1 | 0.1 | 0.1 | 0.1 | 0.2 | 0.2 | 0.2 | 0.2 | 0.2 | 0.3 | 0.3 | 0.3 | 0.3 | 0.4 | 0.4 | 0.4 | 0.4 | 0.4 | 0 | 0 | 0 | 0 | 0 | 0.1 | 0.1 | 0.1 | 0.1 | 0.2 | 0.2 | 0.2 | 0.3 | 0.3 | 0.4 | 0.4 | 0.5 | 0.6 | 0.6 | 0.7 | 0.8 | 0.9 | 0.9 | 1 | 1.1 | 1.2 | 1.3 | 1.4 | 1.5 | 1.6 | 0 | 0 | 0 | 0 | 0 | 0 | 0 | 0 | 0.1 | 0.1 | 0.1 | 0.1 | 0.2 | 0.2 | 0.2 | 0.3 | 0.3 | 0.3 | 0.4 | 0.4 | 0.5 | 0.5 | 0.5 | 0.6 | 0.6 | 0.7 | 0.7 | 0.8 | 0.9 | 0.9
PSS | IVY ST (SOUTHPORT) T1 / KENSINGTON ROAD / MARKET ST T1 / SOUTHPORT T1 | 0 | 0 | 0 | 0 | 0 | 0 | 0 | 0 | 0 | 0 | 0 | 0 | 0 | 0 | 0 | 0 | 0 | 0 | 0 | 0 | 0 | 0 | 0 | 0 | 0 | 0 | 0 | 0 | 0 | 0 | 0 | 0 | 0 | 0 | 0 | 0 | 0 | 0 | 0 | 0 | 0.1 | 0.1 | 0.1 | 0.1 | 0.1 | 0.1 | 0.2 | 0.2 | 0.2 | 0.2 | 0.3 | 0.3 | 0.3 | 0.3 | 0.4 | 0.4 | 0.4 | 0.5 | 0.5 | 0.5 | 0 | 0 | 0 | 0 | 0 | 0 | 0 | 0 | 0 | 0 | 0 | 0 | 0 | 0 | 0 | 0 | 0 | 0 | 0 | 0 | 0 | 0 | 0 | 0 | 0 | 0 | 0 | 0 | 0 | 0 | 0 | 0 | 0 | 0 | 0 | 0 | 0 | 0 | 0.1 | 0.1 | 0.1 | 0.1 | 0.1 | 0.1 | 0.2 | 0.2 | 0.2 | 0.2 | 0.3 | 0.3 | 0.3 | 0.3 | 0.4 | 0.4 | 0.4 | 0.5 | 0.5 | 0.6 | 0.6 | 0.6 | 0 | 0 | 0 | 0 | 0 | 0 | 0 | 0 | 0 | 0 | 0 | 0 | 0 | 0.1 | 0.1 | 0.1 | 0.1 | 0.1 | 0.1 | 0.1 | 0.1 | 0.1 | 0.2 | 0.2 | 0.2 | 0.2 | 0.2 | 0.2 | 0.3 | 0.3
PSS | IVY ST T1 / LLYSFAEN RD T1 / OLD MILL T1 | 0 | 0 | 0 | 0 | 0.1 | 0.1 | 0.1 | 0.1 | 0.1 | 0.2 | 0.2 | 0.2 | 0.2 | 0.3 | 0.3 | 0.3 | 0.3 | 0.4 | 0.4 | 0.4 | 0.4 | 0.5 | 0.5 | 0.6 | 0.6 | 0.7 | 0.7 | 0.7 | 0.8 | 0.8 | 0 | 0 | 0 | 0 | 0.1 | 0.1 | 0.1 | 0.2 | 0.2 | 0.2 | 0.3 | 0.4 | 0.4 | 0.5 | 0.6 | 0.7 | 0.7 | 0.8 | 0.9 | 1.1 | 1.2 | 1.3 | 1.4 | 1.5 | 1.7 | 1.8 | 2 | 2.1 | 2.3 | 2.4 | 0 | 0 | 0 | 0 | 0.1 | 0.1 | 0.1 | 0.1 | 0.1 | 0.2 | 0.2 | 0.2 | 0.2 | 0.3 | 0.3 | 0.3 | 0.3 | 0.3 | 0.4 | 0.4 | 0.4 | 0.5 | 0.5 | 0.6 | 0.6 | 0.6 | 0.7 | 0.7 | 0.8 | 0.8 | 0 | 0 | 0 | 0 | 0.1 | 0.1 | 0.1 | 0.2 | 0.2 | 0.3 | 0.3 | 0.4 | 0.5 | 0.6 | 0.7 | 0.8 | 0.9 | 1 | 1.1 | 1.2 | 1.4 | 1.5 | 1.6 | 1.8 | 2 | 2.1 | 2.3 | 2.5 | 2.6 | 2.8 | 0 | 0 | 0 | 0 | 0.1 | 0.1 | 0.1 | 0.1 | 0.2 | 0.2 | 0.2 | 0.3 | 0.3 | 0.4 | 0.4 | 0.5 | 0.5 | 0.6 | 0.7 | 0.7 | 0.8 | 0.9 | 1 | 1 | 1.1 | 1.2 | 1.3 | 1.4 | 1.5 | 1.6
PSS | JOHNSTOWN T1 | 0 | 0 | 0 | 0 | 0 | 0 | 0 | 0 | 0 | 0 | 0 | 0 | 0 | 0 | 0 | 0 | 0 | 0 | 0 | 0 | 0 | 0 | 0 | 0 | 0 | 0 | 0 | 0 | 0 | 0 | 0 | 0 | 0 | 0 | 0 | 0 | 0 | 0 | 0 | 0 | 0.1 | 0.1 | 0.1 | 0.1 | 0.1 | 0.1 | 0.2 | 0.2 | 0.2 | 0.2 | 0.3 | 0.3 | 0.3 | 0.3 | 0.4 | 0.4 | 0.4 | 0.5 | 0.5 | 0.5 | 0 | 0 | 0 | 0 | 0 | 0 | 0 | 0 | 0 | 0 | 0 | 0 | 0 | 0 | 0 | 0 | 0 | 0 | 0 | 0 | 0 | 0 | 0 | 0 | 0 | 0 | 0 | 0 | 0 | 0 | 0 | 0 | 0 | 0 | 0 | 0 | 0 | 0 | 0.1 | 0.1 | 0.1 | 0.1 | 0.1 | 0.1 | 0.2 | 0.2 | 0.2 | 0.2 | 0.3 | 0.3 | 0.3 | 0.3 | 0.4 | 0.4 | 0.4 | 0.5 | 0.5 | 0.6 | 0.6 | 0.6 | 0 | 0 | 0 | 0 | 0 | 0 | 0 | 0 | 0 | 0 | 0 | 0 | 0 | 0.1 | 0.1 | 0.1 | 0.1 | 0.1 | 0.1 | 0.1 | 0.1 | 0.1 | 0.2 | 0.2 | 0.2 | 0.2 | 0.2 | 0.2 | 0.3 | 0.3
PSS | KELCO T1 / NEWS INTERNATIONAL T1 / NEWS INTERNATIONAL T2 / PALCO T1 / SOUTHDENE T1 | 0 | 0 | 0 | 0 | 0 | 0 | 0 | 0 | 0 | 0 | 0 | 0 | 0 | 0 | 0 | 0 | 0 | 0 | 0 | 0 | 0 | 0 | 0 | 0 | 0 | 0 | 0 | 0 | 0 | 0 | 0 | 0 | 0 | 0 | 0 | 0 | 0 | 0 | 0 | 0 | 0 | 0 | 0 | 0 | 0.1 | 0.1 | 0.1 | 0.1 | 0.1 | 0.1 | 0.1 | 0.1 | 0.1 | 0.1 | 0.2 | 0.2 | 0.2 | 0.2 | 0.2 | 0.2 | 0 | 0 | 0 | 0 | 0 | 0 | 0 | 0 | 0 | 0 | 0 | 0 | 0 | 0 | 0 | 0 | 0 | 0 | 0 | 0 | 0 | 0 | 0 | 0 | 0 | 0 | 0 | 0 | 0 | 0 | 0 | 0 | 0 | 0 | 0 | 0 | 0 | 0 | 0 | 0 | 0 | 0 | 0 | 0.1 | 0.1 | 0.1 | 0.1 | 0.1 | 0.1 | 0.1 | 0.1 | 0.1 | 0.2 | 0.2 | 0.2 | 0.2 | 0.2 | 0.2 | 0.3 | 0.3 | 0 | 0 | 0 | 0 | 0 | 0 | 0 | 0 | 0 | 0 | 0 | 0 | 0 | 0 | 0 | 0 | 0 | 0 | 0 | 0 | 0.1 | 0.1 | 0.1 | 0.1 | 0.1 | 0.1 | 0.1 | 0.1 | 0.1 | 0.1
PSS | KINGSLAND 33 T1 / SAFEWAY T1 / WOOLSTON T1 / WOOLSTON T2 | 0 | 0 | 0 | 0 | 0 | 0 | 0 | 0 | 0 | 0 | 0 | 0 | 0 | 0 | 0 | 0 | 0 | 0 | 0 | 0 | 0 | 0 | 0 | 0 | 0.1 | 0.1 | 0.1 | 0.1 | 0.1 | 0.1 | 0 | 0 | 0 | 0 | 0 | 0.1 | 0.1 | 0.1 | 0.2 | 0.2 | 0.2 | 0.3 | 0.3 | 0.4 | 0.4 | 0.5 | 0.6 | 0.6 | 0.7 | 0.8 | 0.9 | 1 | 1.1 | 1.2 | 1.3 | 1.4 | 1.5 | 1.6 | 1.7 | 1.8 | 0 | 0 | 0 | 0 | 0 | 0 | 0.1 | 0.1 | 0.1 | 0.1 | 0.1 | 0.2 | 0.2 | 0.2 | 0.2 | 0.3 | 0.3 | 0.3 | 0.3 | 0.3 | 0.4 | 0.4 | 0.4 | 0.4 | 0.5 | 0.5 | 0.5 | 0.5 | 0.6 | 0.6 | 0 | 0 | 0 | 0 | 0.1 | 0.1 | 0.1 | 0.1 | 0.2 | 0.2 | 0.3 | 0.3 | 0.4 | 0.4 | 0.5 | 0.6 | 0.7 | 0.7 | 0.8 | 0.9 | 1 | 1.1 | 1.2 | 1.4 | 1.5 | 1.6 | 1.7 | 1.9 | 2 | 2.2 | 0 | 0 | 0 | 0 | 0 | 0.1 | 0.1 | 0.1 | 0.1 | 0.2 | 0.2 | 0.2 | 0.3 | 0.3 | 0.3 | 0.4 | 0.4 | 0.5 | 0.5 | 0.6 | 0.6 | 0.7 | 0.7 | 0.8 | 0.9 | 0.9 | 1 | 1.1 | 1.1 | 1.2
PSS | KINNERTON T1 | 0 | 0 | 0 | 0 | 0 | 0 | 0 | 0 | 0 | 0 | 0 | 0 | 0 | 0 | 0 | 0 | 0 | 0 | 0 | 0 | 0 | 0 | 0 | 0 | 0 | 0 | 0 | 0 | 0 | 0 | 0 | 0 | 0 | 0 | 0 | 0 | 0 | 0 | 0.1 | 0.1 | 0.1 | 0.1 | 0.1 | 0.1 | 0.2 | 0.2 | 0.2 | 0.2 | 0.3 | 0.3 | 0.3 | 0.4 | 0.4 | 0.4 | 0.5 | 0.5 | 0.5 | 0.6 | 0.6 | 0.7 | 0 | 0 | 0 | 0 | 0 | 0 | 0 | 0 | 0 | 0 | 0 | 0 | 0 | 0 | 0 | 0 | 0 | 0 | 0 | 0 | 0 | 0 | 0 | 0 | 0 | 0 | 0 | 0.1 | 0.1 | 0.1 | 0 | 0 | 0 | 0 | 0 | 0 | 0 | 0.1 | 0.1 | 0.1 | 0.1 | 0.1 | 0.1 | 0.2 | 0.2 | 0.2 | 0.2 | 0.3 | 0.3 | 0.3 | 0.4 | 0.4 | 0.4 | 0.5 | 0.5 | 0.6 | 0.6 | 0.7 | 0.7 | 0.8 | 0 | 0 | 0 | 0 | 0 | 0 | 0 | 0 | 0 | 0 | 0 | 0 | 0.1 | 0.1 | 0.1 | 0.1 | 0.1 | 0.1 | 0.1 | 0.1 | 0.2 | 0.2 | 0.2 | 0.2 | 0.2 | 0.3 | 0.3 | 0.3 | 0.4 | 0.4
PSS | KIRKBY CENTRAL T1 / NORTHWOOD T1 / TOWER HILL (BANK LA) T1 / WESTVALE T1 | 0 | 0 | 0 | 0 | 0.1 | 0.1 | 0.1 | 0.1 | 0.1 | 0.2 | 0.2 | 0.2 | 0.2 | 0.3 | 0.3 | 0.3 | 0.4 | 0.4 | 0.4 | 0.5 | 0.5 | 0.5 | 0.6 | 0.6 | 0.7 | 0.7 | 0.7 | 0.8 | 0.8 | 0.9 | 0 | 0 | 0 | 0 | 0.1 | 0.1 | 0.1 | 0.2 | 0.2 | 0.3 | 0.4 | 0.5 | 0.5 | 0.6 | 0.7 | 0.8 | 0.9 | 1 | 1.1 | 1.2 | 1.3 | 1.5 | 1.6 | 1.8 | 1.9 | 2.1 | 2.3 | 2.4 | 2.6 | 2.8 | 0 | 0 | 0 | 0 | 0.1 | 0.1 | 0.1 | 0.1 | 0.2 | 0.2 | 0.2 | 0.2 | 0.3 | 0.3 | 0.3 | 0.4 | 0.4 | 0.5 | 0.5 | 0.6 | 0.6 | 0.7 | 0.7 | 0.8 | 0.8 | 0.9 | 0.9 | 1 | 1 | 1.1 | 0 | 0 | 0 | 0.1 | 0.1 | 0.1 | 0.2 | 0.3 | 0.3 | 0.4 | 0.5 | 0.5 | 0.6 | 0.7 | 0.8 | 0.9 | 1 | 1.2 | 1.3 | 1.5 | 1.6 | 1.8 | 1.9 | 2.1 | 2.3 | 2.5 | 2.6 | 2.8 | 3 | 3.3 | 0 | 0 | 0 | 0 | 0.1 | 0.1 | 0.1 | 0.2 | 0.2 | 0.2 | 0.3 | 0.4 | 0.4 | 0.5 | 0.5 | 0.6 | 0.7 | 0.7 | 0.8 | 0.9 | 1 | 1.1 | 1.2 | 1.3 | 1.4 | 1.5 | 1.6 | 1.7 | 1.8 | 1.9
PSS | KNOWSLEY T1 / MARLED HEY T1 | 0 | 0 | 0 | 0 | 0 | 0 | 0 | 0 | 0 | 0 | 0 | 0 | 0 | 0 | 0 | 0 | 0 | 0 | 0 | 0 | 0 | 0 | 0 | 0 | 0 | 0 | 0 | 0 | 0 | 0 | 0 | 0 | 0 | 0 | 0 | 0 | 0 | 0 | 0 | 0.1 | 0.1 | 0.1 | 0.1 | 0.1 | 0.1 | 0.2 | 0.2 | 0.2 | 0.2 | 0.3 | 0.3 | 0.3 | 0.4 | 0.4 | 0.4 | 0.5 | 0.5 | 0.6 | 0.6 | 0.6 | 0 | 0 | 0 | 0 | 0 | 0 | 0 | 0 | 0 | 0 | 0 | 0 | 0 | 0 | 0 | 0 | 0 | 0 | 0 | 0 | 0 | 0 | 0 | 0 | 0 | 0 | 0 | 0 | 0 | 0.1 | 0 | 0 | 0 | 0 | 0 | 0 | 0 | 0.1 | 0.1 | 0.1 | 0.1 | 0.1 | 0.1 | 0.2 | 0.2 | 0.2 | 0.2 | 0.3 | 0.3 | 0.3 | 0.4 | 0.4 | 0.4 | 0.5 | 0.5 | 0.6 | 0.6 | 0.6 | 0.7 | 0.7 | 0 | 0 | 0 | 0 | 0 | 0 | 0 | 0 | 0 | 0 | 0 | 0 | 0.1 | 0.1 | 0.1 | 0.1 | 0.1 | 0.1 | 0.1 | 0.1 | 0.1 | 0.2 | 0.2 | 0.2 | 0.2 | 0.2 | 0.3 | 0.3 | 0.3 | 0.3
PSS | LCWW HUNTINGTON T1 / LCWW HUNTINGTON T2 | 0 | 0 | 0 | 0 | 0 | 0 | 0 | 0 | 0 | 0 | 0 | 0 | 0 | 0 | 0 | 0 | 0 | 0 | 0 | 0 | 0 | 0 | 0 | 0 | 0 | 0 | 0 | 0 | 0 | 0 | 0 | 0 | 0 | 0 | 0 | 0 | 0 | 0 | 0 | 0 | 0.1 | 0.1 | 0.1 | 0.1 | 0.1 | 0.1 | 0.1 | 0.2 | 0.2 | 0.2 | 0.2 | 0.3 | 0.3 | 0.3 | 0.3 | 0.4 | 0.4 | 0.4 | 0.5 | 0.5 | 0 | 0 | 0 | 0 | 0 | 0 | 0 | 0 | 0 | 0 | 0 | 0 | 0 | 0 | 0 | 0 | 0 | 0 | 0 | 0 | 0 | 0 | 0 | 0 | 0 | 0 | 0 | 0 | 0 | 0 | 0 | 0 | 0 | 0 | 0 | 0 | 0 | 0 | 0 | 0.1 | 0.1 | 0.1 | 0.1 | 0.1 | 0.1 | 0.1 | 0.2 | 0.2 | 0.2 | 0.2 | 0.3 | 0.3 | 0.3 | 0.4 | 0.4 | 0.4 | 0.5 | 0.5 | 0.5 | 0.6 | 0 | 0 | 0 | 0 | 0 | 0 | 0 | 0 | 0 | 0 | 0 | 0 | 0 | 0 | 0.1 | 0.1 | 0.1 | 0.1 | 0.1 | 0.1 | 0.1 | 0.1 | 0.1 | 0.2 | 0.2 | 0.2 | 0.2 | 0.2 | 0.2 | 0.3
PSS | LEGACY LOCAL T1 | 0 | 0 | 0 | 0 | 0 | 0 | 0 | 0 | 0 | 0 | 0 | 0 | 0 | 0 | 0 | 0 | 0 | 0 | 0 | 0 | 0 | 0 | 0 | 0 | 0 | 0 | 0 | 0 | 0 | 0 | 0 | 0 | 0 | 0 | 0 | 0 | 0 | 0 | 0 | 0 | 0.1 | 0.1 | 0.1 | 0.1 | 0.1 | 0.1 | 0.1 | 0.2 | 0.2 | 0.2 | 0.2 | 0.2 | 0.3 | 0.3 | 0.3 | 0.4 | 0.4 | 0.4 | 0.4 | 0.5 | 0 | 0 | 0 | 0 | 0 | 0 | 0 | 0 | 0 | 0 | 0 | 0 | 0 | 0 | 0 | 0 | 0 | 0 | 0 | 0 | 0 | 0 | 0 | 0 | 0 | 0 | 0 | 0 | 0 | 0 | 0 | 0 | 0 | 0 | 0 | 0 | 0 | 0 | 0 | 0 | 0.1 | 0.1 | 0.1 | 0.1 | 0.1 | 0.1 | 0.2 | 0.2 | 0.2 | 0.2 | 0.2 | 0.3 | 0.3 | 0.3 | 0.4 | 0.4 | 0.4 | 0.5 | 0.5 | 0.5 | 0 | 0 | 0 | 0 | 0 | 0 | 0 | 0 | 0 | 0 | 0 | 0 | 0 | 0 | 0.1 | 0.1 | 0.1 | 0.1 | 0.1 | 0.1 | 0.1 | 0.1 | 0.1 | 0.1 | 0.2 | 0.2 | 0.2 | 0.2 | 0.2 | 0.2
PSS | LEIGHTON HOSPITAL T1 | 0 | 0 | 0 | 0 | 0 | 0 | 0 | 0 | 0 | 0 | 0 | 0 | 0 | 0 | 0 | 0 | 0 | 0 | 0 | 0 | 0 | 0 | 0 | 0 | 0 | 0 | 0 | 0 | 0 | 0 | 0 | 0 | 0 | 0 | 0 | 0 | 0 | 0 | 0 | 0 | 0 | 0 | 0.1 | 0.1 | 0.1 | 0.1 | 0.1 | 0.1 | 0.1 | 0.1 | 0.1 | 0.2 | 0.2 | 0.2 | 0.2 | 0.2 | 0.2 | 0.3 | 0.3 | 0.3 | 0 | 0 | 0 | 0 | 0 | 0 | 0 | 0 | 0 | 0 | 0 | 0 | 0 | 0 | 0 | 0 | 0 | 0 | 0 | 0 | 0 | 0 | 0 | 0 | 0 | 0 | 0 | 0 | 0 | 0 | 0 | 0 | 0 | 0 | 0 | 0 | 0 | 0 | 0 | 0 | 0 | 0 | 0.1 | 0.1 | 0.1 | 0.1 | 0.1 | 0.1 | 0.1 | 0.1 | 0.2 | 0.2 | 0.2 | 0.2 | 0.2 | 0.3 | 0.3 | 0.3 | 0.3 | 0.3 | 0 | 0 | 0 | 0 | 0 | 0 | 0 | 0 | 0 | 0 | 0 | 0 | 0 | 0 | 0 | 0 | 0 | 0.1 | 0.1 | 0.1 | 0.1 | 0.1 | 0.1 | 0.1 | 0.1 | 0.1 | 0.1 | 0.1 | 0.1 | 0.1
PSS | LIVERPOOL RD 33 T1 | 0 | 0 | 0 | 0 | 0 | 0 | 0 | 0 | 0 | 0 | 0 | 0 | 0 | 0 | 0 | 0 | 0 | 0 | 0 | 0 | 0 | 0 | 0 | 0 | 0 | 0 | 0 | 0 | 0 | 0 | 0 | 0 | 0 | 0 | 0 | 0 | 0 | 0 | 0 | 0 | 0.1 | 0.1 | 0.1 | 0.1 | 0.1 | 0.1 | 0.1 | 0.2 | 0.2 | 0.2 | 0.2 | 0.3 | 0.3 | 0.3 | 0.3 | 0.4 | 0.4 | 0.4 | 0.5 | 0.5 | 0 | 0 | 0 | 0 | 0 | 0 | 0 | 0 | 0 | 0 | 0 | 0 | 0 | 0 | 0 | 0 | 0 | 0 | 0 | 0 | 0 | 0 | 0 | 0 | 0 | 0 | 0 | 0 | 0 | 0 | 0 | 0 | 0 | 0 | 0 | 0 | 0 | 0 | 0 | 0.1 | 0.1 | 0.1 | 0.1 | 0.1 | 0.1 | 0.1 | 0.2 | 0.2 | 0.2 | 0.2 | 0.3 | 0.3 | 0.3 | 0.4 | 0.4 | 0.4 | 0.5 | 0.5 | 0.5 | 0.6 | 0 | 0 | 0 | 0 | 0 | 0 | 0 | 0 | 0 | 0 | 0 | 0 | 0 | 0 | 0.1 | 0.1 | 0.1 | 0.1 | 0.1 | 0.1 | 0.1 | 0.1 | 0.1 | 0.2 | 0.2 | 0.2 | 0.2 | 0.2 | 0.2 | 0.3
PSS | LLAINGOCH T1 | 0 | 0 | 0 | 0 | 0 | 0 | 0 | 0 | 0 | 0 | 0 | 0 | 0 | 0 | 0 | 0 | 0 | 0 | 0 | 0 | 0 | 0 | 0 | 0 | 0 | 0 | 0 | 0 | 0 | 0 | 0 | 0 | 0 | 0 | 0 | 0 | 0 | 0 | 0.1 | 0.1 | 0.1 | 0.1 | 0.1 | 0.1 | 0.2 | 0.2 | 0.2 | 0.3 | 0.3 | 0.3 | 0.3 | 0.4 | 0.4 | 0.5 | 0.5 | 0.5 | 0.6 | 0.6 | 0.7 | 0.7 | 0 | 0 | 0 | 0 | 0 | 0 | 0 | 0 | 0 | 0 | 0 | 0 | 0 | 0 | 0 | 0 | 0 | 0 | 0 | 0 | 0 | 0 | 0 | 0 | 0 | 0.1 | 0.1 | 0.1 | 0.1 | 0.1 | 0 | 0 | 0 | 0 | 0 | 0 | 0 | 0.1 | 0.1 | 0.1 | 0.1 | 0.1 | 0.1 | 0.2 | 0.2 | 0.2 | 0.3 | 0.3 | 0.3 | 0.4 | 0.4 | 0.4 | 0.5 | 0.5 | 0.6 | 0.6 | 0.7 | 0.7 | 0.8 | 0.8 | 0 | 0 | 0 | 0 | 0 | 0 | 0 | 0 | 0 | 0 | 0 | 0.1 | 0.1 | 0.1 | 0.1 | 0.1 | 0.1 | 0.1 | 0.1 | 0.2 | 0.2 | 0.2 | 0.2 | 0.2 | 0.3 | 0.3 | 0.3 | 0.4 | 0.4 | 0.4
PSS | LLANARMON T1 | 0 | 0 | 0 | 0 | 0 | 0 | 0 | 0 | 0 | 0 | 0 | 0 | 0 | 0 | 0 | 0 | 0 | 0 | 0 | 0 | 0 | 0 | 0 | 0 | 0 | 0 | 0 | 0 | 0 | 0 | 0 | 0 | 0 | 0 | 0 | 0 | 0 | 0 | 0 | 0 | 0 | 0.1 | 0.1 | 0.1 | 0.1 | 0.1 | 0.1 | 0.1 | 0.2 | 0.2 | 0.2 | 0.2 | 0.2 | 0.3 | 0.3 | 0.3 | 0.3 | 0.4 | 0.4 | 0.4 | 0 | 0 | 0 | 0 | 0 | 0 | 0 | 0 | 0 | 0 | 0 | 0 | 0 | 0 | 0 | 0 | 0 | 0 | 0 | 0 | 0 | 0 | 0 | 0 | 0 | 0 | 0 | 0 | 0 | 0 | 0 | 0 | 0 | 0 | 0 | 0 | 0 | 0 | 0 | 0 | 0.1 | 0.1 | 0.1 | 0.1 | 0.1 | 0.1 | 0.2 | 0.2 | 0.2 | 0.2 | 0.2 | 0.3 | 0.3 | 0.3 | 0.3 | 0.4 | 0.4 | 0.4 | 0.5 | 0.5 | 0 | 0 | 0 | 0 | 0 | 0 | 0 | 0 | 0 | 0 | 0 | 0 | 0 | 0 | 0.1 | 0.1 | 0.1 | 0.1 | 0.1 | 0.1 | 0.1 | 0.1 | 0.1 | 0.1 | 0.1 | 0.2 | 0.2 | 0.2 | 0.2 | 0.2
PSS | LLANBEDROG T1 | 0 | 0 | 0 | 0 | 0 | 0 | 0 | 0 | 0 | 0 | 0 | 0 | 0 | 0 | 0 | 0 | 0 | 0 | 0 | 0 | 0 | 0 | 0 | 0 | 0 | 0 | 0 | 0 | 0 | 0 | 0 | 0 | 0 | 0 | 0 | 0 | 0 | 0 | 0 | 0 | 0 | 0 | 0.1 | 0.1 | 0.1 | 0.1 | 0.1 | 0.1 | 0.1 | 0.1 | 0.2 | 0.2 | 0.2 | 0.2 | 0.2 | 0.2 | 0.3 | 0.3 | 0.3 | 0.3 | 0 | 0 | 0 | 0 | 0 | 0 | 0 | 0 | 0 | 0 | 0 | 0 | 0 | 0 | 0 | 0 | 0 | 0 | 0 | 0 | 0 | 0 | 0 | 0 | 0 | 0 | 0 | 0 | 0 | 0 | 0 | 0 | 0 | 0 | 0 | 0 | 0 | 0 | 0 | 0 | 0 | 0.1 | 0.1 | 0.1 | 0.1 | 0.1 | 0.1 | 0.1 | 0.2 | 0.2 | 0.2 | 0.2 | 0.2 | 0.2 | 0.3 | 0.3 | 0.3 | 0.3 | 0.4 | 0.4 | 0 | 0 | 0 | 0 | 0 | 0 | 0 | 0 | 0 | 0 | 0 | 0 | 0 | 0 | 0 | 0 | 0.1 | 0.1 | 0.1 | 0.1 | 0.1 | 0.1 | 0.1 | 0.1 | 0.1 | 0.1 | 0.1 | 0.1 | 0.2 | 0.2
PSS | LLANBERIS T1 | 0 | 0 | 0 | 0 | 0 | 0 | 0 | 0 | 0 | 0 | 0 | 0 | 0 | 0 | 0 | 0 | 0 | 0 | 0 | 0 | 0 | 0 | 0 | 0 | 0 | 0 | 0 | 0 | 0 | 0 | 0 | 0 | 0 | 0 | 0 | 0 | 0 | 0 | 0 | 0 | 0 | 0 | 0.1 | 0.1 | 0.1 | 0.1 | 0.1 | 0.1 | 0.1 | 0.1 | 0.2 | 0.2 | 0.2 | 0.2 | 0.2 | 0.3 | 0.3 | 0.3 | 0.3 | 0.4 | 0 | 0 | 0 | 0 | 0 | 0 | 0 | 0 | 0 | 0 | 0 | 0 | 0 | 0 | 0 | 0 | 0 | 0 | 0 | 0 | 0 | 0 | 0 | 0 | 0 | 0 | 0 | 0 | 0 | 0 | 0 | 0 | 0 | 0 | 0 | 0 | 0 | 0 | 0 | 0 | 0.1 | 0.1 | 0.1 | 0.1 | 0.1 | 0.1 | 0.1 | 0.1 | 0.2 | 0.2 | 0.2 | 0.2 | 0.2 | 0.3 | 0.3 | 0.3 | 0.3 | 0.4 | 0.4 | 0.4 | 0 | 0 | 0 | 0 | 0 | 0 | 0 | 0 | 0 | 0 | 0 | 0 | 0 | 0 | 0 | 0 | 0.1 | 0.1 | 0.1 | 0.1 | 0.1 | 0.1 | 0.1 | 0.1 | 0.1 | 0.1 | 0.1 | 0.2 | 0.2 | 0.2
PSS | LLANDDEUSANT T1 | 0 | 0 | 0 | 0 | 0 | 0 | 0 | 0 | 0 | 0 | 0 | 0 | 0 | 0 | 0 | 0 | 0 | 0 | 0 | 0 | 0 | 0 | 0 | 0 | 0 | 0 | 0 | 0 | 0 | 0 | 0 | 0 | 0 | 0 | 0 | 0 | 0 | 0 | 0.1 | 0.1 | 0.1 | 0.1 | 0.1 | 0.1 | 0.2 | 0.2 | 0.2 | 0.2 | 0.3 | 0.3 | 0.3 | 0.4 | 0.4 | 0.4 | 0.5 | 0.5 | 0.6 | 0.6 | 0.6 | 0.7 | 0 | 0 | 0 | 0 | 0 | 0 | 0 | 0 | 0 | 0 | 0 | 0 | 0 | 0 | 0 | 0 | 0 | 0 | 0 | 0 | 0 | 0 | 0 | 0 | 0 | 0 | 0.1 | 0.1 | 0.1 | 0.1 | 0 | 0 | 0 | 0 | 0 | 0 | 0 | 0.1 | 0.1 | 0.1 | 0.1 | 0.1 | 0.1 | 0.2 | 0.2 | 0.2 | 0.3 | 0.3 | 0.3 | 0.4 | 0.4 | 0.4 | 0.5 | 0.5 | 0.6 | 0.6 | 0.7 | 0.7 | 0.8 | 0.8 | 0 | 0 | 0 | 0 | 0 | 0 | 0 | 0 | 0 | 0 | 0 | 0.1 | 0.1 | 0.1 | 0.1 | 0.1 | 0.1 | 0.1 | 0.1 | 0.1 | 0.2 | 0.2 | 0.2 | 0.2 | 0.2 | 0.3 | 0.3 | 0.3 | 0.4 | 0.4
PSS | LLANDDU QUARRY T1 | 0 | 0 | 0 | 0 | 0 | 0 | 0 | 0 | 0 | 0 | 0 | 0 | 0 | 0 | 0 | 0 | 0 | 0 | 0 | 0 | 0 | 0 | 0 | 0 | 0 | 0 | 0 | 0 | 0 | 0 | 0 | 0 | 0 | 0 | 0 | 0 | 0 | 0 | 0 | 0 | 0 | 0.1 | 0.1 | 0.1 | 0.1 | 0.1 | 0.1 | 0.1 | 0.2 | 0.2 | 0.2 | 0.2 | 0.2 | 0.3 | 0.3 | 0.3 | 0.3 | 0.4 | 0.4 | 0.4 | 0 | 0 | 0 | 0 | 0 | 0 | 0 | 0 | 0 | 0 | 0 | 0 | 0 | 0 | 0 | 0 | 0 | 0 | 0 | 0 | 0 | 0 | 0 | 0 | 0 | 0 | 0 | 0 | 0 | 0 | 0 | 0 | 0 | 0 | 0 | 0 | 0 | 0 | 0 | 0 | 0.1 | 0.1 | 0.1 | 0.1 | 0.1 | 0.1 | 0.2 | 0.2 | 0.2 | 0.2 | 0.2 | 0.3 | 0.3 | 0.3 | 0.3 | 0.4 | 0.4 | 0.4 | 0.5 | 0.5 | 0 | 0 | 0 | 0 | 0 | 0 | 0 | 0 | 0 | 0 | 0 | 0 | 0 | 0 | 0.1 | 0.1 | 0.1 | 0.1 | 0.1 | 0.1 | 0.1 | 0.1 | 0.1 | 0.1 | 0.1 | 0.2 | 0.2 | 0.2 | 0.2 | 0.2
PSS | LLANDEGFAN T1 | 0 | 0 | 0 | 0 | 0 | 0 | 0 | 0 | 0 | 0 | 0 | 0 | 0 | 0 | 0 | 0 | 0 | 0 | 0 | 0 | 0 | 0 | 0 | 0 | 0 | 0 | 0 | 0 | 0 | 0 | 0 | 0 | 0 | 0 | 0 | 0 | 0 | 0.1 | 0.1 | 0.1 | 0.1 | 0.1 | 0.1 | 0.2 | 0.2 | 0.2 | 0.3 | 0.3 | 0.3 | 0.4 | 0.4 | 0.4 | 0.5 | 0.5 | 0.6 | 0.6 | 0.7 | 0.7 | 0.8 | 0.8 | 0 | 0 | 0 | 0 | 0 | 0 | 0 | 0 | 0 | 0 | 0 | 0 | 0 | 0 | 0 | 0 | 0 | 0 | 0 | 0 | 0 | 0 | 0.1 | 0.1 | 0.1 | 0.1 | 0.1 | 0.2 | 0.2 | 0.2 | 0 | 0 | 0 | 0 | 0 | 0 | 0.1 | 0.1 | 0.1 | 0.1 | 0.1 | 0.2 | 0.2 | 0.2 | 0.2 | 0.3 | 0.3 | 0.3 | 0.4 | 0.4 | 0.5 | 0.5 | 0.5 | 0.6 | 0.7 | 0.7 | 0.8 | 0.8 | 0.9 | 0.9 | 0 | 0 | 0 | 0 | 0 | 0 | 0 | 0 | 0 | 0 | 0.1 | 0.1 | 0.1 | 0.1 | 0.1 | 0.1 | 0.1 | 0.1 | 0.2 | 0.2 | 0.2 | 0.2 | 0.3 | 0.3 | 0.3 | 0.4 | 0.4 | 0.4 | 0.5 | 0.5
PSS | LLANDRINIO T1 | 0 | 0 | 0 | 0 | 0 | 0 | 0 | 0 | 0 | 0 | 0 | 0 | 0 | 0 | 0 | 0 | 0 | 0 | 0 | 0 | 0 | 0 | 0 | 0 | 0 | 0 | 0 | 0 | 0 | 0 | 0 | 0 | 0 | 0 | 0 | 0 | 0 | 0 | 0 | 0.1 | 0.1 | 0.1 | 0.1 | 0.1 | 0.1 | 0.2 | 0.2 | 0.2 | 0.2 | 0.3 | 0.3 | 0.3 | 0.3 | 0.4 | 0.4 | 0.5 | 0.5 | 0.5 | 0.6 | 0.6 | 0 | 0 | 0 | 0 | 0 | 0 | 0 | 0 | 0 | 0 | 0 | 0 | 0 | 0 | 0 | 0 | 0 | 0 | 0 | 0 | 0 | 0 | 0 | 0 | 0 | 0 | 0 | 0 | 0 | 0 | 0 | 0 | 0 | 0 | 0 | 0 | 0 | 0 | 0.1 | 0.1 | 0.1 | 0.1 | 0.1 | 0.2 | 0.2 | 0.2 | 0.2 | 0.3 | 0.3 | 0.3 | 0.3 | 0.4 | 0.4 | 0.5 | 0.5 | 0.5 | 0.6 | 0.6 | 0.7 | 0.7 | 0 | 0 | 0 | 0 | 0 | 0 | 0 | 0 | 0 | 0 | 0 | 0 | 0.1 | 0.1 | 0.1 | 0.1 | 0.1 | 0.1 | 0.1 | 0.1 | 0.1 | 0.2 | 0.2 | 0.2 | 0.2 | 0.2 | 0.2 | 0.3 | 0.3 | 0.3
PSS | LLANDUDNO T1 / LLANDUDNO T2 | 0 | 0 | 0 | 0 | 0 | 0 | 0 | 0 | 0 | 0 | 0 | 0 | 0 | 0 | 0 | 0 | 0 | 0 | 0 | 0 | 0 | 0 | 0 | 0 | 0 | 0 | 0 | 0 | 0 | 0 | 0 | 0 | 0 | 0 | 0 | 0 | 0.1 | 0.1 | 0.1 | 0.1 | 0.1 | 0.1 | 0.2 | 0.2 | 0.2 | 0.3 | 0.3 | 0.3 | 0.4 | 0.4 | 0.4 | 0.5 | 0.5 | 0.6 | 0.6 | 0.7 | 0.7 | 0.8 | 0.8 | 0.9 | 0 | 0 | 0 | 0 | 0 | 0 | 0 | 0 | 0 | 0 | 0 | 0 | 0 | 0 | 0 | 0 | 0 | 0 | 0 | 0 | 0.1 | 0.1 | 0.1 | 0.1 | 0.1 | 0.2 | 0.2 | 0.2 | 0.2 | 0.2 | 0 | 0 | 0 | 0 | 0 | 0 | 0.1 | 0.1 | 0.1 | 0.1 | 0.1 | 0.2 | 0.2 | 0.2 | 0.3 | 0.3 | 0.3 | 0.4 | 0.4 | 0.5 | 0.5 | 0.6 | 0.6 | 0.7 | 0.7 | 0.8 | 0.8 | 0.9 | 1 | 1 | 0 | 0 | 0 | 0 | 0 | 0 | 0 | 0 | 0 | 0.1 | 0.1 | 0.1 | 0.1 | 0.1 | 0.1 | 0.1 | 0.1 | 0.2 | 0.2 | 0.2 | 0.2 | 0.3 | 0.3 | 0.3 | 0.4 | 0.4 | 0.5 | 0.5 | 0.5 | 0.6
PSS | LLANDYFRYDOG T1 | 0 | 0 | 0 | 0 | 0 | 0 | 0 | 0 | 0 | 0 | 0 | 0 | 0 | 0 | 0 | 0 | 0 | 0 | 0 | 0 | 0 | 0 | 0 | 0 | 0 | 0 | 0 | 0 | 0 | 0 | 0 | 0 | 0 | 0 | 0 | 0 | 0 | 0 | 0 | 0.1 | 0.1 | 0.1 | 0.1 | 0.1 | 0.1 | 0.2 | 0.2 | 0.2 | 0.2 | 0.3 | 0.3 | 0.3 | 0.3 | 0.4 | 0.4 | 0.5 | 0.5 | 0.5 | 0.6 | 0.6 | 0 | 0 | 0 | 0 | 0 | 0 | 0 | 0 | 0 | 0 | 0 | 0 | 0 | 0 | 0 | 0 | 0 | 0 | 0 | 0 | 0 | 0 | 0 | 0 | 0 | 0 | 0 | 0 | 0 | 0 | 0 | 0 | 0 | 0 | 0 | 0 | 0 | 0 | 0.1 | 0.1 | 0.1 | 0.1 | 0.1 | 0.2 | 0.2 | 0.2 | 0.2 | 0.3 | 0.3 | 0.3 | 0.3 | 0.4 | 0.4 | 0.5 | 0.5 | 0.5 | 0.6 | 0.6 | 0.7 | 0.7 | 0 | 0 | 0 | 0 | 0 | 0 | 0 | 0 | 0 | 0 | 0 | 0 | 0.1 | 0.1 | 0.1 | 0.1 | 0.1 | 0.1 | 0.1 | 0.1 | 0.1 | 0.2 | 0.2 | 0.2 | 0.2 | 0.2 | 0.2 | 0.3 | 0.3 | 0.3
PSS | LLANDYRNOG T1 | 0 | 0 | 0 | 0 | 0 | 0 | 0 | 0 | 0 | 0 | 0 | 0 | 0 | 0 | 0 | 0 | 0 | 0 | 0 | 0 | 0 | 0 | 0 | 0 | 0 | 0 | 0 | 0 | 0 | 0 | 0 | 0 | 0 | 0 | 0 | 0 | 0 | 0 | 0 | 0 | 0.1 | 0.1 | 0.1 | 0.1 | 0.1 | 0.1 | 0.2 | 0.2 | 0.2 | 0.2 | 0.3 | 0.3 | 0.3 | 0.3 | 0.4 | 0.4 | 0.4 | 0.5 | 0.5 | 0.5 | 0 | 0 | 0 | 0 | 0 | 0 | 0 | 0 | 0 | 0 | 0 | 0 | 0 | 0 | 0 | 0 | 0 | 0 | 0 | 0 | 0 | 0 | 0 | 0 | 0 | 0 | 0 | 0 | 0 | 0 | 0 | 0 | 0 | 0 | 0 | 0 | 0 | 0 | 0.1 | 0.1 | 0.1 | 0.1 | 0.1 | 0.1 | 0.1 | 0.2 | 0.2 | 0.2 | 0.2 | 0.3 | 0.3 | 0.3 | 0.4 | 0.4 | 0.4 | 0.5 | 0.5 | 0.6 | 0.6 | 0.6 | 0 | 0 | 0 | 0 | 0 | 0 | 0 | 0 | 0 | 0 | 0 | 0 | 0 | 0.1 | 0.1 | 0.1 | 0.1 | 0.1 | 0.1 | 0.1 | 0.1 | 0.1 | 0.2 | 0.2 | 0.2 | 0.2 | 0.2 | 0.2 | 0.2 | 0.3
PSS | LLANFAELOG T1 | 0 | 0 | 0 | 0 | 0 | 0 | 0 | 0 | 0 | 0 | 0 | 0 | 0 | 0 | 0 | 0 | 0 | 0 | 0 | 0 | 0 | 0 | 0 | 0 | 0 | 0 | 0 | 0 | 0 | 0 | 0 | 0 | 0 | 0 | 0 | 0 | 0 | 0 | 0 | 0 | 0 | 0 | 0 | 0 | 0 | 0 | 0 | 0 | 0 | 0 | 0 | 0 | 0 | 0 | 0 | 0 | 0 | 0 | 0 | 0 | 0 | 0 | 0 | 0 | 0 | 0 | 0 | 0 | 0 | 0 | 0 | 0 | 0 | 0 | 0 | 0 | 0 | 0 | 0 | 0 | 0 | 0 | 0 | 0 | 0 | 0 | 0 | 0 | 0 | 0 | 0 | 0 | 0 | 0 | 0 | 0 | 0 | 0 | 0 | 0 | 0 | 0 | 0 | 0 | 0 | 0 | 0 | 0 | 0 | 0 | 0 | 0 | 0 | 0 | 0 | 0 | 0 | 0 | 0 | 0 | 0 | 0 | 0 | 0 | 0 | 0 | 0 | 0 | 0 | 0 | 0 | 0 | 0 | 0 | 0 | 0 | 0 | 0 | 0 | 0 | 0 | 0 | 0 | 0 | 0 | 0 | 0 | 0 | 0 | 0
PSS | LLANFAIR CAEREINION T1 | 0 | 0 | 0 | 0 | 0 | 0 | 0 | 0 | 0 | 0 | 0 | 0 | 0 | 0 | 0 | 0 | 0 | 0 | 0 | 0 | 0 | 0 | 0 | 0 | 0 | 0 | 0 | 0 | 0 | 0 | 0 | 0 | 0 | 0 | 0 | 0 | 0.1 | 0.1 | 0.1 | 0.1 | 0.1 | 0.2 | 0.2 | 0.2 | 0.2 | 0.3 | 0.3 | 0.4 | 0.4 | 0.4 | 0.5 | 0.5 | 0.6 | 0.7 | 0.7 | 0.8 | 0.8 | 0.9 | 1 | 1 | 0 | 0 | 0 | 0 | 0 | 0 | 0 | 0 | 0 | 0 | 0 | 0 | 0 | 0 | 0 | 0 | 0.1 | 0.1 | 0.1 | 0.1 | 0.1 | 0.2 | 0.2 | 0.2 | 0.2 | 0.2 | 0.3 | 0.3 | 0.3 | 0.3 | 0 | 0 | 0 | 0 | 0 | 0 | 0.1 | 0.1 | 0.1 | 0.1 | 0.1 | 0.2 | 0.2 | 0.2 | 0.3 | 0.3 | 0.4 | 0.4 | 0.5 | 0.5 | 0.6 | 0.6 | 0.7 | 0.8 | 0.8 | 0.9 | 1 | 1 | 1.1 | 1.2 | 0 | 0 | 0 | 0 | 0 | 0 | 0 | 0 | 0 | 0.1 | 0.1 | 0.1 | 0.1 | 0.1 | 0.1 | 0.2 | 0.2 | 0.2 | 0.3 | 0.3 | 0.3 | 0.4 | 0.4 | 0.4 | 0.5 | 0.5 | 0.6 | 0.6 | 0.6 | 0.7
PSS | LLANFAIR PG T1 | 0 | 0 | 0 | 0 | 0 | 0 | 0 | 0 | 0 | 0 | 0 | 0 | 0 | 0 | 0 | 0 | 0 | 0 | 0 | 0 | 0 | 0 | 0 | 0 | 0 | 0 | 0 | 0 | 0 | 0 | 0 | 0 | 0 | 0 | 0 | 0 | 0 | 0.1 | 0.1 | 0.1 | 0.1 | 0.1 | 0.1 | 0.2 | 0.2 | 0.2 | 0.2 | 0.3 | 0.3 | 0.3 | 0.4 | 0.4 | 0.5 | 0.5 | 0.5 | 0.6 | 0.6 | 0.7 | 0.7 | 0.8 | 0 | 0 | 0 | 0 | 0 | 0 | 0 | 0 | 0 | 0 | 0 | 0 | 0 | 0 | 0 | 0 | 0 | 0 | 0 | 0 | 0 | 0 | 0 | 0.1 | 0.1 | 0.1 | 0.1 | 0.1 | 0.2 | 0.2 | 0 | 0 | 0 | 0 | 0 | 0 | 0.1 | 0.1 | 0.1 | 0.1 | 0.1 | 0.1 | 0.2 | 0.2 | 0.2 | 0.3 | 0.3 | 0.3 | 0.4 | 0.4 | 0.4 | 0.5 | 0.5 | 0.6 | 0.6 | 0.7 | 0.7 | 0.8 | 0.9 | 0.9 | 0 | 0 | 0 | 0 | 0 | 0 | 0 | 0 | 0 | 0 | 0.1 | 0.1 | 0.1 | 0.1 | 0.1 | 0.1 | 0.1 | 0.1 | 0.2 | 0.2 | 0.2 | 0.2 | 0.2 | 0.3 | 0.3 | 0.3 | 0.4 | 0.4 | 0.4 | 0.5
PSS | LLANFAIRFECHAN T1 | 0 | 0 | 0 | 0 | 0 | 0 | 0 | 0 | 0 | 0 | 0 | 0 | 0 | 0 | 0 | 0 | 0 | 0 | 0 | 0 | 0 | 0 | 0 | 0 | 0 | 0 | 0 | 0 | 0 | 0 | 0 | 0 | 0 | 0 | 0 | 0 | 0 | 0 | 0 | 0 | 0 | 0.1 | 0.1 | 0.1 | 0.1 | 0.1 | 0.1 | 0.1 | 0.2 | 0.2 | 0.2 | 0.2 | 0.3 | 0.3 | 0.3 | 0.3 | 0.4 | 0.4 | 0.4 | 0.4 | 0 | 0 | 0 | 0 | 0 | 0 | 0 | 0 | 0 | 0 | 0 | 0 | 0 | 0 | 0 | 0 | 0 | 0 | 0 | 0 | 0 | 0 | 0 | 0 | 0 | 0 | 0 | 0 | 0 | 0 | 0 | 0 | 0 | 0 | 0 | 0 | 0 | 0 | 0 | 0 | 0.1 | 0.1 | 0.1 | 0.1 | 0.1 | 0.1 | 0.2 | 0.2 | 0.2 | 0.2 | 0.2 | 0.3 | 0.3 | 0.3 | 0.4 | 0.4 | 0.4 | 0.4 | 0.5 | 0.5 | 0 | 0 | 0 | 0 | 0 | 0 | 0 | 0 | 0 | 0 | 0 | 0 | 0 | 0 | 0.1 | 0.1 | 0.1 | 0.1 | 0.1 | 0.1 | 0.1 | 0.1 | 0.1 | 0.1 | 0.2 | 0.2 | 0.2 | 0.2 | 0.2 | 0.2
PSS | LLANFROTHEN T1 | 0 | 0 | 0 | 0 | 0 | 0 | 0 | 0 | 0 | 0 | 0 | 0 | 0 | 0 | 0 | 0 | 0 | 0 | 0 | 0 | 0 | 0 | 0 | 0 | 0 | 0 | 0 | 0 | 0 | 0 | 0 | 0 | 0 | 0 | 0 | 0 | 0 | 0 | 0 | 0 | 0 | 0.1 | 0.1 | 0.1 | 0.1 | 0.1 | 0.1 | 0.1 | 0.2 | 0.2 | 0.2 | 0.2 | 0.2 | 0.3 | 0.3 | 0.3 | 0.3 | 0.4 | 0.4 | 0.4 | 0 | 0 | 0 | 0 | 0 | 0 | 0 | 0 | 0 | 0 | 0 | 0 | 0 | 0 | 0 | 0 | 0 | 0 | 0 | 0 | 0 | 0 | 0 | 0 | 0 | 0 | 0 | 0 | 0 | 0 | 0 | 0 | 0 | 0 | 0 | 0 | 0 | 0 | 0 | 0 | 0.1 | 0.1 | 0.1 | 0.1 | 0.1 | 0.1 | 0.2 | 0.2 | 0.2 | 0.2 | 0.2 | 0.3 | 0.3 | 0.3 | 0.3 | 0.4 | 0.4 | 0.4 | 0.5 | 0.5 | 0 | 0 | 0 | 0 | 0 | 0 | 0 | 0 | 0 | 0 | 0 | 0 | 0 | 0 | 0.1 | 0.1 | 0.1 | 0.1 | 0.1 | 0.1 | 0.1 | 0.1 | 0.1 | 0.1 | 0.1 | 0.2 | 0.2 | 0.2 | 0.2 | 0.2
PSS | LLANFWROG T1 / RUTHIN T1 | 0 | 0 | 0 | 0 | 0 | 0 | 0 | 0 | 0 | 0 | 0 | 0 | 0 | 0 | 0 | 0 | 0 | 0 | 0 | 0 | 0 | 0 | 0 | 0 | 0 | 0 | 0 | 0 | 0 | 0 | 0 | 0 | 0 | 0 | 0 | 0.1 | 0.1 | 0.1 | 0.2 | 0.2 | 0.2 | 0.3 | 0.3 | 0.4 | 0.4 | 0.5 | 0.6 | 0.6 | 0.7 | 0.8 | 0.9 | 1 | 1.1 | 1.2 | 1.3 | 1.4 | 1.5 | 1.6 | 1.7 | 1.8 | 0 | 0 | 0 | 0 | 0 | 0 | 0 | 0.1 | 0.1 | 0.1 | 0.1 | 0.1 | 0.2 | 0.2 | 0.2 | 0.2 | 0.2 | 0.3 | 0.3 | 0.3 | 0.3 | 0.3 | 0.4 | 0.4 | 0.4 | 0.4 | 0.5 | 0.5 | 0.5 | 0.6 | 0 | 0 | 0 | 0 | 0.1 | 0.1 | 0.1 | 0.1 | 0.2 | 0.2 | 0.3 | 0.3 | 0.4 | 0.4 | 0.5 | 0.6 | 0.7 | 0.7 | 0.8 | 0.9 | 1 | 1.1 | 1.2 | 1.4 | 1.5 | 1.6 | 1.7 | 1.9 | 2 | 2.2 | 0 | 0 | 0 | 0 | 0 | 0 | 0.1 | 0.1 | 0.1 | 0.1 | 0.2 | 0.2 | 0.2 | 0.3 | 0.3 | 0.4 | 0.4 | 0.4 | 0.5 | 0.5 | 0.6 | 0.7 | 0.7 | 0.8 | 0.8 | 0.9 | 1 | 1 | 1.1 | 1.2
PSS | LLANFYLLIN T1 / LLANFYLLIN T2 | 0 | 0 | 0 | 0 | 0 | 0 | 0 | 0 | 0 | 0 | 0 | 0 | 0 | 0 | 0 | 0 | 0 | 0 | 0 | 0 | 0 | 0 | 0 | 0 | 0 | 0 | 0 | 0 | 0 | 0 | 0 | 0 | 0 | 0 | 0 | 0 | 0.1 | 0.1 | 0.1 | 0.1 | 0.1 | 0.2 | 0.2 | 0.2 | 0.2 | 0.3 | 0.3 | 0.3 | 0.4 | 0.4 | 0.5 | 0.5 | 0.6 | 0.6 | 0.7 | 0.7 | 0.8 | 0.8 | 0.9 | 0.9 | 0 | 0 | 0 | 0 | 0 | 0 | 0 | 0 | 0 | 0 | 0 | 0 | 0 | 0 | 0 | 0 | 0 | 0 | 0.1 | 0.1 | 0.1 | 0.1 | 0.1 | 0.2 | 0.2 | 0.2 | 0.2 | 0.2 | 0.3 | 0.3 | 0 | 0 | 0 | 0 | 0 | 0 | 0.1 | 0.1 | 0.1 | 0.1 | 0.1 | 0.2 | 0.2 | 0.2 | 0.3 | 0.3 | 0.3 | 0.4 | 0.4 | 0.5 | 0.5 | 0.6 | 0.6 | 0.7 | 0.8 | 0.8 | 0.9 | 1 | 1 | 1.1 | 0 | 0 | 0 | 0 | 0 | 0 | 0 | 0 | 0 | 0.1 | 0.1 | 0.1 | 0.1 | 0.1 | 0.1 | 0.1 | 0.2 | 0.2 | 0.2 | 0.2 | 0.3 | 0.3 | 0.3 | 0.4 | 0.4 | 0.5 | 0.5 | 0.5 | 0.6 | 0.6
PSS | LLANGAFFO T1 | 0 | 0 | 0 | 0 | 0 | 0 | 0 | 0 | 0 | 0 | 0 | 0 | 0 | 0 | 0 | 0 | 0 | 0 | 0 | 0 | 0 | 0 | 0 | 0 | 0 | 0 | 0 | 0 | 0 | 0 | 0 | 0 | 0 | 0 | 0 | 0 | 0 | 0.1 | 0.1 | 0.1 | 0.1 | 0.1 | 0.2 | 0.2 | 0.2 | 0.2 | 0.3 | 0.3 | 0.3 | 0.4 | 0.4 | 0.4 | 0.5 | 0.5 | 0.6 | 0.6 | 0.7 | 0.7 | 0.8 | 0.8 | 0 | 0 | 0 | 0 | 0 | 0 | 0 | 0 | 0 | 0 | 0 | 0 | 0 | 0 | 0 | 0 | 0 | 0 | 0 | 0 | 0 | 0.1 | 0.1 | 0.1 | 0.1 | 0.1 | 0.2 | 0.2 | 0.2 | 0.2 | 0 | 0 | 0 | 0 | 0 | 0 | 0.1 | 0.1 | 0.1 | 0.1 | 0.1 | 0.2 | 0.2 | 0.2 | 0.2 | 0.3 | 0.3 | 0.3 | 0.4 | 0.4 | 0.5 | 0.5 | 0.6 | 0.6 | 0.7 | 0.7 | 0.8 | 0.8 | 0.9 | 1 | 0 | 0 | 0 | 0 | 0 | 0 | 0 | 0 | 0 | 0 | 0.1 | 0.1 | 0.1 | 0.1 | 0.1 | 0.1 | 0.1 | 0.1 | 0.2 | 0.2 | 0.2 | 0.3 | 0.3 | 0.3 | 0.4 | 0.4 | 0.4 | 0.5 | 0.5 | 0.5
PSS | LLANGEFNI IND EST T1 / LLANGEFNI IND EST T2 | 0 | 0 | 0 | 0 | 0 | 0 | 0 | 0 | 0 | 0 | 0 | 0 | 0 | 0 | 0 | 0 | 0 | 0 | 0 | 0 | 0 | 0 | 0 | 0 | 0 | 0 | 0 | 0 | 0 | 0 | 0 | 0 | 0 | 0 | 0 | 0 | 0 | 0 | 0 | 0 | 0 | 0 | 0 | 0 | 0 | 0 | 0.1 | 0.1 | 0.1 | 0.1 | 0.1 | 0.1 | 0.1 | 0.1 | 0.1 | 0.1 | 0.1 | 0.2 | 0.2 | 0.2 | 0 | 0 | 0 | 0 | 0 | 0 | 0 | 0 | 0 | 0 | 0 | 0 | 0 | 0 | 0 | 0 | 0 | 0 | 0 | 0 | 0 | 0 | 0 | 0 | 0 | 0 | 0 | 0 | 0 | 0 | 0 | 0 | 0 | 0 | 0 | 0 | 0 | 0 | 0 | 0 | 0 | 0 | 0 | 0 | 0 | 0.1 | 0.1 | 0.1 | 0.1 | 0.1 | 0.1 | 0.1 | 0.1 | 0.1 | 0.1 | 0.2 | 0.2 | 0.2 | 0.2 | 0.2 | 0 | 0 | 0 | 0 | 0 | 0 | 0 | 0 | 0 | 0 | 0 | 0 | 0 | 0 | 0 | 0 | 0 | 0 | 0 | 0 | 0 | 0 | 0 | 0.1 | 0.1 | 0.1 | 0.1 | 0.1 | 0.1 | 0.1
PSS | LLANGEFNI T1 | 0 | 0 | 0 | 0 | 0 | 0 | 0 | 0 | 0 | 0 | 0 | 0 | 0 | 0 | 0 | 0 | 0 | 0 | 0 | 0 | 0 | 0 | 0 | 0 | 0 | 0 | 0 | 0 | 0 | 0 | 0 | 0 | 0 | 0 | 0 | 0 | 0 | 0 | 0.1 | 0.1 | 0.1 | 0.1 | 0.1 | 0.1 | 0.2 | 0.2 | 0.2 | 0.2 | 0.3 | 0.3 | 0.3 | 0.4 | 0.4 | 0.4 | 0.5 | 0.5 | 0.5 | 0.6 | 0.6 | 0.7 | 0 | 0 | 0 | 0 | 0 | 0 | 0 | 0 | 0 | 0 | 0 | 0 | 0 | 0 | 0 | 0 | 0 | 0 | 0 | 0 | 0 | 0 | 0 | 0 | 0 | 0 | 0 | 0.1 | 0.1 | 0.1 | 0 | 0 | 0 | 0 | 0 | 0 | 0 | 0.1 | 0.1 | 0.1 | 0.1 | 0.1 | 0.1 | 0.2 | 0.2 | 0.2 | 0.2 | 0.3 | 0.3 | 0.3 | 0.4 | 0.4 | 0.4 | 0.5 | 0.5 | 0.6 | 0.6 | 0.7 | 0.7 | 0.8 | 0 | 0 | 0 | 0 | 0 | 0 | 0 | 0 | 0 | 0 | 0 | 0 | 0.1 | 0.1 | 0.1 | 0.1 | 0.1 | 0.1 | 0.1 | 0.1 | 0.2 | 0.2 | 0.2 | 0.2 | 0.2 | 0.3 | 0.3 | 0.3 | 0.3 | 0.4
PSS | LLANGOLLEN T1 | 0 | 0 | 0 | 0 | 0 | 0 | 0 | 0 | 0 | 0 | 0 | 0 | 0 | 0 | 0 | 0 | 0 | 0 | 0 | 0 | 0 | 0 | 0 | 0 | 0 | 0 | 0 | 0 | 0 | 0 | 0 | 0 | 0 | 0 | 0 | 0 | 0.1 | 0.1 | 0.1 | 0.1 | 0.1 | 0.2 | 0.2 | 0.2 | 0.2 | 0.3 | 0.3 | 0.4 | 0.4 | 0.4 | 0.5 | 0.5 | 0.6 | 0.6 | 0.7 | 0.7 | 0.8 | 0.9 | 0.9 | 1 | 0 | 0 | 0 | 0 | 0 | 0 | 0 | 0 | 0 | 0 | 0 | 0 | 0 | 0 | 0 | 0 | 0 | 0 | 0.1 | 0.1 | 0.1 | 0.1 | 0.1 | 0.2 | 0.2 | 0.2 | 0.2 | 0.2 | 0.3 | 0.3 | 0 | 0 | 0 | 0 | 0 | 0 | 0.1 | 0.1 | 0.1 | 0.1 | 0.1 | 0.2 | 0.2 | 0.2 | 0.3 | 0.3 | 0.3 | 0.4 | 0.4 | 0.5 | 0.5 | 0.6 | 0.7 | 0.7 | 0.8 | 0.8 | 0.9 | 1 | 1 | 1.1 | 0 | 0 | 0 | 0 | 0 | 0 | 0 | 0 | 0 | 0.1 | 0.1 | 0.1 | 0.1 | 0.1 | 0.1 | 0.1 | 0.2 | 0.2 | 0.2 | 0.3 | 0.3 | 0.3 | 0.4 | 0.4 | 0.4 | 0.5 | 0.5 | 0.6 | 0.6 | 0.6
PSS | LLANIDLOES T1 / LLANIDLOES T2 | 0 | 0 | 0 | 0 | 0 | 0 | 0 | 0 | 0 | 0 | 0 | 0 | 0 | 0 | 0 | 0 | 0 | 0 | 0 | 0 | 0 | 0 | 0 | 0 | 0 | 0 | 0 | 0 | 0 | 0 | 0 | 0 | 0 | 0 | 0 | 0 | 0 | 0.1 | 0.1 | 0.1 | 0.1 | 0.1 | 0.2 | 0.2 | 0.2 | 0.2 | 0.3 | 0.3 | 0.3 | 0.4 | 0.4 | 0.4 | 0.5 | 0.5 | 0.6 | 0.6 | 0.7 | 0.7 | 0.8 | 0.9 | 0 | 0 | 0 | 0 | 0 | 0 | 0 | 0 | 0 | 0 | 0 | 0 | 0 | 0 | 0 | 0 | 0 | 0 | 0 | 0 | 0 | 0.1 | 0.1 | 0.1 | 0.1 | 0.1 | 0.2 | 0.2 | 0.2 | 0.2 | 0 | 0 | 0 | 0 | 0 | 0 | 0.1 | 0.1 | 0.1 | 0.1 | 0.1 | 0.2 | 0.2 | 0.2 | 0.2 | 0.3 | 0.3 | 0.3 | 0.4 | 0.4 | 0.5 | 0.5 | 0.6 | 0.6 | 0.7 | 0.7 | 0.8 | 0.9 | 0.9 | 1 | 0 | 0 | 0 | 0 | 0 | 0 | 0 | 0 | 0 | 0 | 0.1 | 0.1 | 0.1 | 0.1 | 0.1 | 0.1 | 0.1 | 0.1 | 0.2 | 0.2 | 0.2 | 0.3 | 0.3 | 0.3 | 0.4 | 0.4 | 0.4 | 0.5 | 0.5 | 0.5
PSS | LLANILAR T1 | 0 | 0 | 0 | 0 | 0 | 0 | 0 | 0 | 0 | 0 | 0 | 0 | 0 | 0 | 0 | 0 | 0 | 0 | 0 | 0 | 0 | 0 | 0 | 0 | 0 | 0 | 0 | 0 | 0 | 0 | 0 | 0 | 0 | 0 | 0 | 0 | 0 | 0 | 0 | 0 | 0.1 | 0.1 | 0.1 | 0.1 | 0.1 | 0.1 | 0.1 | 0.2 | 0.2 | 0.2 | 0.2 | 0.2 | 0.3 | 0.3 | 0.3 | 0.3 | 0.4 | 0.4 | 0.4 | 0.5 | 0 | 0 | 0 | 0 | 0 | 0 | 0 | 0 | 0 | 0 | 0 | 0 | 0 | 0 | 0 | 0 | 0 | 0 | 0 | 0 | 0 | 0 | 0 | 0 | 0 | 0 | 0 | 0 | 0 | 0 | 0 | 0 | 0 | 0 | 0 | 0 | 0 | 0 | 0 | 0 | 0.1 | 0.1 | 0.1 | 0.1 | 0.1 | 0.1 | 0.2 | 0.2 | 0.2 | 0.2 | 0.2 | 0.3 | 0.3 | 0.3 | 0.4 | 0.4 | 0.4 | 0.5 | 0.5 | 0.5 | 0 | 0 | 0 | 0 | 0 | 0 | 0 | 0 | 0 | 0 | 0 | 0 | 0 | 0 | 0.1 | 0.1 | 0.1 | 0.1 | 0.1 | 0.1 | 0.1 | 0.1 | 0.1 | 0.1 | 0.2 | 0.2 | 0.2 | 0.2 | 0.2 | 0.2
PSS | LLANRWST T1 | 0 | 0 | 0 | 0 | 0 | 0 | 0 | 0 | 0 | 0 | 0 | 0 | 0 | 0 | 0 | 0 | 0 | 0 | 0 | 0 | 0 | 0 | 0 | 0 | 0 | 0 | 0 | 0 | 0 | 0 | 0 | 0 | 0 | 0 | 0 | 0 | 0 | 0 | 0 | 0.1 | 0.1 | 0.1 | 0.1 | 0.1 | 0.1 | 0.2 | 0.2 | 0.2 | 0.2 | 0.3 | 0.3 | 0.3 | 0.3 | 0.4 | 0.4 | 0.4 | 0.5 | 0.5 | 0.5 | 0.6 | 0 | 0 | 0 | 0 | 0 | 0 | 0 | 0 | 0 | 0 | 0 | 0 | 0 | 0 | 0 | 0 | 0 | 0 | 0 | 0 | 0 | 0 | 0 | 0 | 0 | 0 | 0 | 0 | 0 | 0 | 0 | 0 | 0 | 0 | 0 | 0 | 0 | 0 | 0.1 | 0.1 | 0.1 | 0.1 | 0.1 | 0.2 | 0.2 | 0.2 | 0.2 | 0.3 | 0.3 | 0.3 | 0.3 | 0.4 | 0.4 | 0.4 | 0.5 | 0.5 | 0.6 | 0.6 | 0.7 | 0.7 | 0 | 0 | 0 | 0 | 0 | 0 | 0 | 0 | 0 | 0 | 0 | 0 | 0.1 | 0.1 | 0.1 | 0.1 | 0.1 | 0.1 | 0.1 | 0.1 | 0.1 | 0.2 | 0.2 | 0.2 | 0.2 | 0.2 | 0.2 | 0.3 | 0.3 | 0.3
PSS | LLANSANNAN T1 | 0 | 0 | 0 | 0 | 0 | 0 | 0 | 0 | 0 | 0 | 0 | 0 | 0 | 0 | 0 | 0 | 0 | 0 | 0 | 0 | 0 | 0 | 0 | 0 | 0 | 0 | 0 | 0 | 0 | 0 | 0 | 0 | 0 | 0 | 0 | 0 | 0 | 0 | 0 | 0 | 0.1 | 0.1 | 0.1 | 0.1 | 0.1 | 0.1 | 0.2 | 0.2 | 0.2 | 0.2 | 0.3 | 0.3 | 0.3 | 0.3 | 0.4 | 0.4 | 0.4 | 0.5 | 0.5 | 0.5 | 0 | 0 | 0 | 0 | 0 | 0 | 0 | 0 | 0 | 0 | 0 | 0 | 0 | 0 | 0 | 0 | 0 | 0 | 0 | 0 | 0 | 0 | 0 | 0 | 0 | 0 | 0 | 0 | 0 | 0 | 0 | 0 | 0 | 0 | 0 | 0 | 0 | 0 | 0.1 | 0.1 | 0.1 | 0.1 | 0.1 | 0.1 | 0.2 | 0.2 | 0.2 | 0.2 | 0.3 | 0.3 | 0.3 | 0.3 | 0.4 | 0.4 | 0.4 | 0.5 | 0.5 | 0.6 | 0.6 | 0.6 | 0 | 0 | 0 | 0 | 0 | 0 | 0 | 0 | 0 | 0 | 0 | 0 | 0 | 0.1 | 0.1 | 0.1 | 0.1 | 0.1 | 0.1 | 0.1 | 0.1 | 0.1 | 0.2 | 0.2 | 0.2 | 0.2 | 0.2 | 0.2 | 0.3 | 0.3
PSS | LLANSILIN T1 | 0 | 0 | 0 | 0 | 0 | 0 | 0 | 0 | 0 | 0 | 0 | 0 | 0 | 0 | 0 | 0 | 0 | 0 | 0 | 0 | 0 | 0 | 0 | 0 | 0 | 0 | 0 | 0 | 0 | 0 | 0 | 0 | 0 | 0 | 0 | 0 | 0 | 0 | 0.1 | 0.1 | 0.1 | 0.1 | 0.1 | 0.1 | 0.2 | 0.2 | 0.2 | 0.3 | 0.3 | 0.3 | 0.3 | 0.4 | 0.4 | 0.5 | 0.5 | 0.5 | 0.6 | 0.6 | 0.7 | 0.7 | 0 | 0 | 0 | 0 | 0 | 0 | 0 | 0 | 0 | 0 | 0 | 0 | 0 | 0 | 0 | 0 | 0 | 0 | 0 | 0 | 0 | 0 | 0 | 0 | 0 | 0 | 0.1 | 0.1 | 0.1 | 0.1 | 0 | 0 | 0 | 0 | 0 | 0 | 0 | 0.1 | 0.1 | 0.1 | 0.1 | 0.1 | 0.1 | 0.2 | 0.2 | 0.2 | 0.3 | 0.3 | 0.3 | 0.4 | 0.4 | 0.4 | 0.5 | 0.5 | 0.6 | 0.6 | 0.7 | 0.7 | 0.8 | 0.8 | 0 | 0 | 0 | 0 | 0 | 0 | 0 | 0 | 0 | 0 | 0 | 0.1 | 0.1 | 0.1 | 0.1 | 0.1 | 0.1 | 0.1 | 0.1 | 0.2 | 0.2 | 0.2 | 0.2 | 0.2 | 0.3 | 0.3 | 0.3 | 0.4 | 0.4 | 0.4
PSS | LLYNCLYS T1 | 0 | 0 | 0 | 0 | 0 | 0 | 0 | 0 | 0 | 0 | 0 | 0 | 0 | 0 | 0 | 0 | 0 | 0 | 0 | 0 | 0 | 0 | 0 | 0 | 0 | 0 | 0 | 0 | 0 | 0 | 0 | 0 | 0 | 0 | 0 | 0 | 0 | 0 | 0 | 0.1 | 0.1 | 0.1 | 0.1 | 0.1 | 0.1 | 0.2 | 0.2 | 0.2 | 0.2 | 0.3 | 0.3 | 0.3 | 0.4 | 0.4 | 0.4 | 0.5 | 0.5 | 0.5 | 0.6 | 0.6 | 0 | 0 | 0 | 0 | 0 | 0 | 0 | 0 | 0 | 0 | 0 | 0 | 0 | 0 | 0 | 0 | 0 | 0 | 0 | 0 | 0 | 0 | 0 | 0 | 0 | 0 | 0 | 0 | 0 | 0 | 0 | 0 | 0 | 0 | 0 | 0 | 0 | 0 | 0.1 | 0.1 | 0.1 | 0.1 | 0.1 | 0.2 | 0.2 | 0.2 | 0.2 | 0.3 | 0.3 | 0.3 | 0.3 | 0.4 | 0.4 | 0.5 | 0.5 | 0.5 | 0.6 | 0.6 | 0.7 | 0.7 | 0 | 0 | 0 | 0 | 0 | 0 | 0 | 0 | 0 | 0 | 0 | 0 | 0.1 | 0.1 | 0.1 | 0.1 | 0.1 | 0.1 | 0.1 | 0.1 | 0.1 | 0.2 | 0.2 | 0.2 | 0.2 | 0.2 | 0.2 | 0.3 | 0.3 | 0.3
PSS | LORD ST T1 / MARSHSIDE T1 / MULLARDS BALMORAL DV T1 / SOUTHPORT T2 | 0 | 0 | 0 | 0.1 | 0.1 | 0.1 | 0.1 | 0.1 | 0.1 | 0.2 | 0.2 | 0.2 | 0.2 | 0.3 | 0.3 | 0.3 | 0.4 | 0.4 | 0.4 | 0.5 | 0.5 | 0.6 | 0.6 | 0.7 | 0.7 | 0.8 | 0.8 | 0.8 | 0.9 | 1 | 0 | 0 | 0.1 | 0.1 | 0.1 | 0.2 | 0.3 | 0.4 | 0.5 | 0.6 | 0.8 | 0.9 | 1.1 | 1.3 | 1.4 | 1.6 | 1.8 | 2.1 | 2.3 | 2.6 | 2.8 | 3.1 | 3.4 | 3.7 | 4.1 | 4.4 | 4.8 | 5.1 | 5.5 | 5.9 | 0 | 0 | 0 | 0.1 | 0.1 | 0.1 | 0.2 | 0.2 | 0.3 | 0.3 | 0.4 | 0.4 | 0.5 | 0.6 | 0.6 | 0.7 | 0.8 | 0.9 | 0.9 | 1 | 1.1 | 1.2 | 1.3 | 1.4 | 1.5 | 1.6 | 1.7 | 1.8 | 1.9 | 2 | 0 | 0 | 0.1 | 0.1 | 0.2 | 0.2 | 0.3 | 0.5 | 0.6 | 0.8 | 0.9 | 1.1 | 1.3 | 1.5 | 1.7 | 1.9 | 2.2 | 2.4 | 2.7 | 3 | 3.3 | 3.7 | 4 | 4.4 | 4.7 | 5.1 | 5.5 | 6 | 6.4 | 6.9 | 0 | 0 | 0.1 | 0.1 | 0.1 | 0.2 | 0.2 | 0.3 | 0.4 | 0.5 | 0.6 | 0.7 | 0.8 | 0.9 | 1 | 1.2 | 1.3 | 1.5 | 1.6 | 1.8 | 2 | 2.2 | 2.4 | 2.6 | 2.8 | 3 | 3.2 | 3.5 | 3.7 | 3.9
PSS | LOSTOCK T1 | 0 | 0 | 0 | 0 | 0 | 0 | 0 | 0 | 0 | 0 | 0 | 0 | 0 | 0 | 0 | 0 | 0 | 0 | 0 | 0 | 0 | 0 | 0 | 0 | 0 | 0 | 0 | 0 | 0 | 0 | 0 | 0 | 0 | 0 | 0 | 0 | 0.1 | 0.1 | 0.1 | 0.1 | 0.1 | 0.2 | 0.2 | 0.2 | 0.3 | 0.3 | 0.4 | 0.4 | 0.5 | 0.5 | 0.6 | 0.6 | 0.7 | 0.7 | 0.8 | 0.9 | 0.9 | 1 | 1.1 | 1.2 | 0 | 0 | 0 | 0 | 0 | 0 | 0 | 0 | 0 | 0 | 0 | 0 | 0 | 0 | 0.1 | 0.1 | 0.1 | 0.1 | 0.1 | 0.2 | 0.2 | 0.2 | 0.2 | 0.2 | 0.3 | 0.3 | 0.3 | 0.3 | 0.4 | 0.4 | 0 | 0 | 0 | 0 | 0 | 0.1 | 0.1 | 0.1 | 0.1 | 0.1 | 0.2 | 0.2 | 0.2 | 0.3 | 0.3 | 0.4 | 0.4 | 0.5 | 0.5 | 0.6 | 0.7 | 0.7 | 0.8 | 0.9 | 1 | 1 | 1.1 | 1.2 | 1.3 | 1.4 | 0 | 0 | 0 | 0 | 0 | 0 | 0 | 0 | 0 | 0.1 | 0.1 | 0.1 | 0.1 | 0.1 | 0.2 | 0.2 | 0.2 | 0.3 | 0.3 | 0.3 | 0.4 | 0.4 | 0.5 | 0.5 | 0.5 | 0.6 | 0.6 | 0.7 | 0.7 | 0.8
PSS | LOSTOCK TRIANGLE T1 | 0 | 0 | 0 | 0 | 0 | 0 | 0 | 0 | 0 | 0 | 0 | 0 | 0 | 0 | 0 | 0 | 0 | 0 | 0 | 0 | 0 | 0 | 0 | 0 | 0 | 0 | 0 | 0 | 0 | 0 | 0 | 0 | 0 | 0 | 0 | 0 | 0 | 0 | 0 | 0 | 0 | 0 | 0 | 0 | 0 | 0 | 0 | 0 | 0 | 0 | 0 | 0 | 0 | 0.1 | 0.1 | 0.1 | 0.1 | 0.1 | 0.1 | 0.1 | 0 | 0 | 0 | 0 | 0 | 0 | 0 | 0 | 0 | 0 | 0 | 0 | 0 | 0 | 0 | 0 | 0 | 0 | 0 | 0 | 0 | 0 | 0 | 0 | 0 | 0 | 0 | 0 | 0 | 0 | 0 | 0 | 0 | 0 | 0 | 0 | 0 | 0 | 0 | 0 | 0 | 0 | 0 | 0 | 0 | 0 | 0 | 0 | 0 | 0 | 0 | 0.1 | 0.1 | 0.1 | 0.1 | 0.1 | 0.1 | 0.1 | 0.1 | 0.1 | 0 | 0 | 0 | 0 | 0 | 0 | 0 | 0 | 0 | 0 | 0 | 0 | 0 | 0 | 0 | 0 | 0 | 0 | 0 | 0 | 0 | 0 | 0 | 0 | 0 | 0 | 0 | 0 | 0 | 0
PSS | LOWER BEBINGTON T1 / NEW FERRY T1 / SPITAL T1 / UNILEVER RESEARCH T1 | 0 | 0 | 0 | 0 | 0.1 | 0.1 | 0.1 | 0.1 | 0.1 | 0.2 | 0.2 | 0.2 | 0.2 | 0.3 | 0.3 | 0.3 | 0.3 | 0.4 | 0.4 | 0.4 | 0.5 | 0.5 | 0.5 | 0.6 | 0.6 | 0.7 | 0.7 | 0.8 | 0.8 | 0.9 | 0 | 0 | 0 | 0.1 | 0.1 | 0.1 | 0.2 | 0.2 | 0.3 | 0.4 | 0.5 | 0.6 | 0.7 | 0.8 | 0.9 | 1.1 | 1.2 | 1.3 | 1.5 | 1.6 | 1.8 | 2 | 2.2 | 2.4 | 2.6 | 2.8 | 3 | 3.3 | 3.5 | 3.8 | 0 | 0 | 0 | 0 | 0.1 | 0.1 | 0.1 | 0.1 | 0.1 | 0.2 | 0.2 | 0.2 | 0.3 | 0.3 | 0.4 | 0.4 | 0.4 | 0.5 | 0.5 | 0.6 | 0.6 | 0.7 | 0.7 | 0.8 | 0.8 | 0.9 | 1 | 1 | 1.1 | 1.2 | 0 | 0 | 0 | 0.1 | 0.1 | 0.2 | 0.2 | 0.3 | 0.4 | 0.5 | 0.6 | 0.7 | 0.8 | 0.9 | 1.1 | 1.2 | 1.4 | 1.5 | 1.7 | 1.9 | 2.1 | 2.3 | 2.6 | 2.8 | 3 | 3.3 | 3.5 | 3.8 | 4.1 | 4.4 | 0 | 0 | 0 | 0.1 | 0.1 | 0.1 | 0.1 | 0.2 | 0.2 | 0.3 | 0.3 | 0.4 | 0.5 | 0.6 | 0.6 | 0.7 | 0.8 | 0.9 | 1 | 1.1 | 1.2 | 1.3 | 1.5 | 1.6 | 1.7 | 1.9 | 2 | 2.2 | 2.3 | 2.5
PSS | LUGSDALE T1 / PILK SULLIVAN T1 / PILK SULLIVAN T2 / USAC T1 | 0 | 0 | 0 | 0 | 0 | 0 | 0 | 0 | 0 | 0 | 0 | 0 | 0 | 0 | 0 | 0 | 0 | 0 | 0 | 0 | 0 | 0 | 0 | 0 | 0 | 0 | 0 | 0 | 0 | 0 | 0 | 0 | 0 | 0 | 0 | 0 | 0 | 0 | 0 | 0 | 0 | 0 | 0 | 0 | 0 | 0 | 0 | 0.1 | 0.1 | 0.1 | 0.1 | 0.1 | 0.1 | 0.1 | 0.1 | 0.1 | 0.1 | 0.1 | 0.1 | 0.1 | 0 | 0 | 0 | 0 | 0 | 0 | 0 | 0 | 0 | 0 | 0 | 0 | 0 | 0 | 0 | 0 | 0 | 0 | 0 | 0 | 0 | 0 | 0 | 0 | 0 | 0 | 0 | 0 | 0 | 0 | 0 | 0 | 0 | 0 | 0 | 0 | 0 | 0 | 0 | 0 | 0 | 0 | 0 | 0 | 0 | 0 | 0 | 0 | 0.1 | 0.1 | 0.1 | 0.1 | 0.1 | 0.1 | 0.1 | 0.1 | 0.1 | 0.1 | 0.2 | 0.2 | 0 | 0 | 0 | 0 | 0 | 0 | 0 | 0 | 0 | 0 | 0 | 0 | 0 | 0 | 0 | 0 | 0 | 0 | 0 | 0 | 0 | 0 | 0 | 0 | 0.1 | 0.1 | 0.1 | 0.1 | 0.1 | 0.1
PSS | LYMM T1 / WHITELEGGS LA T1 | 0 | 0 | 0 | 0 | 0.1 | 0.1 | 0.1 | 0.1 | 0.1 | 0.2 | 0.2 | 0.2 | 0.2 | 0.3 | 0.3 | 0.3 | 0.3 | 0.4 | 0.4 | 0.4 | 0.4 | 0.5 | 0.5 | 0.6 | 0.6 | 0.7 | 0.7 | 0.7 | 0.8 | 0.8 | 0 | 0 | 0 | 0 | 0.1 | 0.1 | 0.1 | 0.2 | 0.2 | 0.3 | 0.3 | 0.4 | 0.4 | 0.5 | 0.6 | 0.7 | 0.7 | 0.8 | 0.9 | 1 | 1.1 | 1.3 | 1.4 | 1.5 | 1.7 | 1.8 | 1.9 | 2.1 | 2.2 | 2.4 | 0 | 0 | 0 | 0 | 0.1 | 0.1 | 0.1 | 0.1 | 0.1 | 0.2 | 0.2 | 0.2 | 0.2 | 0.3 | 0.3 | 0.3 | 0.3 | 0.3 | 0.4 | 0.4 | 0.4 | 0.5 | 0.5 | 0.6 | 0.6 | 0.6 | 0.7 | 0.7 | 0.8 | 0.8 | 0 | 0 | 0 | 0 | 0.1 | 0.1 | 0.1 | 0.2 | 0.2 | 0.3 | 0.3 | 0.4 | 0.5 | 0.6 | 0.7 | 0.8 | 0.9 | 1 | 1.1 | 1.2 | 1.3 | 1.5 | 1.6 | 1.7 | 1.9 | 2.1 | 2.2 | 2.4 | 2.6 | 2.8 | 0 | 0 | 0 | 0 | 0.1 | 0.1 | 0.1 | 0.1 | 0.2 | 0.2 | 0.2 | 0.3 | 0.3 | 0.4 | 0.4 | 0.5 | 0.5 | 0.6 | 0.7 | 0.7 | 0.8 | 0.9 | 1 | 1 | 1.1 | 1.2 | 1.3 | 1.4 | 1.5 | 1.6
PSS | MACHYNLLETH T1 | 0 | 0 | 0 | 0 | 0 | 0 | 0 | 0 | 0 | 0 | 0 | 0 | 0 | 0 | 0 | 0 | 0 | 0 | 0 | 0 | 0 | 0 | 0 | 0 | 0 | 0 | 0 | 0 | 0 | 0 | 0 | 0 | 0 | 0 | 0 | 0 | 0 | 0 | 0 | 0 | 0 | 0 | 0 | 0 | 0 | 0 | 0 | 0.1 | 0.1 | 0.1 | 0.1 | 0.1 | 0.1 | 0.1 | 0.1 | 0.1 | 0.1 | 0.1 | 0.1 | 0.1 | 0 | 0 | 0 | 0 | 0 | 0 | 0 | 0 | 0 | 0 | 0 | 0 | 0 | 0 | 0 | 0 | 0 | 0 | 0 | 0 | 0 | 0 | 0 | 0 | 0 | 0 | 0 | 0 | 0 | 0 | 0 | 0 | 0 | 0 | 0 | 0 | 0 | 0 | 0 | 0 | 0 | 0 | 0 | 0 | 0 | 0 | 0 | 0 | 0.1 | 0.1 | 0.1 | 0.1 | 0.1 | 0.1 | 0.1 | 0.1 | 0.1 | 0.1 | 0.1 | 0.2 | 0 | 0 | 0 | 0 | 0 | 0 | 0 | 0 | 0 | 0 | 0 | 0 | 0 | 0 | 0 | 0 | 0 | 0 | 0 | 0 | 0 | 0 | 0 | 0 | 0.1 | 0.1 | 0.1 | 0.1 | 0.1 | 0.1
PSS | MAELOR CREAMERY T1 | 0 | 0 | 0 | 0 | 0 | 0 | 0 | 0 | 0 | 0 | 0 | 0 | 0 | 0 | 0 | 0 | 0 | 0 | 0 | 0 | 0 | 0 | 0 | 0 | 0 | 0 | 0 | 0 | 0 | 0 | 0 | 0 | 0 | 0 | 0 | 0 | 0 | 0 | 0 | 0 | 0 | 0 | 0 | 0 | 0 | 0 | 0 | 0.1 | 0.1 | 0.1 | 0.1 | 0.1 | 0.1 | 0.1 | 0.1 | 0.1 | 0.1 | 0.1 | 0.1 | 0.2 | 0 | 0 | 0 | 0 | 0 | 0 | 0 | 0 | 0 | 0 | 0 | 0 | 0 | 0 | 0 | 0 | 0 | 0 | 0 | 0 | 0 | 0 | 0 | 0 | 0 | 0 | 0 | 0 | 0 | 0 | 0 | 0 | 0 | 0 | 0 | 0 | 0 | 0 | 0 | 0 | 0 | 0 | 0 | 0 | 0 | 0 | 0 | 0.1 | 0.1 | 0.1 | 0.1 | 0.1 | 0.1 | 0.1 | 0.1 | 0.1 | 0.1 | 0.2 | 0.2 | 0.2 | 0 | 0 | 0 | 0 | 0 | 0 | 0 | 0 | 0 | 0 | 0 | 0 | 0 | 0 | 0 | 0 | 0 | 0 | 0 | 0 | 0 | 0 | 0 | 0 | 0.1 | 0.1 | 0.1 | 0.1 | 0.1 | 0.1
PSS | MAENTWROG T1 | 0 | 0 | 0 | 0 | 0 | 0 | 0 | 0 | 0 | 0 | 0 | 0 | 0 | 0 | 0 | 0 | 0 | 0 | 0 | 0 | 0 | 0 | 0 | 0 | 0 | 0 | 0 | 0 | 0 | 0 | 0 | 0 | 0 | 0 | 0 | 0 | 0 | 0 | 0 | 0 | 0 | 0 | 0 | 0 | 0 | 0.1 | 0.1 | 0.1 | 0.1 | 0.1 | 0.1 | 0.1 | 0.1 | 0.1 | 0.1 | 0.2 | 0.2 | 0.2 | 0.2 | 0.2 | 0 | 0 | 0 | 0 | 0 | 0 | 0 | 0 | 0 | 0 | 0 | 0 | 0 | 0 | 0 | 0 | 0 | 0 | 0 | 0 | 0 | 0 | 0 | 0 | 0 | 0 | 0 | 0 | 0 | 0 | 0 | 0 | 0 | 0 | 0 | 0 | 0 | 0 | 0 | 0 | 0 | 0 | 0 | 0 | 0.1 | 0.1 | 0.1 | 0.1 | 0.1 | 0.1 | 0.1 | 0.1 | 0.1 | 0.1 | 0.2 | 0.2 | 0.2 | 0.2 | 0.2 | 0.2 | 0 | 0 | 0 | 0 | 0 | 0 | 0 | 0 | 0 | 0 | 0 | 0 | 0 | 0 | 0 | 0 | 0 | 0 | 0 | 0 | 0 | 0.1 | 0.1 | 0.1 | 0.1 | 0.1 | 0.1 | 0.1 | 0.1 | 0.1
PSS | MAES-Y-CLAWDD T1 | 0 | 0 | 0 | 0 | 0 | 0 | 0 | 0 | 0 | 0 | 0 | 0 | 0 | 0 | 0 | 0 | 0 | 0 | 0 | 0 | 0 | 0 | 0 | 0 | 0 | 0 | 0 | 0 | 0 | 0 | 0 | 0 | 0 | 0 | 0 | 0 | 0 | 0 | 0 | 0 | 0 | 0 | 0 | 0 | 0 | 0 | 0 | 0 | 0 | 0 | 0 | 0 | 0 | 0 | 0 | 0 | 0.1 | 0.1 | 0.1 | 0.1 | 0 | 0 | 0 | 0 | 0 | 0 | 0 | 0 | 0 | 0 | 0 | 0 | 0 | 0 | 0 | 0 | 0 | 0 | 0 | 0 | 0 | 0 | 0 | 0 | 0 | 0 | 0 | 0 | 0 | 0 | 0 | 0 | 0 | 0 | 0 | 0 | 0 | 0 | 0 | 0 | 0 | 0 | 0 | 0 | 0 | 0 | 0 | 0 | 0 | 0 | 0 | 0.1 | 0.1 | 0.1 | 0.1 | 0.1 | 0.1 | 0.1 | 0.1 | 0.1 | 0 | 0 | 0 | 0 | 0 | 0 | 0 | 0 | 0 | 0 | 0 | 0 | 0 | 0 | 0 | 0 | 0 | 0 | 0 | 0 | 0 | 0 | 0 | 0 | 0 | 0 | 0 | 0 | 0 | 0
PSS | MANOD T1 | 0 | 0 | 0 | 0 | 0 | 0 | 0 | 0 | 0 | 0 | 0 | 0 | 0 | 0 | 0 | 0 | 0 | 0 | 0 | 0 | 0 | 0 | 0 | 0 | 0 | 0 | 0 | 0 | 0 | 0 | 0 | 0 | 0 | 0 | 0 | 0 | 0 | 0 | 0 | 0 | 0 | 0 | 0 | 0.1 | 0.1 | 0.1 | 0.1 | 0.1 | 0.1 | 0.1 | 0.1 | 0.1 | 0.1 | 0.2 | 0.2 | 0.2 | 0.2 | 0.2 | 0.2 | 0.3 | 0 | 0 | 0 | 0 | 0 | 0 | 0 | 0 | 0 | 0 | 0 | 0 | 0 | 0 | 0 | 0 | 0 | 0 | 0 | 0 | 0 | 0 | 0 | 0 | 0 | 0 | 0 | 0 | 0 | 0 | 0 | 0 | 0 | 0 | 0 | 0 | 0 | 0 | 0 | 0 | 0 | 0 | 0.1 | 0.1 | 0.1 | 0.1 | 0.1 | 0.1 | 0.1 | 0.1 | 0.1 | 0.2 | 0.2 | 0.2 | 0.2 | 0.2 | 0.2 | 0.3 | 0.3 | 0.3 | 0 | 0 | 0 | 0 | 0 | 0 | 0 | 0 | 0 | 0 | 0 | 0 | 0 | 0 | 0 | 0 | 0 | 0 | 0 | 0.1 | 0.1 | 0.1 | 0.1 | 0.1 | 0.1 | 0.1 | 0.1 | 0.1 | 0.1 | 0.1
PSS | MANOR PK T1 / NORTON CHAINS T1 | 0 | 0 | 0 | 0 | 0 | 0 | 0 | 0 | 0 | 0 | 0 | 0 | 0 | 0 | 0 | 0 | 0 | 0 | 0 | 0 | 0 | 0 | 0 | 0 | 0 | 0 | 0 | 0 | 0 | 0 | 0 | 0 | 0 | 0 | 0 | 0 | 0 | 0 | 0 | 0 | 0 | 0.1 | 0.1 | 0.1 | 0.1 | 0.1 | 0.1 | 0.1 | 0.2 | 0.2 | 0.2 | 0.2 | 0.2 | 0.3 | 0.3 | 0.3 | 0.3 | 0.4 | 0.4 | 0.4 | 0 | 0 | 0 | 0 | 0 | 0 | 0 | 0 | 0 | 0 | 0 | 0 | 0 | 0 | 0 | 0 | 0 | 0 | 0 | 0 | 0 | 0 | 0 | 0 | 0 | 0 | 0 | 0 | 0 | 0 | 0 | 0 | 0 | 0 | 0 | 0 | 0 | 0 | 0 | 0 | 0.1 | 0.1 | 0.1 | 0.1 | 0.1 | 0.1 | 0.2 | 0.2 | 0.2 | 0.2 | 0.2 | 0.3 | 0.3 | 0.3 | 0.3 | 0.4 | 0.4 | 0.4 | 0.5 | 0.5 | 0 | 0 | 0 | 0 | 0 | 0 | 0 | 0 | 0 | 0 | 0 | 0 | 0 | 0 | 0.1 | 0.1 | 0.1 | 0.1 | 0.1 | 0.1 | 0.1 | 0.1 | 0.1 | 0.1 | 0.1 | 0.2 | 0.2 | 0.2 | 0.2 | 0.2
PSS | MERE T1 | 0 | 0 | 0 | 0 | 0 | 0 | 0 | 0 | 0 | 0 | 0 | 0 | 0 | 0 | 0 | 0 | 0 | 0 | 0 | 0 | 0 | 0 | 0 | 0 | 0 | 0 | 0 | 0 | 0 | 0 | 0 | 0 | 0 | 0 | 0 | 0 | 0.1 | 0.1 | 0.1 | 0.1 | 0.2 | 0.2 | 0.2 | 0.3 | 0.3 | 0.4 | 0.4 | 0.5 | 0.5 | 0.6 | 0.6 | 0.7 | 0.8 | 0.9 | 0.9 | 1 | 1.1 | 1.2 | 1.3 | 1.4 | 0 | 0 | 0 | 0 | 0 | 0 | 0 | 0 | 0 | 0 | 0 | 0.1 | 0.1 | 0.1 | 0.1 | 0.1 | 0.2 | 0.2 | 0.2 | 0.2 | 0.2 | 0.3 | 0.3 | 0.3 | 0.3 | 0.4 | 0.4 | 0.4 | 0.4 | 0.4 | 0 | 0 | 0 | 0 | 0 | 0.1 | 0.1 | 0.1 | 0.1 | 0.2 | 0.2 | 0.2 | 0.3 | 0.3 | 0.4 | 0.4 | 0.5 | 0.6 | 0.6 | 0.7 | 0.8 | 0.8 | 0.9 | 1 | 1.1 | 1.2 | 1.3 | 1.4 | 1.5 | 1.6 | 0 | 0 | 0 | 0 | 0 | 0 | 0 | 0 | 0.1 | 0.1 | 0.1 | 0.1 | 0.2 | 0.2 | 0.2 | 0.3 | 0.3 | 0.3 | 0.4 | 0.4 | 0.4 | 0.5 | 0.5 | 0.6 | 0.6 | 0.7 | 0.7 | 0.8 | 0.8 | 0.9
PSS | MIDDLEWICH T1 | 0 | 0 | 0 | 0 | 0 | 0 | 0 | 0 | 0 | 0 | 0 | 0 | 0 | 0 | 0 | 0 | 0 | 0 | 0 | 0 | 0 | 0 | 0 | 0 | 0 | 0 | 0 | 0 | 0 | 0 | 0 | 0 | 0 | 0 | 0 | 0 | 0 | 0.1 | 0.1 | 0.1 | 0.1 | 0.1 | 0.2 | 0.2 | 0.2 | 0.2 | 0.3 | 0.3 | 0.3 | 0.4 | 0.4 | 0.4 | 0.5 | 0.5 | 0.6 | 0.6 | 0.7 | 0.7 | 0.8 | 0.8 | 0 | 0 | 0 | 0 | 0 | 0 | 0 | 0 | 0 | 0 | 0 | 0 | 0 | 0 | 0 | 0 | 0 | 0 | 0 | 0 | 0 | 0 | 0.1 | 0.1 | 0.1 | 0.1 | 0.1 | 0.2 | 0.2 | 0.2 | 0 | 0 | 0 | 0 | 0 | 0 | 0.1 | 0.1 | 0.1 | 0.1 | 0.1 | 0.2 | 0.2 | 0.2 | 0.2 | 0.3 | 0.3 | 0.3 | 0.4 | 0.4 | 0.5 | 0.5 | 0.6 | 0.6 | 0.7 | 0.7 | 0.8 | 0.8 | 0.9 | 1 | 0 | 0 | 0 | 0 | 0 | 0 | 0 | 0 | 0 | 0 | 0.1 | 0.1 | 0.1 | 0.1 | 0.1 | 0.1 | 0.1 | 0.1 | 0.2 | 0.2 | 0.2 | 0.2 | 0.3 | 0.3 | 0.3 | 0.4 | 0.4 | 0.4 | 0.5 | 0.5
PSS | MIDPOINT POCHIN WAY T1 | 0 | 0 | 0 | 0 | 0 | 0 | 0 | 0 | 0 | 0 | 0 | 0 | 0 | 0 | 0 | 0 | 0 | 0 | 0 | 0 | 0 | 0 | 0 | 0 | 0 | 0 | 0 | 0 | 0 | 0 | 0 | 0 | 0 | 0 | 0 | 0 | 0 | 0 | 0 | 0 | 0 | 0 | 0 | 0 | 0 | 0 | 0 | 0 | 0 | 0 | 0 | 0 | 0 | 0 | 0 | 0 | 0 | 0 | 0 | 0 | 0 | 0 | 0 | 0 | 0 | 0 | 0 | 0 | 0 | 0 | 0 | 0 | 0 | 0 | 0 | 0 | 0 | 0 | 0 | 0 | 0 | 0 | 0 | 0 | 0 | 0 | 0 | 0 | 0 | 0 | 0 | 0 | 0 | 0 | 0 | 0 | 0 | 0 | 0 | 0 | 0 | 0 | 0 | 0 | 0 | 0 | 0 | 0 | 0 | 0 | 0 | 0 | 0 | 0 | 0 | 0 | 0 | 0.1 | 0.1 | 0.1 | 0 | 0 | 0 | 0 | 0 | 0 | 0 | 0 | 0 | 0 | 0 | 0 | 0 | 0 | 0 | 0 | 0 | 0 | 0 | 0 | 0 | 0 | 0 | 0 | 0 | 0 | 0 | 0 | 0 | 0
PSS | MILFORD T1 | 0 | 0 | 0 | 0 | 0 | 0 | 0 | 0 | 0 | 0 | 0 | 0 | 0 | 0 | 0 | 0 | 0 | 0 | 0 | 0 | 0 | 0 | 0 | 0 | 0 | 0 | 0 | 0 | 0 | 0 | 0 | 0 | 0 | 0 | 0 | 0 | 0 | 0 | 0 | 0.1 | 0.1 | 0.1 | 0.1 | 0.1 | 0.1 | 0.1 | 0.1 | 0.2 | 0.2 | 0.2 | 0.2 | 0.2 | 0.3 | 0.3 | 0.3 | 0.3 | 0.4 | 0.4 | 0.4 | 0.5 | 0 | 0 | 0 | 0 | 0 | 0 | 0 | 0 | 0 | 0 | 0 | 0 | 0 | 0 | 0 | 0 | 0 | 0 | 0 | 0 | 0 | 0 | 0 | 0 | 0 | 0 | 0 | 0 | 0 | 0 | 0 | 0 | 0 | 0 | 0 | 0 | 0 | 0 | 0 | 0 | 0.1 | 0.1 | 0.1 | 0.1 | 0.1 | 0.1 | 0.2 | 0.2 | 0.2 | 0.2 | 0.2 | 0.3 | 0.3 | 0.3 | 0.4 | 0.4 | 0.4 | 0.4 | 0.5 | 0.5 | 0 | 0 | 0 | 0 | 0 | 0 | 0 | 0 | 0 | 0 | 0 | 0 | 0.1 | 0.1 | 0.1 | 0.1 | 0.1 | 0.1 | 0.1 | 0.1 | 0.1 | 0.1 | 0.1 | 0.2 | 0.2 | 0.2 | 0.2 | 0.2 | 0.2 | 0.2
PSS | MINFFORDD T1 / PARC BRYN CEGIN T1 / PARC BRYN CEGIN T2 | 0 | 0 | 0 | 0 | 0 | 0 | 0 | 0 | 0 | 0 | 0 | 0 | 0 | 0 | 0 | 0 | 0 | 0 | 0 | 0 | 0 | 0 | 0 | 0 | 0 | 0 | 0 | 0 | 0 | 0 | 0 | 0 | 0 | 0 | 0 | 0 | 0 | 0 | 0 | 0 | 0 | 0.1 | 0.1 | 0.1 | 0.1 | 0.1 | 0.1 | 0.1 | 0.2 | 0.2 | 0.2 | 0.2 | 0.2 | 0.3 | 0.3 | 0.3 | 0.3 | 0.4 | 0.4 | 0.4 | 0 | 0 | 0 | 0 | 0 | 0 | 0 | 0 | 0 | 0 | 0 | 0 | 0 | 0 | 0 | 0 | 0 | 0 | 0 | 0 | 0 | 0 | 0 | 0 | 0 | 0 | 0 | 0 | 0 | 0 | 0 | 0 | 0 | 0 | 0 | 0 | 0 | 0 | 0 | 0 | 0.1 | 0.1 | 0.1 | 0.1 | 0.1 | 0.1 | 0.2 | 0.2 | 0.2 | 0.2 | 0.2 | 0.3 | 0.3 | 0.3 | 0.3 | 0.4 | 0.4 | 0.4 | 0.5 | 0.5 | 0 | 0 | 0 | 0 | 0 | 0 | 0 | 0 | 0 | 0 | 0 | 0 | 0 | 0 | 0.1 | 0.1 | 0.1 | 0.1 | 0.1 | 0.1 | 0.1 | 0.1 | 0.1 | 0.1 | 0.1 | 0.2 | 0.2 | 0.2 | 0.2 | 0.2
PSS | MOCHDRE T1 | 0 | 0 | 0 | 0 | 0 | 0 | 0 | 0 | 0 | 0 | 0 | 0 | 0 | 0 | 0 | 0 | 0 | 0 | 0 | 0 | 0 | 0 | 0 | 0 | 0 | 0 | 0 | 0 | 0 | 0 | 0 | 0 | 0 | 0 | 0 | 0 | 0 | 0 | 0 | 0 | 0 | 0 | 0 | 0 | 0 | 0 | 0 | 0 | 0 | 0 | 0 | 0 | 0 | 0 | 0.1 | 0.1 | 0.1 | 0.1 | 0.1 | 0.1 | 0 | 0 | 0 | 0 | 0 | 0 | 0 | 0 | 0 | 0 | 0 | 0 | 0 | 0 | 0 | 0 | 0 | 0 | 0 | 0 | 0 | 0 | 0 | 0 | 0 | 0 | 0 | 0 | 0 | 0 | 0 | 0 | 0 | 0 | 0 | 0 | 0 | 0 | 0 | 0 | 0 | 0 | 0 | 0 | 0 | 0 | 0 | 0 | 0 | 0 | 0 | 0.1 | 0.1 | 0.1 | 0.1 | 0.1 | 0.1 | 0.1 | 0.1 | 0.1 | 0 | 0 | 0 | 0 | 0 | 0 | 0 | 0 | 0 | 0 | 0 | 0 | 0 | 0 | 0 | 0 | 0 | 0 | 0 | 0 | 0 | 0 | 0 | 0 | 0 | 0 | 0 | 0 | 0 | 0
PSS | MONA T1 | 0 | 0 | 0 | 0 | 0 | 0 | 0 | 0 | 0 | 0 | 0 | 0 | 0 | 0 | 0 | 0 | 0 | 0 | 0 | 0 | 0 | 0 | 0 | 0 | 0 | 0 | 0 | 0 | 0 | 0 | 0 | 0 | 0 | 0 | 0 | 0 | 0 | 0 | 0 | 0 | 0 | 0.1 | 0.1 | 0.1 | 0.1 | 0.1 | 0.1 | 0.1 | 0.2 | 0.2 | 0.2 | 0.2 | 0.2 | 0.3 | 0.3 | 0.3 | 0.3 | 0.4 | 0.4 | 0.4 | 0 | 0 | 0 | 0 | 0 | 0 | 0 | 0 | 0 | 0 | 0 | 0 | 0 | 0 | 0 | 0 | 0 | 0 | 0 | 0 | 0 | 0 | 0 | 0 | 0 | 0 | 0 | 0 | 0 | 0 | 0 | 0 | 0 | 0 | 0 | 0 | 0 | 0 | 0 | 0 | 0.1 | 0.1 | 0.1 | 0.1 | 0.1 | 0.1 | 0.2 | 0.2 | 0.2 | 0.2 | 0.2 | 0.3 | 0.3 | 0.3 | 0.3 | 0.4 | 0.4 | 0.4 | 0.5 | 0.5 | 0 | 0 | 0 | 0 | 0 | 0 | 0 | 0 | 0 | 0 | 0 | 0 | 0 | 0 | 0.1 | 0.1 | 0.1 | 0.1 | 0.1 | 0.1 | 0.1 | 0.1 | 0.1 | 0.1 | 0.1 | 0.2 | 0.2 | 0.2 | 0.2 | 0.2
PSS | MONSANTO T1 | 0 | 0 | 0 | 0 | 0 | 0 | 0 | 0 | 0 | 0 | 0 | 0 | 0 | 0 | 0 | 0 | 0 | 0 | 0 | 0 | 0 | 0 | 0 | 0 | 0 | 0 | 0 | 0 | 0 | 0 | 0 | 0 | 0 | 0 | 0 | 0 | 0 | 0 | 0 | 0 | 0 | 0 | 0.1 | 0.1 | 0.1 | 0.1 | 0.1 | 0.1 | 0.1 | 0.2 | 0.2 | 0.2 | 0.2 | 0.2 | 0.3 | 0.3 | 0.3 | 0.3 | 0.4 | 0.4 | 0 | 0 | 0 | 0 | 0 | 0 | 0 | 0 | 0 | 0 | 0 | 0 | 0 | 0 | 0 | 0 | 0 | 0 | 0 | 0 | 0 | 0 | 0 | 0 | 0 | 0 | 0 | 0 | 0 | 0 | 0 | 0 | 0 | 0 | 0 | 0 | 0 | 0 | 0 | 0 | 0.1 | 0.1 | 0.1 | 0.1 | 0.1 | 0.1 | 0.1 | 0.2 | 0.2 | 0.2 | 0.2 | 0.2 | 0.3 | 0.3 | 0.3 | 0.3 | 0.3 | 0.4 | 0.4 | 0.4 | 0 | 0 | 0 | 0 | 0 | 0 | 0 | 0 | 0 | 0 | 0 | 0 | 0 | 0 | 0 | 0.1 | 0.1 | 0.1 | 0.1 | 0.1 | 0.1 | 0.1 | 0.1 | 0.1 | 0.1 | 0.1 | 0.2 | 0.2 | 0.2 | 0.2
PSS | MORDA T1 | 0 | 0 | 0 | 0 | 0 | 0 | 0 | 0 | 0 | 0 | 0 | 0 | 0 | 0 | 0 | 0 | 0 | 0 | 0 | 0 | 0 | 0 | 0 | 0 | 0 | 0 | 0 | 0 | 0 | 0 | 0 | 0 | 0 | 0 | 0 | 0 | 0 | 0 | 0.1 | 0.1 | 0.1 | 0.1 | 0.1 | 0.1 | 0.2 | 0.2 | 0.2 | 0.2 | 0.3 | 0.3 | 0.3 | 0.4 | 0.4 | 0.4 | 0.5 | 0.5 | 0.5 | 0.6 | 0.6 | 0.7 | 0 | 0 | 0 | 0 | 0 | 0 | 0 | 0 | 0 | 0 | 0 | 0 | 0 | 0 | 0 | 0 | 0 | 0 | 0 | 0 | 0 | 0 | 0 | 0 | 0 | 0 | 0 | 0.1 | 0.1 | 0.1 | 0 | 0 | 0 | 0 | 0 | 0 | 0 | 0.1 | 0.1 | 0.1 | 0.1 | 0.1 | 0.1 | 0.2 | 0.2 | 0.2 | 0.2 | 0.3 | 0.3 | 0.3 | 0.4 | 0.4 | 0.5 | 0.5 | 0.5 | 0.6 | 0.6 | 0.7 | 0.7 | 0.8 | 0 | 0 | 0 | 0 | 0 | 0 | 0 | 0 | 0 | 0 | 0 | 0.1 | 0.1 | 0.1 | 0.1 | 0.1 | 0.1 | 0.1 | 0.1 | 0.1 | 0.2 | 0.2 | 0.2 | 0.2 | 0.2 | 0.3 | 0.3 | 0.3 | 0.4 | 0.4
PSS | MORGANITE CERAMICS T1 / PLYMYARD T2 | 0 | 0 | 0 | 0 | 0 | 0 | 0 | 0 | 0 | 0 | 0 | 0 | 0 | 0 | 0 | 0 | 0 | 0 | 0 | 0 | 0 | 0 | 0 | 0 | 0 | 0 | 0 | 0 | 0 | 0 | 0 | 0 | 0 | 0 | 0 | 0 | 0.1 | 0.1 | 0.1 | 0.2 | 0.2 | 0.2 | 0.3 | 0.3 | 0.4 | 0.4 | 0.4 | 0.5 | 0.5 | 0.6 | 0.7 | 0.7 | 0.8 | 0.9 | 0.9 | 1 | 1.1 | 1.2 | 1.3 | 1.3 | 0 | 0 | 0 | 0 | 0 | 0 | 0 | 0 | 0 | 0 | 0 | 0.1 | 0.1 | 0.1 | 0.1 | 0.2 | 0.2 | 0.2 | 0.2 | 0.2 | 0.3 | 0.3 | 0.3 | 0.3 | 0.3 | 0.4 | 0.4 | 0.4 | 0.4 | 0.5 | 0 | 0 | 0 | 0 | 0 | 0.1 | 0.1 | 0.1 | 0.1 | 0.2 | 0.2 | 0.2 | 0.3 | 0.3 | 0.4 | 0.4 | 0.5 | 0.5 | 0.6 | 0.7 | 0.8 | 0.8 | 0.9 | 1 | 1.1 | 1.1 | 1.2 | 1.3 | 1.4 | 1.5 | 0 | 0 | 0 | 0 | 0 | 0 | 0 | 0 | 0.1 | 0.1 | 0.1 | 0.2 | 0.2 | 0.2 | 0.2 | 0.3 | 0.3 | 0.3 | 0.4 | 0.4 | 0.5 | 0.5 | 0.5 | 0.6 | 0.6 | 0.7 | 0.7 | 0.8 | 0.8 | 0.9
PSS | MORRISONS T1 | 0 | 0 | 0 | 0 | 0 | 0 | 0 | 0 | 0 | 0 | 0 | 0 | 0 | 0 | 0 | 0 | 0 | 0 | 0 | 0 | 0 | 0 | 0 | 0 | 0 | 0 | 0 | 0 | 0 | 0 | 0 | 0 | 0 | 0 | 0 | 0 | 0 | 0 | 0 | 0 | 0 | 0 | 0 | 0 | 0.1 | 0.1 | 0.1 | 0.1 | 0.1 | 0.1 | 0.1 | 0.1 | 0.1 | 0.1 | 0.1 | 0.2 | 0.2 | 0.2 | 0.2 | 0.2 | 0 | 0 | 0 | 0 | 0 | 0 | 0 | 0 | 0 | 0 | 0 | 0 | 0 | 0 | 0 | 0 | 0 | 0 | 0 | 0 | 0 | 0 | 0 | 0 | 0 | 0 | 0 | 0 | 0 | 0 | 0 | 0 | 0 | 0 | 0 | 0 | 0 | 0 | 0 | 0 | 0 | 0 | 0 | 0 | 0.1 | 0.1 | 0.1 | 0.1 | 0.1 | 0.1 | 0.1 | 0.1 | 0.1 | 0.1 | 0.2 | 0.2 | 0.2 | 0.2 | 0.2 | 0.2 | 0 | 0 | 0 | 0 | 0 | 0 | 0 | 0 | 0 | 0 | 0 | 0 | 0 | 0 | 0 | 0 | 0 | 0 | 0 | 0 | 0 | 0.1 | 0.1 | 0.1 | 0.1 | 0.1 | 0.1 | 0.1 | 0.1 | 0.1
PSS | NANT-Y-GAMAR T1 | 0 | 0 | 0 | 0 | 0 | 0 | 0 | 0 | 0 | 0 | 0 | 0 | 0 | 0 | 0 | 0 | 0 | 0 | 0 | 0 | 0 | 0 | 0 | 0 | 0 | 0 | 0 | 0 | 0 | 0 | 0 | 0 | 0 | 0 | 0 | 0 | 0.1 | 0.1 | 0.1 | 0.1 | 0.1 | 0.2 | 0.2 | 0.2 | 0.2 | 0.3 | 0.3 | 0.3 | 0.4 | 0.4 | 0.5 | 0.5 | 0.6 | 0.6 | 0.7 | 0.7 | 0.8 | 0.9 | 0.9 | 1 | 0 | 0 | 0 | 0 | 0 | 0 | 0 | 0 | 0 | 0 | 0 | 0 | 0 | 0 | 0 | 0 | 0 | 0 | 0.1 | 0.1 | 0.1 | 0.1 | 0.1 | 0.2 | 0.2 | 0.2 | 0.2 | 0.2 | 0.3 | 0.3 | 0 | 0 | 0 | 0 | 0 | 0 | 0.1 | 0.1 | 0.1 | 0.1 | 0.1 | 0.2 | 0.2 | 0.2 | 0.3 | 0.3 | 0.3 | 0.4 | 0.4 | 0.5 | 0.5 | 0.6 | 0.7 | 0.7 | 0.8 | 0.8 | 0.9 | 1 | 1 | 1.1 | 0 | 0 | 0 | 0 | 0 | 0 | 0 | 0 | 0 | 0.1 | 0.1 | 0.1 | 0.1 | 0.1 | 0.1 | 0.1 | 0.2 | 0.2 | 0.2 | 0.3 | 0.3 | 0.3 | 0.4 | 0.4 | 0.4 | 0.5 | 0.5 | 0.6 | 0.6 | 0.6
PSS | NANTWICH T1 | 0 | 0 | 0 | 0 | 0 | 0 | 0 | 0 | 0 | 0 | 0 | 0 | 0 | 0 | 0 | 0 | 0 | 0 | 0 | 0 | 0 | 0 | 0 | 0 | 0 | 0 | 0 | 0 | 0 | 0 | 0 | 0 | 0 | 0 | 0 | 0 | 0.1 | 0.1 | 0.1 | 0.1 | 0.1 | 0.2 | 0.2 | 0.2 | 0.3 | 0.3 | 0.4 | 0.4 | 0.4 | 0.5 | 0.5 | 0.6 | 0.7 | 0.7 | 0.8 | 0.8 | 0.9 | 1 | 1 | 1.1 | 0 | 0 | 0 | 0 | 0 | 0 | 0 | 0 | 0 | 0 | 0 | 0 | 0 | 0 | 0.1 | 0.1 | 0.1 | 0.1 | 0.1 | 0.2 | 0.2 | 0.2 | 0.2 | 0.2 | 0.3 | 0.3 | 0.3 | 0.3 | 0.4 | 0.4 | 0 | 0 | 0 | 0 | 0 | 0.1 | 0.1 | 0.1 | 0.1 | 0.1 | 0.2 | 0.2 | 0.2 | 0.3 | 0.3 | 0.4 | 0.4 | 0.5 | 0.5 | 0.6 | 0.6 | 0.7 | 0.8 | 0.8 | 0.9 | 1 | 1.1 | 1.2 | 1.2 | 1.3 | 0 | 0 | 0 | 0 | 0 | 0 | 0 | 0 | 0 | 0.1 | 0.1 | 0.1 | 0.1 | 0.1 | 0.2 | 0.2 | 0.2 | 0.3 | 0.3 | 0.3 | 0.4 | 0.4 | 0.4 | 0.5 | 0.5 | 0.6 | 0.6 | 0.7 | 0.7 | 0.7
PSS | NEVILL ST T1 / OCEAN PLAZA T1 / YORK RD T1 | 0 | 0 | 0 | 0 | 0 | 0 | 0 | 0 | 0 | 0 | 0 | 0 | 0 | 0 | 0 | 0 | 0 | 0 | 0 | 0 | 0 | 0 | 0 | 0 | 0 | 0 | 0 | 0 | 0 | 0 | 0 | 0 | 0 | 0 | 0 | 0 | 0 | 0 | 0 | 0 | 0 | 0 | 0.1 | 0.1 | 0.1 | 0.1 | 0.1 | 0.1 | 0.1 | 0.1 | 0.2 | 0.2 | 0.2 | 0.2 | 0.2 | 0.3 | 0.3 | 0.3 | 0.3 | 0.4 | 0 | 0 | 0 | 0 | 0 | 0 | 0 | 0 | 0 | 0 | 0 | 0 | 0 | 0 | 0 | 0 | 0 | 0 | 0 | 0 | 0 | 0 | 0 | 0 | 0 | 0 | 0 | 0 | 0 | 0 | 0 | 0 | 0 | 0 | 0 | 0 | 0 | 0 | 0 | 0 | 0.1 | 0.1 | 0.1 | 0.1 | 0.1 | 0.1 | 0.1 | 0.1 | 0.2 | 0.2 | 0.2 | 0.2 | 0.2 | 0.3 | 0.3 | 0.3 | 0.3 | 0.4 | 0.4 | 0.4 | 0 | 0 | 0 | 0 | 0 | 0 | 0 | 0 | 0 | 0 | 0 | 0 | 0 | 0 | 0 | 0 | 0.1 | 0.1 | 0.1 | 0.1 | 0.1 | 0.1 | 0.1 | 0.1 | 0.1 | 0.1 | 0.1 | 0.2 | 0.2 | 0.2
PSS | NEW BRIGHTON T1 / SEAVIEW RD T2 / WALLASEY T1 / WALLASEY VILLAGE T1 | 0 | 0 | 0 | 0 | 0.1 | 0.1 | 0.1 | 0.1 | 0.1 | 0.2 | 0.2 | 0.2 | 0.2 | 0.3 | 0.3 | 0.3 | 0.3 | 0.4 | 0.4 | 0.4 | 0.5 | 0.5 | 0.5 | 0.6 | 0.6 | 0.7 | 0.7 | 0.8 | 0.8 | 0.9 | 0 | 0 | 0 | 0.1 | 0.1 | 0.1 | 0.2 | 0.3 | 0.3 | 0.4 | 0.5 | 0.6 | 0.7 | 0.8 | 1 | 1.1 | 1.2 | 1.4 | 1.6 | 1.7 | 1.9 | 2.1 | 2.3 | 2.5 | 2.7 | 3 | 3.2 | 3.5 | 3.7 | 4 | 0 | 0 | 0 | 0 | 0.1 | 0.1 | 0.1 | 0.1 | 0.1 | 0.2 | 0.2 | 0.2 | 0.3 | 0.3 | 0.4 | 0.4 | 0.5 | 0.5 | 0.6 | 0.6 | 0.7 | 0.7 | 0.8 | 0.8 | 0.9 | 1 | 1 | 1.1 | 1.2 | 1.2 | 0 | 0 | 0 | 0.1 | 0.1 | 0.2 | 0.2 | 0.3 | 0.4 | 0.5 | 0.6 | 0.7 | 0.8 | 1 | 1.1 | 1.3 | 1.4 | 1.6 | 1.8 | 2 | 2.2 | 2.4 | 2.7 | 2.9 | 3.2 | 3.4 | 3.7 | 4 | 4.3 | 4.6 | 0 | 0 | 0 | 0.1 | 0.1 | 0.1 | 0.1 | 0.2 | 0.2 | 0.3 | 0.4 | 0.4 | 0.5 | 0.6 | 0.7 | 0.8 | 0.8 | 0.9 | 1.1 | 1.2 | 1.3 | 1.4 | 1.5 | 1.7 | 1.8 | 2 | 2.1 | 2.3 | 2.4 | 2.6
PSS | NEWHALL T1 / NEWHALL T2 | 0 | 0 | 0 | 0 | 0 | 0 | 0 | 0 | 0 | 0 | 0 | 0 | 0 | 0 | 0 | 0 | 0 | 0 | 0 | 0 | 0 | 0 | 0 | 0 | 0 | 0 | 0 | 0 | 0 | 0 | 0 | 0 | 0 | 0 | 0 | 0 | 0 | 0 | 0 | 0 | 0 | 0 | 0 | 0 | 0.1 | 0.1 | 0.1 | 0.1 | 0.1 | 0.1 | 0.1 | 0.1 | 0.1 | 0.1 | 0.2 | 0.2 | 0.2 | 0.2 | 0.2 | 0.2 | 0 | 0 | 0 | 0 | 0 | 0 | 0 | 0 | 0 | 0 | 0 | 0 | 0 | 0 | 0 | 0 | 0 | 0 | 0 | 0 | 0 | 0 | 0 | 0 | 0 | 0 | 0 | 0 | 0 | 0 | 0 | 0 | 0 | 0 | 0 | 0 | 0 | 0 | 0 | 0 | 0 | 0 | 0 | 0.1 | 0.1 | 0.1 | 0.1 | 0.1 | 0.1 | 0.1 | 0.1 | 0.1 | 0.2 | 0.2 | 0.2 | 0.2 | 0.2 | 0.2 | 0.3 | 0.3 | 0 | 0 | 0 | 0 | 0 | 0 | 0 | 0 | 0 | 0 | 0 | 0 | 0 | 0 | 0 | 0 | 0 | 0 | 0 | 0 | 0.1 | 0.1 | 0.1 | 0.1 | 0.1 | 0.1 | 0.1 | 0.1 | 0.1 | 0.1
PSS | NORTH WALES PAPER T1 / NORTH WALES PAPER T2 / WOODFIELD AVE T1 | 0 | 0 | 0 | 0 | 0 | 0 | 0 | 0 | 0 | 0 | 0 | 0 | 0 | 0 | 0 | 0 | 0 | 0 | 0 | 0 | 0 | 0 | 0 | 0 | 0 | 0 | 0 | 0 | 0 | 0 | 0 | 0 | 0 | 0 | 0 | 0 | 0.1 | 0.1 | 0.1 | 0.1 | 0.1 | 0.1 | 0.2 | 0.2 | 0.2 | 0.3 | 0.3 | 0.3 | 0.4 | 0.4 | 0.4 | 0.5 | 0.5 | 0.6 | 0.6 | 0.7 | 0.8 | 0.8 | 0.9 | 0.9 | 0 | 0 | 0 | 0 | 0 | 0 | 0 | 0 | 0 | 0 | 0 | 0 | 0 | 0 | 0 | 0 | 0 | 0 | 0 | 0.1 | 0.1 | 0.1 | 0.1 | 0.1 | 0.2 | 0.2 | 0.2 | 0.2 | 0.2 | 0.3 | 0 | 0 | 0 | 0 | 0 | 0 | 0.1 | 0.1 | 0.1 | 0.1 | 0.1 | 0.2 | 0.2 | 0.2 | 0.3 | 0.3 | 0.3 | 0.4 | 0.4 | 0.5 | 0.5 | 0.6 | 0.6 | 0.7 | 0.7 | 0.8 | 0.9 | 0.9 | 1 | 1.1 | 0 | 0 | 0 | 0 | 0 | 0 | 0 | 0 | 0 | 0.1 | 0.1 | 0.1 | 0.1 | 0.1 | 0.1 | 0.1 | 0.1 | 0.2 | 0.2 | 0.2 | 0.3 | 0.3 | 0.3 | 0.4 | 0.4 | 0.4 | 0.5 | 0.5 | 0.6 | 0.6
PSS | NORTH WEST WATER CAMPUS T1 / NORTH WEST WATER CAMPUS T2 / OMEGA T1 / OMEGA T2 / ORION BOULEVARD T1 | 0 | 0 | 0 | 0 | 0 | 0 | 0 | 0 | 0 | 0 | 0 | 0 | 0 | 0 | 0 | 0 | 0 | 0 | 0 | 0 | 0 | 0 | 0 | 0 | 0 | 0 | 0 | 0 | 0 | 0 | 0 | 0 | 0 | 0 | 0 | 0 | 0 | 0 | 0.1 | 0.1 | 0.1 | 0.1 | 0.1 | 0.1 | 0.2 | 0.2 | 0.2 | 0.2 | 0.3 | 0.3 | 0.3 | 0.4 | 0.4 | 0.4 | 0.5 | 0.5 | 0.6 | 0.6 | 0.6 | 0.7 | 0 | 0 | 0 | 0 | 0 | 0 | 0 | 0 | 0 | 0 | 0 | 0 | 0 | 0 | 0 | 0 | 0 | 0 | 0 | 0 | 0 | 0 | 0 | 0 | 0 | 0 | 0 | 0.1 | 0.1 | 0.1 | 0 | 0 | 0 | 0 | 0 | 0 | 0 | 0.1 | 0.1 | 0.1 | 0.1 | 0.1 | 0.1 | 0.2 | 0.2 | 0.2 | 0.2 | 0.3 | 0.3 | 0.3 | 0.4 | 0.4 | 0.5 | 0.5 | 0.5 | 0.6 | 0.6 | 0.7 | 0.7 | 0.8 | 0 | 0 | 0 | 0 | 0 | 0 | 0 | 0 | 0 | 0 | 0 | 0.1 | 0.1 | 0.1 | 0.1 | 0.1 | 0.1 | 0.1 | 0.1 | 0.1 | 0.2 | 0.2 | 0.2 | 0.2 | 0.2 | 0.3 | 0.3 | 0.3 | 0.4 | 0.4
PSS | NWF T1 | 0 | 0 | 0 | 0 | 0 | 0 | 0 | 0 | 0 | 0 | 0 | 0 | 0 | 0 | 0 | 0 | 0 | 0 | 0 | 0 | 0 | 0 | 0 | 0 | 0 | 0 | 0 | 0 | 0 | 0 | 0 | 0 | 0 | 0 | 0 | 0 | 0 | 0 | 0 | 0 | 0 | 0 | 0.1 | 0.1 | 0.1 | 0.1 | 0.1 | 0.1 | 0.1 | 0.1 | 0.2 | 0.2 | 0.2 | 0.2 | 0.2 | 0.3 | 0.3 | 0.3 | 0.3 | 0.4 | 0 | 0 | 0 | 0 | 0 | 0 | 0 | 0 | 0 | 0 | 0 | 0 | 0 | 0 | 0 | 0 | 0 | 0 | 0 | 0 | 0 | 0 | 0 | 0 | 0 | 0 | 0 | 0 | 0 | 0 | 0 | 0 | 0 | 0 | 0 | 0 | 0 | 0 | 0 | 0 | 0.1 | 0.1 | 0.1 | 0.1 | 0.1 | 0.1 | 0.1 | 0.1 | 0.2 | 0.2 | 0.2 | 0.2 | 0.2 | 0.3 | 0.3 | 0.3 | 0.3 | 0.4 | 0.4 | 0.4 | 0 | 0 | 0 | 0 | 0 | 0 | 0 | 0 | 0 | 0 | 0 | 0 | 0 | 0 | 0 | 0 | 0.1 | 0.1 | 0.1 | 0.1 | 0.1 | 0.1 | 0.1 | 0.1 | 0.1 | 0.1 | 0.1 | 0.2 | 0.2 | 0.2
PSS | OPTICAL FIBRES T1 / SHOTWICK T1 / WALBRO T1 | 0 | 0 | 0 | 0 | 0 | 0 | 0 | 0 | 0 | 0 | 0 | 0 | 0 | 0 | 0 | 0 | 0 | 0 | 0 | 0 | 0 | 0 | 0 | 0 | 0 | 0 | 0 | 0 | 0 | 0 | 0 | 0 | 0 | 0 | 0 | 0 | 0 | 0 | 0 | 0 | 0 | 0 | 0 | 0 | 0 | 0 | 0 | 0 | 0 | 0 | 0 | 0 | 0 | 0 | 0 | 0 | 0 | 0 | 0 | 0 | 0 | 0 | 0 | 0 | 0 | 0 | 0 | 0 | 0 | 0 | 0 | 0 | 0 | 0 | 0 | 0 | 0 | 0 | 0 | 0 | 0 | 0 | 0 | 0 | 0 | 0 | 0 | 0 | 0 | 0 | 0 | 0 | 0 | 0 | 0 | 0 | 0 | 0 | 0 | 0 | 0 | 0 | 0 | 0 | 0 | 0 | 0 | 0 | 0 | 0 | 0 | 0 | 0 | 0 | 0 | 0 | 0 | 0 | 0 | 0 | 0 | 0 | 0 | 0 | 0 | 0 | 0 | 0 | 0 | 0 | 0 | 0 | 0 | 0 | 0 | 0 | 0 | 0 | 0 | 0 | 0 | 0 | 0 | 0 | 0 | 0 | 0 | 0 | 0 | 0
PSS | ORB CL T1 / STONEBRIDGE LA T1 / STONEBRIDGE LA T2 | 0 | 0 | 0 | 0 | 0 | 0 | 0 | 0 | 0 | 0 | 0 | 0 | 0 | 0 | 0 | 0 | 0 | 0 | 0 | 0 | 0 | 0 | 0 | 0 | 0 | 0 | 0 | 0 | 0 | 0 | 0 | 0 | 0 | 0 | 0 | 0 | 0 | 0 | 0.1 | 0.1 | 0.1 | 0.1 | 0.1 | 0.1 | 0.2 | 0.2 | 0.2 | 0.2 | 0.3 | 0.3 | 0.3 | 0.4 | 0.4 | 0.4 | 0.5 | 0.5 | 0.6 | 0.6 | 0.6 | 0.7 | 0 | 0 | 0 | 0 | 0 | 0 | 0 | 0 | 0 | 0 | 0 | 0 | 0 | 0 | 0 | 0 | 0 | 0 | 0 | 0 | 0 | 0 | 0 | 0 | 0 | 0 | 0 | 0.1 | 0.1 | 0.1 | 0 | 0 | 0 | 0 | 0 | 0 | 0 | 0.1 | 0.1 | 0.1 | 0.1 | 0.1 | 0.1 | 0.2 | 0.2 | 0.2 | 0.2 | 0.3 | 0.3 | 0.3 | 0.4 | 0.4 | 0.5 | 0.5 | 0.5 | 0.6 | 0.6 | 0.7 | 0.7 | 0.8 | 0 | 0 | 0 | 0 | 0 | 0 | 0 | 0 | 0 | 0 | 0 | 0.1 | 0.1 | 0.1 | 0.1 | 0.1 | 0.1 | 0.1 | 0.1 | 0.1 | 0.2 | 0.2 | 0.2 | 0.2 | 0.2 | 0.3 | 0.3 | 0.3 | 0.4 | 0.4
PSS | ORFORD T1 / PADGATE T1 | 0 | 0 | 0 | 0 | 0.1 | 0.1 | 0.1 | 0.1 | 0.1 | 0.2 | 0.2 | 0.2 | 0.2 | 0.3 | 0.3 | 0.3 | 0.3 | 0.4 | 0.4 | 0.4 | 0.5 | 0.5 | 0.5 | 0.6 | 0.6 | 0.7 | 0.7 | 0.8 | 0.8 | 0.9 | 0 | 0 | 0 | 0.1 | 0.1 | 0.1 | 0.2 | 0.2 | 0.3 | 0.4 | 0.4 | 0.5 | 0.6 | 0.7 | 0.8 | 1 | 1.1 | 1.2 | 1.4 | 1.5 | 1.7 | 1.9 | 2 | 2.2 | 2.4 | 2.6 | 2.9 | 3.1 | 3.3 | 3.5 | 0 | 0 | 0 | 0 | 0.1 | 0.1 | 0.1 | 0.1 | 0.1 | 0.2 | 0.2 | 0.2 | 0.3 | 0.3 | 0.4 | 0.4 | 0.4 | 0.5 | 0.5 | 0.6 | 0.6 | 0.7 | 0.7 | 0.7 | 0.8 | 0.9 | 0.9 | 1 | 1.1 | 1.1 | 0 | 0 | 0 | 0.1 | 0.1 | 0.2 | 0.2 | 0.3 | 0.3 | 0.4 | 0.5 | 0.6 | 0.7 | 0.9 | 1 | 1.1 | 1.3 | 1.4 | 1.6 | 1.8 | 2 | 2.2 | 2.4 | 2.6 | 2.8 | 3.1 | 3.3 | 3.6 | 3.9 | 4.2 | 0 | 0 | 0 | 0.1 | 0.1 | 0.1 | 0.1 | 0.2 | 0.2 | 0.3 | 0.3 | 0.4 | 0.4 | 0.5 | 0.6 | 0.7 | 0.8 | 0.9 | 0.9 | 1 | 1.2 | 1.3 | 1.4 | 1.5 | 1.6 | 1.8 | 1.9 | 2 | 2.2 | 2.3
PSS | OTIS ELEVATOR T1 / ST IVEL FOODS T1 | 0 | 0 | 0 | 0 | 0 | 0 | 0 | 0 | 0 | 0 | 0 | 0 | 0 | 0 | 0 | 0 | 0 | 0 | 0 | 0 | 0 | 0 | 0 | 0 | 0 | 0 | 0 | 0 | 0 | 0 | 0 | 0 | 0 | 0 | 0 | 0 | 0 | 0 | 0 | 0 | 0 | 0 | 0 | 0 | 0 | 0 | 0 | 0 | 0 | 0 | 0 | 0 | 0 | 0 | 0 | 0 | 0 | 0 | 0 | 0 | 0 | 0 | 0 | 0 | 0 | 0 | 0 | 0 | 0 | 0 | 0 | 0 | 0 | 0 | 0 | 0 | 0 | 0 | 0 | 0 | 0 | 0 | 0 | 0 | 0 | 0 | 0 | 0 | 0 | 0 | 0 | 0 | 0 | 0 | 0 | 0 | 0 | 0 | 0 | 0 | 0 | 0 | 0 | 0 | 0 | 0 | 0 | 0 | 0 | 0 | 0 | 0 | 0 | 0 | 0 | 0 | 0 | 0 | 0 | 0 | 0 | 0 | 0 | 0 | 0 | 0 | 0 | 0 | 0 | 0 | 0 | 0 | 0 | 0 | 0 | 0 | 0 | 0 | 0 | 0 | 0 | 0 | 0 | 0 | 0 | 0 | 0 | 0 | 0 | 0
PSS | OVERTON T1 | 0 | 0 | 0 | 0 | 0 | 0 | 0 | 0 | 0 | 0 | 0 | 0 | 0 | 0 | 0 | 0 | 0 | 0 | 0 | 0 | 0 | 0 | 0 | 0 | 0 | 0 | 0 | 0 | 0 | 0 | 0 | 0 | 0 | 0 | 0 | 0 | 0 | 0 | 0 | 0.1 | 0.1 | 0.1 | 0.1 | 0.1 | 0.1 | 0.2 | 0.2 | 0.2 | 0.2 | 0.3 | 0.3 | 0.3 | 0.3 | 0.4 | 0.4 | 0.4 | 0.5 | 0.5 | 0.5 | 0.6 | 0 | 0 | 0 | 0 | 0 | 0 | 0 | 0 | 0 | 0 | 0 | 0 | 0 | 0 | 0 | 0 | 0 | 0 | 0 | 0 | 0 | 0 | 0 | 0 | 0 | 0 | 0 | 0 | 0 | 0 | 0 | 0 | 0 | 0 | 0 | 0 | 0 | 0 | 0.1 | 0.1 | 0.1 | 0.1 | 0.1 | 0.2 | 0.2 | 0.2 | 0.2 | 0.3 | 0.3 | 0.3 | 0.3 | 0.4 | 0.4 | 0.4 | 0.5 | 0.5 | 0.6 | 0.6 | 0.7 | 0.7 | 0 | 0 | 0 | 0 | 0 | 0 | 0 | 0 | 0 | 0 | 0 | 0 | 0.1 | 0.1 | 0.1 | 0.1 | 0.1 | 0.1 | 0.1 | 0.1 | 0.1 | 0.2 | 0.2 | 0.2 | 0.2 | 0.2 | 0.2 | 0.3 | 0.3 | 0.3
PSS | PANDY T1 / PANDY T2 | 0 | 0 | 0 | 0 | 0 | 0 | 0 | 0 | 0 | 0 | 0 | 0 | 0 | 0 | 0 | 0 | 0 | 0 | 0 | 0 | 0 | 0 | 0 | 0 | 0 | 0 | 0 | 0 | 0 | 0 | 0 | 0 | 0 | 0 | 0 | 0.1 | 0.1 | 0.1 | 0.1 | 0.2 | 0.2 | 0.2 | 0.3 | 0.3 | 0.4 | 0.4 | 0.5 | 0.6 | 0.6 | 0.7 | 0.8 | 0.9 | 1 | 1.1 | 1.1 | 1.2 | 1.4 | 1.5 | 1.6 | 1.7 | 0 | 0 | 0 | 0 | 0 | 0 | 0 | 0 | 0.1 | 0.1 | 0.1 | 0.1 | 0.1 | 0.2 | 0.2 | 0.2 | 0.2 | 0.2 | 0.3 | 0.3 | 0.3 | 0.3 | 0.4 | 0.4 | 0.4 | 0.4 | 0.4 | 0.5 | 0.5 | 0.5 | 0 | 0 | 0 | 0 | 0 | 0.1 | 0.1 | 0.1 | 0.2 | 0.2 | 0.2 | 0.3 | 0.3 | 0.4 | 0.5 | 0.5 | 0.6 | 0.7 | 0.7 | 0.8 | 0.9 | 1 | 1.1 | 1.2 | 1.3 | 1.4 | 1.6 | 1.7 | 1.8 | 2 | 0 | 0 | 0 | 0 | 0 | 0 | 0 | 0.1 | 0.1 | 0.1 | 0.1 | 0.2 | 0.2 | 0.2 | 0.3 | 0.3 | 0.4 | 0.4 | 0.5 | 0.5 | 0.6 | 0.6 | 0.7 | 0.7 | 0.8 | 0.8 | 0.9 | 1 | 1 | 1.1
PSS | PARC CYBI T1 / PARC CYBI T2 | 0 | 0 | 0 | 0 | 0 | 0 | 0 | 0 | 0 | 0 | 0 | 0 | 0 | 0 | 0 | 0 | 0 | 0 | 0 | 0 | 0 | 0 | 0 | 0 | 0 | 0 | 0 | 0 | 0 | 0 | 0 | 0 | 0 | 0 | 0 | 0 | 0 | 0 | 0 | 0 | 0 | 0 | 0 | 0 | 0.1 | 0.1 | 0.1 | 0.1 | 0.1 | 0.1 | 0.1 | 0.1 | 0.1 | 0.1 | 0.2 | 0.2 | 0.2 | 0.2 | 0.2 | 0.2 | 0 | 0 | 0 | 0 | 0 | 0 | 0 | 0 | 0 | 0 | 0 | 0 | 0 | 0 | 0 | 0 | 0 | 0 | 0 | 0 | 0 | 0 | 0 | 0 | 0 | 0 | 0 | 0 | 0 | 0 | 0 | 0 | 0 | 0 | 0 | 0 | 0 | 0 | 0 | 0 | 0 | 0 | 0 | 0.1 | 0.1 | 0.1 | 0.1 | 0.1 | 0.1 | 0.1 | 0.1 | 0.1 | 0.2 | 0.2 | 0.2 | 0.2 | 0.2 | 0.2 | 0.3 | 0.3 | 0 | 0 | 0 | 0 | 0 | 0 | 0 | 0 | 0 | 0 | 0 | 0 | 0 | 0 | 0 | 0 | 0 | 0 | 0 | 0 | 0.1 | 0.1 | 0.1 | 0.1 | 0.1 | 0.1 | 0.1 | 0.1 | 0.1 | 0.1
PSS | PARC MENAI T1 | 0 | 0 | 0 | 0 | 0 | 0 | 0 | 0 | 0 | 0 | 0 | 0 | 0 | 0 | 0 | 0 | 0 | 0 | 0 | 0 | 0 | 0 | 0 | 0 | 0 | 0 | 0 | 0 | 0 | 0 | 0 | 0 | 0 | 0 | 0 | 0 | 0 | 0 | 0 | 0 | 0 | 0 | 0 | 0 | 0 | 0 | 0 | 0.1 | 0.1 | 0.1 | 0.1 | 0.1 | 0.1 | 0.1 | 0.1 | 0.1 | 0.1 | 0.1 | 0.1 | 0.2 | 0 | 0 | 0 | 0 | 0 | 0 | 0 | 0 | 0 | 0 | 0 | 0 | 0 | 0 | 0 | 0 | 0 | 0 | 0 | 0 | 0 | 0 | 0 | 0 | 0 | 0 | 0 | 0 | 0 | 0 | 0 | 0 | 0 | 0 | 0 | 0 | 0 | 0 | 0 | 0 | 0 | 0 | 0 | 0 | 0 | 0 | 0 | 0.1 | 0.1 | 0.1 | 0.1 | 0.1 | 0.1 | 0.1 | 0.1 | 0.1 | 0.1 | 0.2 | 0.2 | 0.2 | 0 | 0 | 0 | 0 | 0 | 0 | 0 | 0 | 0 | 0 | 0 | 0 | 0 | 0 | 0 | 0 | 0 | 0 | 0 | 0 | 0 | 0 | 0 | 0 | 0.1 | 0.1 | 0.1 | 0.1 | 0.1 | 0.1
PSS | PEBLIC MILLS T1 | 0 | 0 | 0 | 0 | 0 | 0 | 0 | 0 | 0 | 0 | 0 | 0 | 0 | 0 | 0 | 0 | 0 | 0 | 0 | 0 | 0 | 0 | 0 | 0 | 0 | 0 | 0 | 0 | 0 | 0 | 0 | 0 | 0 | 0 | 0 | 0 | 0 | 0 | 0 | 0 | 0 | 0 | 0.1 | 0.1 | 0.1 | 0.1 | 0.1 | 0.1 | 0.1 | 0.1 | 0.2 | 0.2 | 0.2 | 0.2 | 0.2 | 0.2 | 0.3 | 0.3 | 0.3 | 0.3 | 0 | 0 | 0 | 0 | 0 | 0 | 0 | 0 | 0 | 0 | 0 | 0 | 0 | 0 | 0 | 0 | 0 | 0 | 0 | 0 | 0 | 0 | 0 | 0 | 0 | 0 | 0 | 0 | 0 | 0 | 0 | 0 | 0 | 0 | 0 | 0 | 0 | 0 | 0 | 0 | 0 | 0.1 | 0.1 | 0.1 | 0.1 | 0.1 | 0.1 | 0.1 | 0.2 | 0.2 | 0.2 | 0.2 | 0.2 | 0.2 | 0.3 | 0.3 | 0.3 | 0.3 | 0.4 | 0.4 | 0 | 0 | 0 | 0 | 0 | 0 | 0 | 0 | 0 | 0 | 0 | 0 | 0 | 0 | 0 | 0 | 0.1 | 0.1 | 0.1 | 0.1 | 0.1 | 0.1 | 0.1 | 0.1 | 0.1 | 0.1 | 0.1 | 0.1 | 0.2 | 0.2
PSS | PEN-Y-GROES T1 | 0 | 0 | 0 | 0 | 0 | 0 | 0 | 0 | 0 | 0 | 0 | 0 | 0 | 0 | 0 | 0 | 0 | 0 | 0 | 0 | 0 | 0 | 0 | 0 | 0 | 0 | 0 | 0 | 0 | 0 | 0 | 0 | 0 | 0 | 0 | 0 | 0 | 0 | 0 | 0.1 | 0.1 | 0.1 | 0.1 | 0.1 | 0.1 | 0.2 | 0.2 | 0.2 | 0.2 | 0.3 | 0.3 | 0.3 | 0.4 | 0.4 | 0.4 | 0.5 | 0.5 | 0.6 | 0.6 | 0.6 | 0 | 0 | 0 | 0 | 0 | 0 | 0 | 0 | 0 | 0 | 0 | 0 | 0 | 0 | 0 | 0 | 0 | 0 | 0 | 0 | 0 | 0 | 0 | 0 | 0 | 0 | 0 | 0 | 0.1 | 0.1 | 0 | 0 | 0 | 0 | 0 | 0 | 0 | 0 | 0.1 | 0.1 | 0.1 | 0.1 | 0.1 | 0.2 | 0.2 | 0.2 | 0.2 | 0.3 | 0.3 | 0.3 | 0.4 | 0.4 | 0.4 | 0.5 | 0.5 | 0.6 | 0.6 | 0.7 | 0.7 | 0.8 | 0 | 0 | 0 | 0 | 0 | 0 | 0 | 0 | 0 | 0 | 0 | 0 | 0.1 | 0.1 | 0.1 | 0.1 | 0.1 | 0.1 | 0.1 | 0.1 | 0.1 | 0.2 | 0.2 | 0.2 | 0.2 | 0.2 | 0.3 | 0.3 | 0.3 | 0.4
PSS | PENMAENMAWR T1 | 0 | 0 | 0 | 0 | 0 | 0 | 0 | 0 | 0 | 0 | 0 | 0 | 0 | 0 | 0 | 0 | 0 | 0 | 0 | 0 | 0 | 0 | 0 | 0 | 0 | 0 | 0 | 0 | 0 | 0 | 0 | 0 | 0 | 0 | 0 | 0 | 0 | 0 | 0 | 0 | 0 | 0.1 | 0.1 | 0.1 | 0.1 | 0.1 | 0.1 | 0.1 | 0.2 | 0.2 | 0.2 | 0.2 | 0.3 | 0.3 | 0.3 | 0.3 | 0.4 | 0.4 | 0.4 | 0.4 | 0 | 0 | 0 | 0 | 0 | 0 | 0 | 0 | 0 | 0 | 0 | 0 | 0 | 0 | 0 | 0 | 0 | 0 | 0 | 0 | 0 | 0 | 0 | 0 | 0 | 0 | 0 | 0 | 0 | 0 | 0 | 0 | 0 | 0 | 0 | 0 | 0 | 0 | 0 | 0 | 0.1 | 0.1 | 0.1 | 0.1 | 0.1 | 0.1 | 0.2 | 0.2 | 0.2 | 0.2 | 0.2 | 0.3 | 0.3 | 0.3 | 0.4 | 0.4 | 0.4 | 0.4 | 0.5 | 0.5 | 0 | 0 | 0 | 0 | 0 | 0 | 0 | 0 | 0 | 0 | 0 | 0 | 0 | 0 | 0.1 | 0.1 | 0.1 | 0.1 | 0.1 | 0.1 | 0.1 | 0.1 | 0.1 | 0.1 | 0.2 | 0.2 | 0.2 | 0.2 | 0.2 | 0.2
PSS | PENTRAETH T1 | 0 | 0 | 0 | 0 | 0 | 0 | 0 | 0 | 0 | 0 | 0 | 0 | 0 | 0 | 0 | 0 | 0 | 0 | 0 | 0 | 0 | 0 | 0 | 0 | 0 | 0 | 0 | 0 | 0 | 0 | 0 | 0 | 0 | 0 | 0 | 0 | 0.1 | 0.1 | 0.1 | 0.1 | 0.1 | 0.2 | 0.2 | 0.2 | 0.3 | 0.3 | 0.3 | 0.4 | 0.4 | 0.5 | 0.5 | 0.6 | 0.6 | 0.7 | 0.8 | 0.8 | 0.9 | 1 | 1 | 1.1 | 0 | 0 | 0 | 0 | 0 | 0 | 0 | 0 | 0 | 0 | 0 | 0 | 0 | 0 | 0 | 0.1 | 0.1 | 0.1 | 0.1 | 0.1 | 0.2 | 0.2 | 0.2 | 0.2 | 0.2 | 0.3 | 0.3 | 0.3 | 0.3 | 0.3 | 0 | 0 | 0 | 0 | 0 | 0.1 | 0.1 | 0.1 | 0.1 | 0.1 | 0.2 | 0.2 | 0.2 | 0.3 | 0.3 | 0.4 | 0.4 | 0.4 | 0.5 | 0.6 | 0.6 | 0.7 | 0.7 | 0.8 | 0.9 | 1 | 1 | 1.1 | 1.2 | 1.3 | 0 | 0 | 0 | 0 | 0 | 0 | 0 | 0 | 0 | 0.1 | 0.1 | 0.1 | 0.1 | 0.1 | 0.2 | 0.2 | 0.2 | 0.2 | 0.3 | 0.3 | 0.4 | 0.4 | 0.4 | 0.5 | 0.5 | 0.5 | 0.6 | 0.6 | 0.7 | 0.7
PSS | PILKINGTONS HO T1 / SOMERFIELD DISTRIBUTION T1 / RAVENHEAD RETAIL PARK T1 | 0 | 0 | 0 | 0 | 0.1 | 0.1 | 0.1 | 0.1 | 0.1 | 0.2 | 0.2 | 0.2 | 0.2 | 0.3 | 0.3 | 0.3 | 0.3 | 0.4 | 0.4 | 0.4 | 0.4 | 0.5 | 0.5 | 0.6 | 0.6 | 0.7 | 0.7 | 0.7 | 0.8 | 0.8 | 0 | 0 | 0 | 0 | 0.1 | 0.1 | 0.1 | 0.1 | 0.2 | 0.2 | 0.3 | 0.3 | 0.4 | 0.4 | 0.5 | 0.6 | 0.6 | 0.7 | 0.8 | 0.9 | 1 | 1.1 | 1.2 | 1.3 | 1.4 | 1.5 | 1.7 | 1.8 | 1.9 | 2.1 | 0 | 0 | 0 | 0 | 0.1 | 0.1 | 0.1 | 0.1 | 0.1 | 0.2 | 0.2 | 0.2 | 0.2 | 0.3 | 0.3 | 0.3 | 0.3 | 0.3 | 0.4 | 0.4 | 0.4 | 0.4 | 0.5 | 0.5 | 0.5 | 0.6 | 0.6 | 0.6 | 0.7 | 0.7 | 0 | 0 | 0 | 0 | 0.1 | 0.1 | 0.1 | 0.2 | 0.2 | 0.2 | 0.3 | 0.4 | 0.4 | 0.5 | 0.6 | 0.7 | 0.7 | 0.8 | 0.9 | 1 | 1.1 | 1.3 | 1.4 | 1.5 | 1.6 | 1.8 | 1.9 | 2.1 | 2.2 | 2.4 | 0 | 0 | 0 | 0 | 0.1 | 0.1 | 0.1 | 0.1 | 0.2 | 0.2 | 0.2 | 0.3 | 0.3 | 0.3 | 0.4 | 0.4 | 0.5 | 0.5 | 0.6 | 0.6 | 0.7 | 0.8 | 0.8 | 0.9 | 1 | 1.1 | 1.1 | 1.2 | 1.3 | 1.4
PSS | PILKINGTONS T1 / PILKINGTONS T2 | 0 | 0 | 0 | 0 | 0 | 0 | 0 | 0 | 0 | 0 | 0 | 0 | 0 | 0 | 0 | 0 | 0 | 0 | 0 | 0 | 0 | 0 | 0 | 0 | 0 | 0 | 0 | 0 | 0 | 0 | 0 | 0 | 0 | 0 | 0 | 0 | 0 | 0 | 0 | 0 | 0 | 0.1 | 0.1 | 0.1 | 0.1 | 0.1 | 0.1 | 0.1 | 0.2 | 0.2 | 0.2 | 0.2 | 0.2 | 0.3 | 0.3 | 0.3 | 0.3 | 0.4 | 0.4 | 0.4 | 0 | 0 | 0 | 0 | 0 | 0 | 0 | 0 | 0 | 0 | 0 | 0 | 0 | 0 | 0 | 0 | 0 | 0 | 0 | 0 | 0 | 0 | 0 | 0 | 0 | 0 | 0 | 0 | 0 | 0 | 0 | 0 | 0 | 0 | 0 | 0 | 0 | 0 | 0 | 0 | 0.1 | 0.1 | 0.1 | 0.1 | 0.1 | 0.1 | 0.2 | 0.2 | 0.2 | 0.2 | 0.2 | 0.3 | 0.3 | 0.3 | 0.3 | 0.4 | 0.4 | 0.4 | 0.5 | 0.5 | 0 | 0 | 0 | 0 | 0 | 0 | 0 | 0 | 0 | 0 | 0 | 0 | 0 | 0 | 0.1 | 0.1 | 0.1 | 0.1 | 0.1 | 0.1 | 0.1 | 0.1 | 0.1 | 0.1 | 0.1 | 0.2 | 0.2 | 0.2 | 0.2 | 0.2
PSS | POINT OF AYR COLLIERY T1 | 0 | 0 | 0 | 0 | 0 | 0 | 0 | 0 | 0 | 0 | 0 | 0 | 0 | 0 | 0 | 0 | 0 | 0 | 0 | 0 | 0 | 0 | 0 | 0 | 0 | 0 | 0 | 0 | 0 | 0 | 0 | 0 | 0 | 0 | 0 | 0 | 0 | 0 | 0 | 0 | 0 | 0 | 0.1 | 0.1 | 0.1 | 0.1 | 0.1 | 0.1 | 0.1 | 0.1 | 0.2 | 0.2 | 0.2 | 0.2 | 0.2 | 0.3 | 0.3 | 0.3 | 0.3 | 0.4 | 0 | 0 | 0 | 0 | 0 | 0 | 0 | 0 | 0 | 0 | 0 | 0 | 0 | 0 | 0 | 0 | 0 | 0 | 0 | 0 | 0 | 0 | 0 | 0 | 0 | 0 | 0 | 0 | 0 | 0 | 0 | 0 | 0 | 0 | 0 | 0 | 0 | 0 | 0 | 0 | 0.1 | 0.1 | 0.1 | 0.1 | 0.1 | 0.1 | 0.1 | 0.1 | 0.2 | 0.2 | 0.2 | 0.2 | 0.2 | 0.3 | 0.3 | 0.3 | 0.3 | 0.4 | 0.4 | 0.4 | 0 | 0 | 0 | 0 | 0 | 0 | 0 | 0 | 0 | 0 | 0 | 0 | 0 | 0 | 0 | 0 | 0.1 | 0.1 | 0.1 | 0.1 | 0.1 | 0.1 | 0.1 | 0.1 | 0.1 | 0.1 | 0.1 | 0.2 | 0.2 | 0.2
PSS | PORTHMADOG T1 / PORTHMADOG T2 | 0 | 0 | 0 | 0 | 0 | 0 | 0 | 0 | 0 | 0 | 0 | 0 | 0 | 0 | 0 | 0 | 0 | 0 | 0 | 0 | 0 | 0 | 0 | 0 | 0 | 0 | 0 | 0 | 0 | 0 | 0 | 0 | 0 | 0 | 0 | 0 | 0 | 0 | 0 | 0 | 0.1 | 0.1 | 0.1 | 0.1 | 0.1 | 0.1 | 0.2 | 0.2 | 0.2 | 0.2 | 0.3 | 0.3 | 0.3 | 0.3 | 0.4 | 0.4 | 0.4 | 0.5 | 0.5 | 0.5 | 0 | 0 | 0 | 0 | 0 | 0 | 0 | 0 | 0 | 0 | 0 | 0 | 0 | 0 | 0 | 0 | 0 | 0 | 0 | 0 | 0 | 0 | 0 | 0 | 0 | 0 | 0 | 0 | 0 | 0 | 0 | 0 | 0 | 0 | 0 | 0 | 0 | 0 | 0.1 | 0.1 | 0.1 | 0.1 | 0.1 | 0.1 | 0.2 | 0.2 | 0.2 | 0.2 | 0.3 | 0.3 | 0.3 | 0.3 | 0.4 | 0.4 | 0.4 | 0.5 | 0.5 | 0.6 | 0.6 | 0.7 | 0 | 0 | 0 | 0 | 0 | 0 | 0 | 0 | 0 | 0 | 0 | 0 | 0 | 0.1 | 0.1 | 0.1 | 0.1 | 0.1 | 0.1 | 0.1 | 0.1 | 0.1 | 0.2 | 0.2 | 0.2 | 0.2 | 0.2 | 0.2 | 0.3 | 0.3
PSS | PREES T1 | 0 | 0 | 0 | 0 | 0 | 0 | 0 | 0 | 0 | 0 | 0 | 0 | 0 | 0 | 0 | 0 | 0 | 0 | 0 | 0 | 0 | 0 | 0 | 0 | 0 | 0 | 0 | 0 | 0 | 0 | 0 | 0 | 0 | 0 | 0 | 0 | 0 | 0 | 0 | 0.1 | 0.1 | 0.1 | 0.1 | 0.1 | 0.1 | 0.2 | 0.2 | 0.2 | 0.2 | 0.3 | 0.3 | 0.3 | 0.4 | 0.4 | 0.4 | 0.5 | 0.5 | 0.5 | 0.6 | 0.6 | 0 | 0 | 0 | 0 | 0 | 0 | 0 | 0 | 0 | 0 | 0 | 0 | 0 | 0 | 0 | 0 | 0 | 0 | 0 | 0 | 0 | 0 | 0 | 0 | 0 | 0 | 0 | 0 | 0 | 0 | 0 | 0 | 0 | 0 | 0 | 0 | 0 | 0 | 0.1 | 0.1 | 0.1 | 0.1 | 0.1 | 0.2 | 0.2 | 0.2 | 0.2 | 0.3 | 0.3 | 0.3 | 0.3 | 0.4 | 0.4 | 0.5 | 0.5 | 0.5 | 0.6 | 0.6 | 0.7 | 0.7 | 0 | 0 | 0 | 0 | 0 | 0 | 0 | 0 | 0 | 0 | 0 | 0 | 0.1 | 0.1 | 0.1 | 0.1 | 0.1 | 0.1 | 0.1 | 0.1 | 0.1 | 0.2 | 0.2 | 0.2 | 0.2 | 0.2 | 0.3 | 0.3 | 0.3 | 0.3
PSS | PRIMROSE HALL T1 | 0 | 0 | 0 | 0 | 0 | 0 | 0 | 0 | 0 | 0 | 0 | 0 | 0 | 0 | 0 | 0 | 0 | 0 | 0 | 0 | 0 | 0 | 0 | 0 | 0 | 0 | 0 | 0 | 0 | 0 | 0 | 0 | 0 | 0 | 0 | 0 | 0 | 0 | 0 | 0 | 0 | 0 | 0.1 | 0.1 | 0.1 | 0.1 | 0.1 | 0.1 | 0.1 | 0.1 | 0.1 | 0.2 | 0.2 | 0.2 | 0.2 | 0.2 | 0.2 | 0.3 | 0.3 | 0.3 | 0 | 0 | 0 | 0 | 0 | 0 | 0 | 0 | 0 | 0 | 0 | 0 | 0 | 0 | 0 | 0 | 0 | 0 | 0 | 0 | 0 | 0 | 0 | 0 | 0 | 0 | 0 | 0 | 0 | 0 | 0 | 0 | 0 | 0 | 0 | 0 | 0 | 0 | 0 | 0 | 0 | 0 | 0.1 | 0.1 | 0.1 | 0.1 | 0.1 | 0.1 | 0.1 | 0.2 | 0.2 | 0.2 | 0.2 | 0.2 | 0.2 | 0.3 | 0.3 | 0.3 | 0.3 | 0.4 | 0 | 0 | 0 | 0 | 0 | 0 | 0 | 0 | 0 | 0 | 0 | 0 | 0 | 0 | 0 | 0 | 0 | 0.1 | 0.1 | 0.1 | 0.1 | 0.1 | 0.1 | 0.1 | 0.1 | 0.1 | 0.1 | 0.1 | 0.1 | 0.2
PSS | PWLLHELI T1 | 0 | 0 | 0 | 0 | 0 | 0 | 0 | 0 | 0 | 0 | 0 | 0 | 0 | 0 | 0 | 0 | 0 | 0 | 0 | 0 | 0 | 0 | 0 | 0 | 0 | 0 | 0 | 0 | 0 | 0 | 0 | 0 | 0 | 0 | 0 | 0 | 0 | 0 | 0 | 0 | 0.1 | 0.1 | 0.1 | 0.1 | 0.1 | 0.1 | 0.1 | 0.2 | 0.2 | 0.2 | 0.2 | 0.2 | 0.3 | 0.3 | 0.3 | 0.4 | 0.4 | 0.4 | 0.4 | 0.5 | 0 | 0 | 0 | 0 | 0 | 0 | 0 | 0 | 0 | 0 | 0 | 0 | 0 | 0 | 0 | 0 | 0 | 0 | 0 | 0 | 0 | 0 | 0 | 0 | 0 | 0 | 0 | 0 | 0 | 0 | 0 | 0 | 0 | 0 | 0 | 0 | 0 | 0 | 0 | 0 | 0.1 | 0.1 | 0.1 | 0.1 | 0.1 | 0.1 | 0.2 | 0.2 | 0.2 | 0.2 | 0.2 | 0.3 | 0.3 | 0.3 | 0.4 | 0.4 | 0.4 | 0.5 | 0.5 | 0.5 | 0 | 0 | 0 | 0 | 0 | 0 | 0 | 0 | 0 | 0 | 0 | 0 | 0 | 0 | 0.1 | 0.1 | 0.1 | 0.1 | 0.1 | 0.1 | 0.1 | 0.1 | 0.1 | 0.1 | 0.2 | 0.2 | 0.2 | 0.2 | 0.2 | 0.2
PSS | RADWAY GREEN T1 | 0 | 0 | 0 | 0 | 0 | 0 | 0 | 0 | 0 | 0 | 0 | 0 | 0 | 0 | 0 | 0 | 0 | 0 | 0 | 0 | 0 | 0 | 0 | 0 | 0 | 0 | 0 | 0 | 0 | 0 | 0 | 0 | 0 | 0 | 0 | 0.1 | 0.1 | 0.1 | 0.1 | 0.2 | 0.2 | 0.2 | 0.3 | 0.3 | 0.3 | 0.4 | 0.4 | 0.5 | 0.6 | 0.6 | 0.7 | 0.8 | 0.8 | 0.9 | 1 | 1.1 | 1.2 | 1.3 | 1.3 | 1.4 | 0 | 0 | 0 | 0 | 0 | 0 | 0 | 0 | 0 | 0 | 0.1 | 0.1 | 0.1 | 0.1 | 0.1 | 0.2 | 0.2 | 0.2 | 0.2 | 0.2 | 0.3 | 0.3 | 0.3 | 0.3 | 0.4 | 0.4 | 0.4 | 0.4 | 0.4 | 0.5 | 0 | 0 | 0 | 0 | 0 | 0.1 | 0.1 | 0.1 | 0.1 | 0.2 | 0.2 | 0.2 | 0.3 | 0.3 | 0.4 | 0.4 | 0.5 | 0.6 | 0.6 | 0.7 | 0.8 | 0.9 | 1 | 1 | 1.1 | 1.2 | 1.3 | 1.4 | 1.6 | 1.7 | 0 | 0 | 0 | 0 | 0 | 0 | 0 | 0 | 0.1 | 0.1 | 0.1 | 0.1 | 0.2 | 0.2 | 0.2 | 0.3 | 0.3 | 0.4 | 0.4 | 0.4 | 0.5 | 0.5 | 0.6 | 0.6 | 0.7 | 0.7 | 0.8 | 0.8 | 0.9 | 0.9
PSS | RAVEN SQUARE T1 | 0 | 0 | 0 | 0 | 0 | 0 | 0 | 0 | 0 | 0 | 0 | 0 | 0 | 0 | 0 | 0 | 0 | 0 | 0 | 0 | 0 | 0 | 0 | 0 | 0 | 0 | 0 | 0 | 0 | 0 | 0 | 0 | 0 | 0 | 0 | 0 | 0 | 0 | 0 | 0 | 0.1 | 0.1 | 0.1 | 0.1 | 0.1 | 0.1 | 0.2 | 0.2 | 0.2 | 0.2 | 0.2 | 0.3 | 0.3 | 0.3 | 0.4 | 0.4 | 0.4 | 0.5 | 0.5 | 0.5 | 0 | 0 | 0 | 0 | 0 | 0 | 0 | 0 | 0 | 0 | 0 | 0 | 0 | 0 | 0 | 0 | 0 | 0 | 0 | 0 | 0 | 0 | 0 | 0 | 0 | 0 | 0 | 0 | 0 | 0 | 0 | 0 | 0 | 0 | 0 | 0 | 0 | 0 | 0.1 | 0.1 | 0.1 | 0.1 | 0.1 | 0.1 | 0.1 | 0.2 | 0.2 | 0.2 | 0.2 | 0.3 | 0.3 | 0.3 | 0.4 | 0.4 | 0.4 | 0.5 | 0.5 | 0.6 | 0.6 | 0.6 | 0 | 0 | 0 | 0 | 0 | 0 | 0 | 0 | 0 | 0 | 0 | 0 | 0 | 0.1 | 0.1 | 0.1 | 0.1 | 0.1 | 0.1 | 0.1 | 0.1 | 0.1 | 0.1 | 0.2 | 0.2 | 0.2 | 0.2 | 0.2 | 0.2 | 0.3
PSS | REFORM ST T1 | 0 | 0 | 0 | 0 | 0 | 0 | 0 | 0 | 0 | 0 | 0 | 0 | 0 | 0 | 0 | 0 | 0 | 0 | 0 | 0 | 0 | 0 | 0 | 0 | 0 | 0 | 0 | 0 | 0 | 0 | 0 | 0 | 0 | 0 | 0 | 0 | 0 | 0 | 0 | 0 | 0 | 0 | 0 | 0.1 | 0.1 | 0.1 | 0.1 | 0.1 | 0.1 | 0.1 | 0.1 | 0.1 | 0.2 | 0.2 | 0.2 | 0.2 | 0.2 | 0.3 | 0.3 | 0.3 | 0 | 0 | 0 | 0 | 0 | 0 | 0 | 0 | 0 | 0 | 0 | 0 | 0 | 0 | 0 | 0 | 0 | 0 | 0 | 0 | 0 | 0 | 0 | 0 | 0 | 0 | 0 | 0 | 0 | 0 | 0 | 0 | 0 | 0 | 0 | 0 | 0 | 0 | 0 | 0 | 0 | 0 | 0.1 | 0.1 | 0.1 | 0.1 | 0.1 | 0.1 | 0.1 | 0.1 | 0.2 | 0.2 | 0.2 | 0.2 | 0.2 | 0.2 | 0.3 | 0.3 | 0.3 | 0.3 | 0 | 0 | 0 | 0 | 0 | 0 | 0 | 0 | 0 | 0 | 0 | 0 | 0 | 0 | 0 | 0 | 0 | 0 | 0.1 | 0.1 | 0.1 | 0.1 | 0.1 | 0.1 | 0.1 | 0.1 | 0.1 | 0.1 | 0.1 | 0.1
PSS | RHM FOODS LTD T1 | 0 | 0 | 0 | 0 | 0 | 0 | 0 | 0 | 0 | 0 | 0 | 0 | 0 | 0 | 0 | 0 | 0 | 0 | 0 | 0 | 0 | 0 | 0 | 0 | 0 | 0 | 0 | 0 | 0 | 0 | 0 | 0 | 0 | 0 | 0 | 0 | 0 | 0 | 0 | 0 | 0 | 0 | 0 | 0 | 0 | 0 | 0 | 0 | 0 | 0 | 0 | 0 | 0 | 0 | 0 | 0 | 0 | 0 | 0 | 0 | 0 | 0 | 0 | 0 | 0 | 0 | 0 | 0 | 0 | 0 | 0 | 0 | 0 | 0 | 0 | 0 | 0 | 0 | 0 | 0 | 0 | 0 | 0 | 0 | 0 | 0 | 0 | 0 | 0 | 0 | 0 | 0 | 0 | 0 | 0 | 0 | 0 | 0 | 0 | 0 | 0 | 0 | 0 | 0 | 0 | 0 | 0 | 0 | 0 | 0 | 0 | 0 | 0 | 0 | 0 | 0 | 0 | 0 | 0 | 0 | 0 | 0 | 0 | 0 | 0 | 0 | 0 | 0 | 0 | 0 | 0 | 0 | 0 | 0 | 0 | 0 | 0 | 0 | 0 | 0 | 0 | 0 | 0 | 0 | 0 | 0 | 0 | 0 | 0 | 0
PSS | RHOSLAN T1 | 0 | 0 | 0 | 0 | 0 | 0 | 0 | 0 | 0 | 0 | 0 | 0 | 0 | 0 | 0 | 0 | 0 | 0 | 0 | 0 | 0 | 0 | 0 | 0 | 0 | 0 | 0 | 0 | 0 | 0 | 0 | 0 | 0 | 0 | 0 | 0 | 0 | 0 | 0 | 0 | 0.1 | 0.1 | 0.1 | 0.1 | 0.1 | 0.1 | 0.2 | 0.2 | 0.2 | 0.2 | 0.2 | 0.3 | 0.3 | 0.3 | 0.4 | 0.4 | 0.4 | 0.5 | 0.5 | 0.5 | 0 | 0 | 0 | 0 | 0 | 0 | 0 | 0 | 0 | 0 | 0 | 0 | 0 | 0 | 0 | 0 | 0 | 0 | 0 | 0 | 0 | 0 | 0 | 0 | 0 | 0 | 0 | 0 | 0 | 0 | 0 | 0 | 0 | 0 | 0 | 0 | 0 | 0 | 0 | 0.1 | 0.1 | 0.1 | 0.1 | 0.1 | 0.1 | 0.2 | 0.2 | 0.2 | 0.2 | 0.2 | 0.3 | 0.3 | 0.3 | 0.4 | 0.4 | 0.4 | 0.5 | 0.5 | 0.6 | 0.6 | 0 | 0 | 0 | 0 | 0 | 0 | 0 | 0 | 0 | 0 | 0 | 0 | 0 | 0.1 | 0.1 | 0.1 | 0.1 | 0.1 | 0.1 | 0.1 | 0.1 | 0.1 | 0.1 | 0.2 | 0.2 | 0.2 | 0.2 | 0.2 | 0.2 | 0.3
PSS | RHUDDLAN T1 | 0 | 0 | 0 | 0 | 0 | 0 | 0 | 0 | 0 | 0 | 0 | 0 | 0 | 0 | 0 | 0 | 0 | 0 | 0 | 0 | 0 | 0 | 0 | 0 | 0 | 0 | 0 | 0 | 0 | 0 | 0 | 0 | 0 | 0 | 0 | 0 | 0.1 | 0.1 | 0.1 | 0.1 | 0.1 | 0.1 | 0.2 | 0.2 | 0.2 | 0.3 | 0.3 | 0.3 | 0.4 | 0.4 | 0.4 | 0.5 | 0.5 | 0.6 | 0.6 | 0.7 | 0.8 | 0.8 | 0.9 | 0.9 | 0 | 0 | 0 | 0 | 0 | 0 | 0 | 0 | 0 | 0 | 0 | 0 | 0 | 0 | 0 | 0 | 0 | 0 | 0 | 0.1 | 0.1 | 0.1 | 0.1 | 0.1 | 0.2 | 0.2 | 0.2 | 0.2 | 0.2 | 0.3 | 0 | 0 | 0 | 0 | 0 | 0 | 0.1 | 0.1 | 0.1 | 0.1 | 0.1 | 0.2 | 0.2 | 0.2 | 0.3 | 0.3 | 0.3 | 0.4 | 0.4 | 0.5 | 0.5 | 0.6 | 0.6 | 0.7 | 0.7 | 0.8 | 0.9 | 0.9 | 1 | 1.1 | 0 | 0 | 0 | 0 | 0 | 0 | 0 | 0 | 0 | 0.1 | 0.1 | 0.1 | 0.1 | 0.1 | 0.1 | 0.1 | 0.1 | 0.2 | 0.2 | 0.2 | 0.3 | 0.3 | 0.3 | 0.4 | 0.4 | 0.4 | 0.5 | 0.5 | 0.6 | 0.6
PSS | RHYD-Y-FOEL T1 | 0 | 0 | 0 | 0 | 0 | 0 | 0 | 0 | 0 | 0 | 0 | 0 | 0 | 0 | 0 | 0 | 0 | 0 | 0 | 0 | 0 | 0 | 0 | 0 | 0 | 0 | 0 | 0 | 0 | 0 | 0 | 0 | 0 | 0 | 0 | 0 | 0 | 0 | 0 | 0 | 0.1 | 0.1 | 0.1 | 0.1 | 0.1 | 0.1 | 0.1 | 0.2 | 0.2 | 0.2 | 0.2 | 0.2 | 0.3 | 0.3 | 0.3 | 0.3 | 0.4 | 0.4 | 0.4 | 0.5 | 0 | 0 | 0 | 0 | 0 | 0 | 0 | 0 | 0 | 0 | 0 | 0 | 0 | 0 | 0 | 0 | 0 | 0 | 0 | 0 | 0 | 0 | 0 | 0 | 0 | 0 | 0 | 0 | 0 | 0 | 0 | 0 | 0 | 0 | 0 | 0 | 0 | 0 | 0 | 0 | 0.1 | 0.1 | 0.1 | 0.1 | 0.1 | 0.1 | 0.2 | 0.2 | 0.2 | 0.2 | 0.2 | 0.3 | 0.3 | 0.3 | 0.4 | 0.4 | 0.4 | 0.5 | 0.5 | 0.5 | 0 | 0 | 0 | 0 | 0 | 0 | 0 | 0 | 0 | 0 | 0 | 0 | 0 | 0 | 0.1 | 0.1 | 0.1 | 0.1 | 0.1 | 0.1 | 0.1 | 0.1 | 0.1 | 0.1 | 0.2 | 0.2 | 0.2 | 0.2 | 0.2 | 0.2
PSS | RHYDLYDAN T2 | 0 | 0 | 0 | 0 | 0 | 0 | 0 | 0 | 0 | 0 | 0 | 0 | 0 | 0 | 0 | 0 | 0 | 0 | 0 | 0 | 0 | 0 | 0 | 0 | 0 | 0 | 0 | 0 | 0 | 0 | 0 | 0 | 0 | 0 | 0 | 0 | 0 | 0 | 0 | 0 | 0 | 0 | 0 | 0 | 0.1 | 0.1 | 0.1 | 0.1 | 0.1 | 0.1 | 0.1 | 0.1 | 0.1 | 0.1 | 0.1 | 0.2 | 0.2 | 0.2 | 0.2 | 0.2 | 0 | 0 | 0 | 0 | 0 | 0 | 0 | 0 | 0 | 0 | 0 | 0 | 0 | 0 | 0 | 0 | 0 | 0 | 0 | 0 | 0 | 0 | 0 | 0 | 0 | 0 | 0 | 0 | 0 | 0 | 0 | 0 | 0 | 0 | 0 | 0 | 0 | 0 | 0 | 0 | 0 | 0 | 0 | 0 | 0.1 | 0.1 | 0.1 | 0.1 | 0.1 | 0.1 | 0.1 | 0.1 | 0.1 | 0.1 | 0.2 | 0.2 | 0.2 | 0.2 | 0.2 | 0.2 | 0 | 0 | 0 | 0 | 0 | 0 | 0 | 0 | 0 | 0 | 0 | 0 | 0 | 0 | 0 | 0 | 0 | 0 | 0 | 0 | 0 | 0.1 | 0.1 | 0.1 | 0.1 | 0.1 | 0.1 | 0.1 | 0.1 | 0.1
PSS | RINGWAY T1 | 0 | 0 | 0 | 0 | 0 | 0 | 0 | 0 | 0 | 0 | 0 | 0 | 0 | 0 | 0 | 0 | 0 | 0 | 0 | 0 | 0 | 0 | 0 | 0 | 0 | 0 | 0 | 0 | 0 | 0 | 0 | 0 | 0 | 0 | 0 | 0 | 0 | 0 | 0 | 0.1 | 0.1 | 0.1 | 0.1 | 0.1 | 0.1 | 0.1 | 0.2 | 0.2 | 0.2 | 0.2 | 0.3 | 0.3 | 0.3 | 0.3 | 0.4 | 0.4 | 0.4 | 0.5 | 0.5 | 0.5 | 0 | 0 | 0 | 0 | 0 | 0 | 0 | 0 | 0 | 0 | 0 | 0 | 0 | 0 | 0 | 0 | 0 | 0 | 0 | 0 | 0 | 0 | 0 | 0 | 0 | 0 | 0 | 0 | 0 | 0 | 0 | 0 | 0 | 0 | 0 | 0 | 0 | 0 | 0.1 | 0.1 | 0.1 | 0.1 | 0.1 | 0.1 | 0.1 | 0.2 | 0.2 | 0.2 | 0.2 | 0.3 | 0.3 | 0.3 | 0.4 | 0.4 | 0.4 | 0.5 | 0.5 | 0.5 | 0.6 | 0.6 | 0 | 0 | 0 | 0 | 0 | 0 | 0 | 0 | 0 | 0 | 0 | 0 | 0 | 0.1 | 0.1 | 0.1 | 0.1 | 0.1 | 0.1 | 0.1 | 0.1 | 0.1 | 0.2 | 0.2 | 0.2 | 0.2 | 0.2 | 0.2 | 0.2 | 0.3
PSS | RIVALS T1 | 0 | 0 | 0 | 0 | 0 | 0 | 0 | 0 | 0 | 0 | 0 | 0 | 0 | 0 | 0 | 0 | 0 | 0 | 0 | 0 | 0 | 0 | 0 | 0 | 0 | 0 | 0 | 0 | 0 | 0 | 0 | 0 | 0 | 0 | 0 | 0 | 0 | 0 | 0 | 0 | 0 | 0 | 0.1 | 0.1 | 0.1 | 0.1 | 0.1 | 0.1 | 0.1 | 0.1 | 0.2 | 0.2 | 0.2 | 0.2 | 0.2 | 0.2 | 0.3 | 0.3 | 0.3 | 0.3 | 0 | 0 | 0 | 0 | 0 | 0 | 0 | 0 | 0 | 0 | 0 | 0 | 0 | 0 | 0 | 0 | 0 | 0 | 0 | 0 | 0 | 0 | 0 | 0 | 0 | 0 | 0 | 0 | 0 | 0 | 0 | 0 | 0 | 0 | 0 | 0 | 0 | 0 | 0 | 0 | 0 | 0.1 | 0.1 | 0.1 | 0.1 | 0.1 | 0.1 | 0.1 | 0.2 | 0.2 | 0.2 | 0.2 | 0.2 | 0.2 | 0.3 | 0.3 | 0.3 | 0.3 | 0.4 | 0.4 | 0 | 0 | 0 | 0 | 0 | 0 | 0 | 0 | 0 | 0 | 0 | 0 | 0 | 0 | 0 | 0 | 0.1 | 0.1 | 0.1 | 0.1 | 0.1 | 0.1 | 0.1 | 0.1 | 0.1 | 0.1 | 0.1 | 0.1 | 0.2 | 0.2
PSS | ROLLS ROYCE T1 / ROLLS ROYCE T2 / ROLLS ROYCE T3 | 0 | 0 | 0 | 0 | 0 | 0 | 0 | 0 | 0 | 0 | 0 | 0 | 0 | 0 | 0 | 0 | 0 | 0 | 0 | 0 | 0 | 0 | 0 | 0 | 0 | 0 | 0 | 0 | 0 | 0 | 0 | 0 | 0 | 0 | 0 | 0 | 0 | 0 | 0 | 0.1 | 0.1 | 0.1 | 0.1 | 0.1 | 0.1 | 0.2 | 0.2 | 0.2 | 0.2 | 0.3 | 0.3 | 0.3 | 0.4 | 0.4 | 0.4 | 0.5 | 0.5 | 0.5 | 0.6 | 0.6 | 0 | 0 | 0 | 0 | 0 | 0 | 0 | 0 | 0 | 0 | 0 | 0 | 0 | 0 | 0 | 0 | 0 | 0 | 0 | 0 | 0 | 0 | 0 | 0 | 0 | 0 | 0 | 0 | 0 | 0 | 0 | 0 | 0 | 0 | 0 | 0 | 0 | 0 | 0.1 | 0.1 | 0.1 | 0.1 | 0.1 | 0.2 | 0.2 | 0.2 | 0.2 | 0.3 | 0.3 | 0.3 | 0.3 | 0.4 | 0.4 | 0.5 | 0.5 | 0.5 | 0.6 | 0.6 | 0.7 | 0.7 | 0 | 0 | 0 | 0 | 0 | 0 | 0 | 0 | 0 | 0 | 0 | 0 | 0.1 | 0.1 | 0.1 | 0.1 | 0.1 | 0.1 | 0.1 | 0.1 | 0.1 | 0.2 | 0.2 | 0.2 | 0.2 | 0.2 | 0.3 | 0.3 | 0.3 | 0.3
PSS | ROSSETT T1 | 0 | 0 | 0 | 0 | 0 | 0 | 0 | 0 | 0 | 0 | 0 | 0 | 0 | 0 | 0 | 0 | 0 | 0 | 0 | 0 | 0 | 0 | 0 | 0 | 0 | 0 | 0 | 0 | 0 | 0 | 0 | 0 | 0 | 0 | 0 | 0 | 0.1 | 0.1 | 0.1 | 0.1 | 0.1 | 0.1 | 0.2 | 0.2 | 0.2 | 0.3 | 0.3 | 0.3 | 0.4 | 0.4 | 0.4 | 0.5 | 0.5 | 0.6 | 0.6 | 0.7 | 0.8 | 0.8 | 0.9 | 0.9 | 0 | 0 | 0 | 0 | 0 | 0 | 0 | 0 | 0 | 0 | 0 | 0 | 0 | 0 | 0 | 0 | 0 | 0 | 0 | 0.1 | 0.1 | 0.1 | 0.1 | 0.1 | 0.2 | 0.2 | 0.2 | 0.2 | 0.2 | 0.3 | 0 | 0 | 0 | 0 | 0 | 0 | 0.1 | 0.1 | 0.1 | 0.1 | 0.1 | 0.2 | 0.2 | 0.2 | 0.3 | 0.3 | 0.3 | 0.4 | 0.4 | 0.5 | 0.5 | 0.6 | 0.6 | 0.7 | 0.7 | 0.8 | 0.9 | 0.9 | 1 | 1.1 | 0 | 0 | 0 | 0 | 0 | 0 | 0 | 0 | 0 | 0.1 | 0.1 | 0.1 | 0.1 | 0.1 | 0.1 | 0.1 | 0.1 | 0.2 | 0.2 | 0.2 | 0.3 | 0.3 | 0.3 | 0.4 | 0.4 | 0.4 | 0.5 | 0.5 | 0.6 | 0.6
PSS | ROYAL INSURANCE (NEW QUAY) T1 / ROYAL INSURANCE (NEW QUAY) T2 | 0 | 0 | 0 | 0 | 0 | 0 | 0 | 0 | 0 | 0 | 0 | 0 | 0 | 0 | 0 | 0 | 0 | 0 | 0 | 0 | 0 | 0 | 0 | 0 | 0 | 0 | 0 | 0 | 0 | 0 | 0 | 0 | 0 | 0 | 0 | 0 | 0 | 0 | 0 | 0 | 0 | 0 | 0 | 0 | 0 | 0 | 0 | 0 | 0 | 0 | 0 | 0 | 0 | 0 | 0 | 0 | 0 | 0 | 0 | 0 | 0 | 0 | 0 | 0 | 0 | 0 | 0 | 0 | 0 | 0 | 0 | 0 | 0 | 0 | 0 | 0 | 0 | 0 | 0 | 0 | 0 | 0 | 0 | 0 | 0 | 0 | 0 | 0 | 0 | 0 | 0 | 0 | 0 | 0 | 0 | 0 | 0 | 0 | 0 | 0 | 0 | 0 | 0 | 0 | 0 | 0 | 0 | 0 | 0 | 0 | 0 | 0 | 0 | 0 | 0 | 0 | 0 | 0 | 0 | 0 | 0 | 0 | 0 | 0 | 0 | 0 | 0 | 0 | 0 | 0 | 0 | 0 | 0 | 0 | 0 | 0 | 0 | 0 | 0 | 0 | 0 | 0 | 0 | 0 | 0 | 0 | 0 | 0 | 0 | 0
PSS | RUABON T1 | 0 | 0 | 0 | 0 | 0 | 0 | 0 | 0 | 0 | 0 | 0 | 0 | 0 | 0 | 0 | 0 | 0 | 0 | 0 | 0 | 0 | 0 | 0 | 0 | 0 | 0 | 0 | 0 | 0 | 0 | 0 | 0 | 0 | 0 | 0 | 0 | 0.1 | 0.1 | 0.1 | 0.1 | 0.1 | 0.2 | 0.2 | 0.2 | 0.3 | 0.3 | 0.4 | 0.4 | 0.4 | 0.5 | 0.5 | 0.6 | 0.7 | 0.7 | 0.8 | 0.9 | 0.9 | 1 | 1.1 | 1.1 | 0 | 0 | 0 | 0 | 0 | 0 | 0 | 0 | 0 | 0 | 0 | 0 | 0 | 0 | 0.1 | 0.1 | 0.1 | 0.1 | 0.1 | 0.2 | 0.2 | 0.2 | 0.2 | 0.2 | 0.3 | 0.3 | 0.3 | 0.3 | 0.4 | 0.4 | 0 | 0 | 0 | 0 | 0 | 0.1 | 0.1 | 0.1 | 0.1 | 0.1 | 0.2 | 0.2 | 0.2 | 0.3 | 0.3 | 0.4 | 0.4 | 0.5 | 0.5 | 0.6 | 0.6 | 0.7 | 0.8 | 0.8 | 0.9 | 1 | 1.1 | 1.2 | 1.2 | 1.3 | 0 | 0 | 0 | 0 | 0 | 0 | 0 | 0 | 0 | 0.1 | 0.1 | 0.1 | 0.1 | 0.1 | 0.2 | 0.2 | 0.2 | 0.3 | 0.3 | 0.3 | 0.4 | 0.4 | 0.4 | 0.5 | 0.5 | 0.6 | 0.6 | 0.7 | 0.7 | 0.8
PSS | SALTNEY GRID T1 | 0 | 0 | 0 | 0 | 0 | 0 | 0 | 0 | 0 | 0 | 0 | 0 | 0 | 0 | 0 | 0 | 0 | 0 | 0 | 0 | 0 | 0 | 0 | 0 | 0 | 0 | 0 | 0 | 0 | 0 | 0 | 0 | 0 | 0 | 0 | 0 | 0 | 0 | 0 | 0 | 0 | 0 | 0 | 0 | 0 | 0 | 0 | 0 | 0 | 0.1 | 0.1 | 0.1 | 0.1 | 0.1 | 0.1 | 0.1 | 0.1 | 0.1 | 0.1 | 0.1 | 0 | 0 | 0 | 0 | 0 | 0 | 0 | 0 | 0 | 0 | 0 | 0 | 0 | 0 | 0 | 0 | 0 | 0 | 0 | 0 | 0 | 0 | 0 | 0 | 0 | 0 | 0 | 0 | 0 | 0 | 0 | 0 | 0 | 0 | 0 | 0 | 0 | 0 | 0 | 0 | 0 | 0 | 0 | 0 | 0 | 0 | 0 | 0 | 0.1 | 0.1 | 0.1 | 0.1 | 0.1 | 0.1 | 0.1 | 0.1 | 0.1 | 0.1 | 0.1 | 0.1 | 0 | 0 | 0 | 0 | 0 | 0 | 0 | 0 | 0 | 0 | 0 | 0 | 0 | 0 | 0 | 0 | 0 | 0 | 0 | 0 | 0 | 0 | 0 | 0 | 0 | 0 | 0.1 | 0.1 | 0.1 | 0.1
PSS | SANDBACH T1 | 0 | 0 | 0 | 0 | 0 | 0 | 0 | 0 | 0 | 0 | 0 | 0 | 0 | 0 | 0 | 0 | 0 | 0 | 0 | 0 | 0 | 0 | 0 | 0 | 0 | 0 | 0 | 0 | 0 | 0 | 0 | 0 | 0 | 0 | 0 | 0 | 0.1 | 0.1 | 0.1 | 0.1 | 0.2 | 0.2 | 0.2 | 0.3 | 0.3 | 0.4 | 0.4 | 0.5 | 0.5 | 0.6 | 0.6 | 0.7 | 0.8 | 0.8 | 0.9 | 1 | 1.1 | 1.2 | 1.2 | 1.3 | 0 | 0 | 0 | 0 | 0 | 0 | 0 | 0 | 0 | 0 | 0 | 0 | 0.1 | 0.1 | 0.1 | 0.1 | 0.1 | 0.2 | 0.2 | 0.2 | 0.2 | 0.2 | 0.3 | 0.3 | 0.3 | 0.3 | 0.4 | 0.4 | 0.4 | 0.4 | 0 | 0 | 0 | 0 | 0 | 0.1 | 0.1 | 0.1 | 0.1 | 0.2 | 0.2 | 0.2 | 0.3 | 0.3 | 0.4 | 0.4 | 0.5 | 0.5 | 0.6 | 0.7 | 0.7 | 0.8 | 0.9 | 1 | 1.1 | 1.1 | 1.2 | 1.3 | 1.4 | 1.5 | 0 | 0 | 0 | 0 | 0 | 0 | 0 | 0 | 0.1 | 0.1 | 0.1 | 0.1 | 0.1 | 0.2 | 0.2 | 0.2 | 0.3 | 0.3 | 0.4 | 0.4 | 0.4 | 0.5 | 0.5 | 0.6 | 0.6 | 0.7 | 0.7 | 0.8 | 0.8 | 0.9
PSS | SHAWBURY T1 | 0 | 0 | 0 | 0 | 0 | 0 | 0 | 0 | 0 | 0 | 0 | 0 | 0 | 0 | 0 | 0 | 0 | 0 | 0 | 0 | 0 | 0 | 0 | 0 | 0 | 0 | 0 | 0 | 0 | 0 | 0 | 0 | 0 | 0 | 0 | 0 | 0 | 0.1 | 0.1 | 0.1 | 0.1 | 0.1 | 0.2 | 0.2 | 0.2 | 0.2 | 0.3 | 0.3 | 0.3 | 0.4 | 0.4 | 0.4 | 0.5 | 0.5 | 0.6 | 0.6 | 0.7 | 0.7 | 0.8 | 0.9 | 0 | 0 | 0 | 0 | 0 | 0 | 0 | 0 | 0 | 0 | 0 | 0 | 0 | 0 | 0 | 0 | 0 | 0 | 0 | 0 | 0 | 0.1 | 0.1 | 0.1 | 0.1 | 0.1 | 0.2 | 0.2 | 0.2 | 0.2 | 0 | 0 | 0 | 0 | 0 | 0 | 0.1 | 0.1 | 0.1 | 0.1 | 0.1 | 0.2 | 0.2 | 0.2 | 0.2 | 0.3 | 0.3 | 0.3 | 0.4 | 0.4 | 0.5 | 0.5 | 0.6 | 0.6 | 0.7 | 0.7 | 0.8 | 0.9 | 0.9 | 1 | 0 | 0 | 0 | 0 | 0 | 0 | 0 | 0 | 0 | 0 | 0.1 | 0.1 | 0.1 | 0.1 | 0.1 | 0.1 | 0.1 | 0.1 | 0.2 | 0.2 | 0.2 | 0.3 | 0.3 | 0.3 | 0.4 | 0.4 | 0.4 | 0.5 | 0.5 | 0.5
PSS | SMALLWOOD T1 | 0 | 0 | 0 | 0 | 0 | 0 | 0 | 0 | 0 | 0 | 0 | 0 | 0 | 0 | 0 | 0 | 0 | 0 | 0 | 0 | 0 | 0 | 0 | 0 | 0 | 0 | 0 | 0 | 0 | 0 | 0 | 0 | 0 | 0 | 0 | 0 | 0.1 | 0.1 | 0.1 | 0.1 | 0.1 | 0.1 | 0.2 | 0.2 | 0.2 | 0.3 | 0.3 | 0.3 | 0.4 | 0.4 | 0.4 | 0.5 | 0.5 | 0.6 | 0.6 | 0.7 | 0.7 | 0.8 | 0.8 | 0.9 | 0 | 0 | 0 | 0 | 0 | 0 | 0 | 0 | 0 | 0 | 0 | 0 | 0 | 0 | 0 | 0 | 0 | 0 | 0 | 0 | 0.1 | 0.1 | 0.1 | 0.1 | 0.1 | 0.2 | 0.2 | 0.2 | 0.2 | 0.2 | 0 | 0 | 0 | 0 | 0 | 0 | 0.1 | 0.1 | 0.1 | 0.1 | 0.1 | 0.2 | 0.2 | 0.2 | 0.3 | 0.3 | 0.3 | 0.4 | 0.4 | 0.5 | 0.5 | 0.6 | 0.6 | 0.7 | 0.7 | 0.8 | 0.9 | 0.9 | 1 | 1.1 | 0 | 0 | 0 | 0 | 0 | 0 | 0 | 0 | 0 | 0.1 | 0.1 | 0.1 | 0.1 | 0.1 | 0.1 | 0.1 | 0.1 | 0.2 | 0.2 | 0.2 | 0.3 | 0.3 | 0.3 | 0.4 | 0.4 | 0.4 | 0.5 | 0.5 | 0.5 | 0.6
PSS | SNOWHILL T1 | 0 | 0 | 0 | 0 | 0 | 0 | 0 | 0 | 0 | 0 | 0 | 0 | 0 | 0 | 0 | 0 | 0 | 0 | 0 | 0 | 0 | 0 | 0 | 0 | 0 | 0 | 0 | 0 | 0 | 0 | 0 | 0 | 0 | 0 | 0 | 0 | 0.1 | 0.1 | 0.1 | 0.1 | 0.1 | 0.1 | 0.2 | 0.2 | 0.2 | 0.3 | 0.3 | 0.3 | 0.4 | 0.4 | 0.4 | 0.5 | 0.5 | 0.6 | 0.6 | 0.7 | 0.8 | 0.8 | 0.9 | 0.9 | 0 | 0 | 0 | 0 | 0 | 0 | 0 | 0 | 0 | 0 | 0 | 0 | 0 | 0 | 0 | 0 | 0 | 0 | 0 | 0.1 | 0.1 | 0.1 | 0.1 | 0.1 | 0.2 | 0.2 | 0.2 | 0.2 | 0.2 | 0.3 | 0 | 0 | 0 | 0 | 0 | 0 | 0.1 | 0.1 | 0.1 | 0.1 | 0.1 | 0.2 | 0.2 | 0.2 | 0.3 | 0.3 | 0.3 | 0.4 | 0.4 | 0.5 | 0.5 | 0.6 | 0.6 | 0.7 | 0.7 | 0.8 | 0.9 | 0.9 | 1 | 1.1 | 0 | 0 | 0 | 0 | 0 | 0 | 0 | 0 | 0 | 0.1 | 0.1 | 0.1 | 0.1 | 0.1 | 0.1 | 0.1 | 0.1 | 0.2 | 0.2 | 0.2 | 0.3 | 0.3 | 0.3 | 0.4 | 0.4 | 0.4 | 0.5 | 0.5 | 0.6 | 0.6
PSS | ST ASAPH BUSINESS PK T1 | 0 | 0 | 0 | 0 | 0 | 0 | 0 | 0 | 0 | 0 | 0 | 0 | 0 | 0 | 0 | 0 | 0 | 0 | 0 | 0 | 0 | 0 | 0 | 0 | 0 | 0 | 0 | 0 | 0 | 0 | 0 | 0 | 0 | 0 | 0 | 0 | 0 | 0 | 0 | 0 | 0 | 0 | 0 | 0 | 0 | 0 | 0 | 0 | 0 | 0 | 0 | 0.1 | 0.1 | 0.1 | 0.1 | 0.1 | 0.1 | 0.1 | 0.1 | 0.1 | 0 | 0 | 0 | 0 | 0 | 0 | 0 | 0 | 0 | 0 | 0 | 0 | 0 | 0 | 0 | 0 | 0 | 0 | 0 | 0 | 0 | 0 | 0 | 0 | 0 | 0 | 0 | 0 | 0 | 0 | 0 | 0 | 0 | 0 | 0 | 0 | 0 | 0 | 0 | 0 | 0 | 0 | 0 | 0 | 0 | 0 | 0 | 0 | 0 | 0.1 | 0.1 | 0.1 | 0.1 | 0.1 | 0.1 | 0.1 | 0.1 | 0.1 | 0.1 | 0.1 | 0 | 0 | 0 | 0 | 0 | 0 | 0 | 0 | 0 | 0 | 0 | 0 | 0 | 0 | 0 | 0 | 0 | 0 | 0 | 0 | 0 | 0 | 0 | 0 | 0 | 0 | 0 | 0 | 0.1 | 0.1
PSS | ST HELENS RD T1 | 0 | 0 | 0 | 0 | 0 | 0 | 0 | 0 | 0 | 0 | 0 | 0 | 0 | 0 | 0 | 0 | 0 | 0 | 0 | 0 | 0 | 0 | 0 | 0 | 0 | 0 | 0 | 0 | 0 | 0 | 0 | 0 | 0 | 0 | 0 | 0 | 0 | 0 | 0 | 0 | 0 | 0 | 0.1 | 0.1 | 0.1 | 0.1 | 0.1 | 0.1 | 0.1 | 0.1 | 0.2 | 0.2 | 0.2 | 0.2 | 0.2 | 0.3 | 0.3 | 0.3 | 0.3 | 0.3 | 0 | 0 | 0 | 0 | 0 | 0 | 0 | 0 | 0 | 0 | 0 | 0 | 0 | 0 | 0 | 0 | 0 | 0 | 0 | 0 | 0 | 0 | 0 | 0 | 0 | 0 | 0 | 0 | 0 | 0 | 0 | 0 | 0 | 0 | 0 | 0 | 0 | 0 | 0 | 0 | 0 | 0.1 | 0.1 | 0.1 | 0.1 | 0.1 | 0.1 | 0.1 | 0.2 | 0.2 | 0.2 | 0.2 | 0.2 | 0.2 | 0.3 | 0.3 | 0.3 | 0.3 | 0.4 | 0.4 | 0 | 0 | 0 | 0 | 0 | 0 | 0 | 0 | 0 | 0 | 0 | 0 | 0 | 0 | 0 | 0 | 0.1 | 0.1 | 0.1 | 0.1 | 0.1 | 0.1 | 0.1 | 0.1 | 0.1 | 0.1 | 0.1 | 0.1 | 0.2 | 0.2
PSS | STAPELEY T1 | 0 | 0 | 0 | 0 | 0 | 0 | 0 | 0 | 0 | 0 | 0 | 0 | 0 | 0 | 0 | 0 | 0 | 0 | 0 | 0 | 0 | 0 | 0 | 0 | 0 | 0 | 0 | 0 | 0 | 0 | 0 | 0 | 0 | 0 | 0 | 0 | 0.1 | 0.1 | 0.1 | 0.1 | 0.2 | 0.2 | 0.2 | 0.3 | 0.3 | 0.3 | 0.4 | 0.4 | 0.5 | 0.5 | 0.6 | 0.7 | 0.7 | 0.8 | 0.8 | 0.9 | 1 | 1.1 | 1.1 | 1.2 | 0 | 0 | 0 | 0 | 0 | 0 | 0 | 0 | 0 | 0 | 0 | 0 | 0 | 0.1 | 0.1 | 0.1 | 0.1 | 0.1 | 0.2 | 0.2 | 0.2 | 0.2 | 0.2 | 0.3 | 0.3 | 0.3 | 0.3 | 0.4 | 0.4 | 0.4 | 0 | 0 | 0 | 0 | 0 | 0.1 | 0.1 | 0.1 | 0.1 | 0.2 | 0.2 | 0.2 | 0.3 | 0.3 | 0.3 | 0.4 | 0.4 | 0.5 | 0.6 | 0.6 | 0.7 | 0.7 | 0.8 | 0.9 | 1 | 1.1 | 1.1 | 1.2 | 1.3 | 1.4 | 0 | 0 | 0 | 0 | 0 | 0 | 0 | 0 | 0.1 | 0.1 | 0.1 | 0.1 | 0.1 | 0.2 | 0.2 | 0.2 | 0.3 | 0.3 | 0.3 | 0.4 | 0.4 | 0.4 | 0.5 | 0.5 | 0.6 | 0.6 | 0.7 | 0.7 | 0.8 | 0.8
PSS | TACO PLASTICS T1 / TACO PLASTICS T2 / UNITED PERIPHERALS T1 | 0 | 0 | 0 | 0 | 0 | 0 | 0 | 0 | 0 | 0 | 0 | 0 | 0 | 0 | 0 | 0 | 0 | 0 | 0 | 0 | 0 | 0 | 0 | 0 | 0 | 0 | 0 | 0 | 0 | 0 | 0 | 0 | 0 | 0 | 0 | 0 | 0 | 0 | 0 | 0 | 0 | 0 | 0 | 0 | 0 | 0 | 0 | 0 | 0 | 0 | 0 | 0 | 0.1 | 0.1 | 0.1 | 0.1 | 0.1 | 0.1 | 0.1 | 0.1 | 0 | 0 | 0 | 0 | 0 | 0 | 0 | 0 | 0 | 0 | 0 | 0 | 0 | 0 | 0 | 0 | 0 | 0 | 0 | 0 | 0 | 0 | 0 | 0 | 0 | 0 | 0 | 0 | 0 | 0 | 0 | 0 | 0 | 0 | 0 | 0 | 0 | 0 | 0 | 0 | 0 | 0 | 0 | 0 | 0 | 0 | 0 | 0 | 0 | 0 | 0.1 | 0.1 | 0.1 | 0.1 | 0.1 | 0.1 | 0.1 | 0.1 | 0.1 | 0.1 | 0 | 0 | 0 | 0 | 0 | 0 | 0 | 0 | 0 | 0 | 0 | 0 | 0 | 0 | 0 | 0 | 0 | 0 | 0 | 0 | 0 | 0 | 0 | 0 | 0 | 0 | 0 | 0 | 0 | 0.1
PSS | TARPORLEY T1 | 0 | 0 | 0 | 0 | 0 | 0 | 0 | 0 | 0 | 0 | 0 | 0 | 0 | 0 | 0 | 0 | 0 | 0 | 0 | 0 | 0 | 0 | 0 | 0 | 0 | 0 | 0 | 0 | 0 | 0 | 0 | 0 | 0 | 0 | 0 | 0 | 0.1 | 0.1 | 0.1 | 0.1 | 0.1 | 0.1 | 0.2 | 0.2 | 0.2 | 0.3 | 0.3 | 0.3 | 0.4 | 0.4 | 0.4 | 0.5 | 0.5 | 0.6 | 0.6 | 0.7 | 0.8 | 0.8 | 0.9 | 0.9 | 0 | 0 | 0 | 0 | 0 | 0 | 0 | 0 | 0 | 0 | 0 | 0 | 0 | 0 | 0 | 0 | 0 | 0 | 0 | 0.1 | 0.1 | 0.1 | 0.1 | 0.1 | 0.2 | 0.2 | 0.2 | 0.2 | 0.2 | 0.3 | 0 | 0 | 0 | 0 | 0 | 0 | 0.1 | 0.1 | 0.1 | 0.1 | 0.1 | 0.2 | 0.2 | 0.2 | 0.3 | 0.3 | 0.3 | 0.4 | 0.4 | 0.5 | 0.5 | 0.6 | 0.6 | 0.7 | 0.7 | 0.8 | 0.9 | 0.9 | 1 | 1.1 | 0 | 0 | 0 | 0 | 0 | 0 | 0 | 0 | 0 | 0.1 | 0.1 | 0.1 | 0.1 | 0.1 | 0.1 | 0.1 | 0.1 | 0.2 | 0.2 | 0.2 | 0.3 | 0.3 | 0.3 | 0.4 | 0.4 | 0.4 | 0.5 | 0.5 | 0.6 | 0.6
PSS | TARVIN T1 | 0 | 0 | 0 | 0 | 0 | 0 | 0 | 0 | 0 | 0 | 0 | 0 | 0 | 0 | 0 | 0 | 0 | 0 | 0 | 0 | 0 | 0 | 0 | 0 | 0 | 0 | 0 | 0 | 0 | 0 | 0 | 0 | 0 | 0 | 0 | 0.1 | 0.1 | 0.1 | 0.1 | 0.2 | 0.2 | 0.3 | 0.3 | 0.4 | 0.4 | 0.5 | 0.5 | 0.6 | 0.7 | 0.8 | 0.8 | 0.9 | 1 | 1.1 | 1.2 | 1.3 | 1.4 | 1.5 | 1.6 | 1.8 | 0 | 0 | 0 | 0 | 0 | 0 | 0 | 0 | 0.1 | 0.1 | 0.1 | 0.1 | 0.1 | 0.2 | 0.2 | 0.2 | 0.2 | 0.2 | 0.3 | 0.3 | 0.3 | 0.3 | 0.4 | 0.4 | 0.4 | 0.4 | 0.4 | 0.5 | 0.5 | 0.5 | 0 | 0 | 0 | 0 | 0 | 0.1 | 0.1 | 0.1 | 0.2 | 0.2 | 0.3 | 0.3 | 0.4 | 0.4 | 0.5 | 0.6 | 0.6 | 0.7 | 0.8 | 0.9 | 1 | 1.1 | 1.2 | 1.3 | 1.4 | 1.5 | 1.7 | 1.8 | 1.9 | 2 | 0 | 0 | 0 | 0 | 0 | 0 | 0 | 0.1 | 0.1 | 0.1 | 0.2 | 0.2 | 0.2 | 0.3 | 0.3 | 0.3 | 0.4 | 0.4 | 0.5 | 0.5 | 0.6 | 0.6 | 0.7 | 0.7 | 0.8 | 0.9 | 0.9 | 1 | 1.1 | 1.1
PSS | TRYWERYN T1 | 0 | 0 | 0 | 0 | 0 | 0 | 0 | 0 | 0 | 0 | 0 | 0 | 0 | 0 | 0 | 0 | 0 | 0 | 0 | 0 | 0 | 0 | 0 | 0 | 0 | 0 | 0 | 0 | 0 | 0 | 0 | 0 | 0 | 0 | 0 | 0 | 0 | 0 | 0 | 0 | 0 | 0 | 0 | 0 | 0 | 0 | 0 | 0.1 | 0.1 | 0.1 | 0.1 | 0.1 | 0.1 | 0.1 | 0.1 | 0.1 | 0.1 | 0.1 | 0.1 | 0.1 | 0 | 0 | 0 | 0 | 0 | 0 | 0 | 0 | 0 | 0 | 0 | 0 | 0 | 0 | 0 | 0 | 0 | 0 | 0 | 0 | 0 | 0 | 0 | 0 | 0 | 0 | 0 | 0 | 0 | 0 | 0 | 0 | 0 | 0 | 0 | 0 | 0 | 0 | 0 | 0 | 0 | 0 | 0 | 0 | 0 | 0 | 0 | 0 | 0.1 | 0.1 | 0.1 | 0.1 | 0.1 | 0.1 | 0.1 | 0.1 | 0.1 | 0.1 | 0.2 | 0.2 | 0 | 0 | 0 | 0 | 0 | 0 | 0 | 0 | 0 | 0 | 0 | 0 | 0 | 0 | 0 | 0 | 0 | 0 | 0 | 0 | 0 | 0 | 0 | 0 | 0.1 | 0.1 | 0.1 | 0.1 | 0.1 | 0.1
PSS | TWYFORDS T1 | 0 | 0 | 0 | 0 | 0 | 0 | 0 | 0 | 0 | 0 | 0 | 0 | 0 | 0 | 0 | 0 | 0 | 0 | 0 | 0 | 0 | 0 | 0 | 0 | 0 | 0 | 0 | 0 | 0 | 0 | 0 | 0 | 0 | 0 | 0 | 0 | 0 | 0.1 | 0.1 | 0.1 | 0.1 | 0.1 | 0.2 | 0.2 | 0.2 | 0.2 | 0.3 | 0.3 | 0.3 | 0.4 | 0.4 | 0.4 | 0.5 | 0.5 | 0.6 | 0.6 | 0.7 | 0.7 | 0.8 | 0.8 | 0 | 0 | 0 | 0 | 0 | 0 | 0 | 0 | 0 | 0 | 0 | 0 | 0 | 0 | 0 | 0 | 0 | 0 | 0 | 0 | 0 | 0 | 0.1 | 0.1 | 0.1 | 0.1 | 0.1 | 0.2 | 0.2 | 0.2 | 0 | 0 | 0 | 0 | 0 | 0 | 0.1 | 0.1 | 0.1 | 0.1 | 0.1 | 0.2 | 0.2 | 0.2 | 0.2 | 0.3 | 0.3 | 0.3 | 0.4 | 0.4 | 0.5 | 0.5 | 0.6 | 0.6 | 0.7 | 0.7 | 0.8 | 0.8 | 0.9 | 1 | 0 | 0 | 0 | 0 | 0 | 0 | 0 | 0 | 0 | 0 | 0.1 | 0.1 | 0.1 | 0.1 | 0.1 | 0.1 | 0.1 | 0.1 | 0.2 | 0.2 | 0.2 | 0.2 | 0.3 | 0.3 | 0.3 | 0.4 | 0.4 | 0.4 | 0.5 | 0.5
PSS | TYWYN T1 | 0 | 0 | 0 | 0 | 0 | 0 | 0 | 0 | 0 | 0 | 0 | 0 | 0 | 0 | 0 | 0 | 0 | 0 | 0 | 0 | 0 | 0 | 0 | 0 | 0 | 0 | 0 | 0 | 0 | 0 | 0 | 0 | 0 | 0 | 0 | 0 | 0 | 0 | 0.1 | 0.1 | 0.1 | 0.1 | 0.1 | 0.1 | 0.2 | 0.2 | 0.2 | 0.3 | 0.3 | 0.3 | 0.3 | 0.4 | 0.4 | 0.5 | 0.5 | 0.5 | 0.6 | 0.6 | 0.7 | 0.7 | 0 | 0 | 0 | 0 | 0 | 0 | 0 | 0 | 0 | 0 | 0 | 0 | 0 | 0 | 0 | 0 | 0 | 0 | 0 | 0 | 0 | 0 | 0 | 0 | 0 | 0.1 | 0.1 | 0.1 | 0.1 | 0.1 | 0 | 0 | 0 | 0 | 0 | 0 | 0.1 | 0.1 | 0.1 | 0.1 | 0.1 | 0.1 | 0.2 | 0.2 | 0.2 | 0.2 | 0.3 | 0.3 | 0.3 | 0.4 | 0.4 | 0.5 | 0.5 | 0.5 | 0.6 | 0.6 | 0.7 | 0.7 | 0.8 | 0.9 | 0 | 0 | 0 | 0 | 0 | 0 | 0 | 0 | 0 | 0 | 0 | 0.1 | 0.1 | 0.1 | 0.1 | 0.1 | 0.1 | 0.1 | 0.1 | 0.2 | 0.2 | 0.2 | 0.2 | 0.2 | 0.3 | 0.3 | 0.3 | 0.4 | 0.4 | 0.4
PSS | VAUXHALL NORTH RD T1 | 0 | 0 | 0 | 0 | 0 | 0 | 0 | 0 | 0 | 0 | 0 | 0 | 0 | 0 | 0 | 0 | 0 | 0 | 0 | 0 | 0 | 0 | 0 | 0 | 0 | 0 | 0 | 0 | 0 | 0 | 0 | 0 | 0 | 0 | 0 | 0 | 0 | 0 | 0 | 0 | 0 | 0 | 0 | 0 | 0 | 0 | 0 | 0 | 0 | 0 | 0 | 0 | 0 | 0 | 0 | 0 | 0 | 0 | 0 | 0 | 0 | 0 | 0 | 0 | 0 | 0 | 0 | 0 | 0 | 0 | 0 | 0 | 0 | 0 | 0 | 0 | 0 | 0 | 0 | 0 | 0 | 0 | 0 | 0 | 0 | 0 | 0 | 0 | 0 | 0 | 0 | 0 | 0 | 0 | 0 | 0 | 0 | 0 | 0 | 0 | 0 | 0 | 0 | 0 | 0 | 0 | 0 | 0 | 0 | 0 | 0 | 0 | 0 | 0 | 0 | 0 | 0 | 0 | 0 | 0 | 0 | 0 | 0 | 0 | 0 | 0 | 0 | 0 | 0 | 0 | 0 | 0 | 0 | 0 | 0 | 0 | 0 | 0 | 0 | 0 | 0 | 0 | 0 | 0 | 0 | 0 | 0 | 0 | 0 | 0
PSS | WAENFAWR T1 | 0 | 0 | 0 | 0 | 0 | 0 | 0 | 0 | 0 | 0 | 0 | 0 | 0 | 0 | 0 | 0 | 0 | 0 | 0 | 0 | 0 | 0 | 0 | 0 | 0 | 0 | 0 | 0 | 0 | 0 | 0 | 0 | 0 | 0 | 0 | 0 | 0 | 0 | 0.1 | 0.1 | 0.1 | 0.1 | 0.1 | 0.1 | 0.2 | 0.2 | 0.2 | 0.2 | 0.3 | 0.3 | 0.3 | 0.3 | 0.4 | 0.4 | 0.4 | 0.5 | 0.5 | 0.6 | 0.6 | 0.6 | 0 | 0 | 0 | 0 | 0 | 0 | 0 | 0 | 0 | 0 | 0 | 0 | 0 | 0 | 0 | 0 | 0 | 0 | 0 | 0 | 0 | 0 | 0 | 0 | 0 | 0 | 0 | 0 | 0.1 | 0.1 | 0 | 0 | 0 | 0 | 0 | 0 | 0 | 0.1 | 0.1 | 0.1 | 0.1 | 0.1 | 0.1 | 0.2 | 0.2 | 0.2 | 0.2 | 0.3 | 0.3 | 0.3 | 0.4 | 0.4 | 0.4 | 0.5 | 0.5 | 0.6 | 0.6 | 0.7 | 0.7 | 0.8 | 0 | 0 | 0 | 0 | 0 | 0 | 0 | 0 | 0 | 0 | 0 | 0 | 0.1 | 0.1 | 0.1 | 0.1 | 0.1 | 0.1 | 0.1 | 0.1 | 0.2 | 0.2 | 0.2 | 0.2 | 0.2 | 0.2 | 0.3 | 0.3 | 0.3 | 0.4
PSS | WELSHPOOL GRID T1 | 0 | 0 | 0 | 0 | 0 | 0 | 0 | 0 | 0 | 0 | 0 | 0 | 0 | 0 | 0 | 0 | 0 | 0 | 0 | 0 | 0 | 0 | 0 | 0 | 0 | 0 | 0 | 0 | 0 | 0 | 0 | 0 | 0 | 0 | 0 | 0 | 0 | 0 | 0 | 0 | 0.1 | 0.1 | 0.1 | 0.1 | 0.1 | 0.1 | 0.2 | 0.2 | 0.2 | 0.2 | 0.2 | 0.3 | 0.3 | 0.3 | 0.4 | 0.4 | 0.4 | 0.5 | 0.5 | 0.5 | 0 | 0 | 0 | 0 | 0 | 0 | 0 | 0 | 0 | 0 | 0 | 0 | 0 | 0 | 0 | 0 | 0 | 0 | 0 | 0 | 0 | 0 | 0 | 0 | 0 | 0 | 0 | 0 | 0 | 0 | 0 | 0 | 0 | 0 | 0 | 0 | 0 | 0 | 0.1 | 0.1 | 0.1 | 0.1 | 0.1 | 0.1 | 0.1 | 0.2 | 0.2 | 0.2 | 0.2 | 0.3 | 0.3 | 0.3 | 0.4 | 0.4 | 0.4 | 0.5 | 0.5 | 0.5 | 0.6 | 0.6 | 0 | 0 | 0 | 0 | 0 | 0 | 0 | 0 | 0 | 0 | 0 | 0 | 0 | 0.1 | 0.1 | 0.1 | 0.1 | 0.1 | 0.1 | 0.1 | 0.1 | 0.1 | 0.1 | 0.2 | 0.2 | 0.2 | 0.2 | 0.2 | 0.2 | 0.3
PSS | WEM EAST T1 | 0 | 0 | 0 | 0 | 0 | 0 | 0 | 0 | 0 | 0 | 0 | 0 | 0 | 0 | 0 | 0 | 0 | 0 | 0 | 0 | 0 | 0 | 0 | 0 | 0 | 0 | 0 | 0 | 0 | 0 | 0 | 0 | 0 | 0 | 0 | 0 | 0 | 0 | 0 | 0.1 | 0.1 | 0.1 | 0.1 | 0.1 | 0.1 | 0.2 | 0.2 | 0.2 | 0.2 | 0.3 | 0.3 | 0.3 | 0.3 | 0.4 | 0.4 | 0.5 | 0.5 | 0.5 | 0.6 | 0.6 | 0 | 0 | 0 | 0 | 0 | 0 | 0 | 0 | 0 | 0 | 0 | 0 | 0 | 0 | 0 | 0 | 0 | 0 | 0 | 0 | 0 | 0 | 0 | 0 | 0 | 0 | 0 | 0 | 0 | 0 | 0 | 0 | 0 | 0 | 0 | 0 | 0 | 0 | 0.1 | 0.1 | 0.1 | 0.1 | 0.1 | 0.2 | 0.2 | 0.2 | 0.2 | 0.3 | 0.3 | 0.3 | 0.3 | 0.4 | 0.4 | 0.5 | 0.5 | 0.5 | 0.6 | 0.6 | 0.7 | 0.7 | 0 | 0 | 0 | 0 | 0 | 0 | 0 | 0 | 0 | 0 | 0 | 0 | 0.1 | 0.1 | 0.1 | 0.1 | 0.1 | 0.1 | 0.1 | 0.1 | 0.1 | 0.2 | 0.2 | 0.2 | 0.2 | 0.2 | 0.2 | 0.3 | 0.3 | 0.3
PSS | WEM T1 | 0 | 0 | 0 | 0 | 0 | 0 | 0 | 0 | 0 | 0 | 0 | 0 | 0 | 0 | 0 | 0 | 0 | 0 | 0 | 0 | 0 | 0 | 0 | 0 | 0 | 0 | 0 | 0 | 0 | 0 | 0 | 0 | 0 | 0 | 0 | 0 | 0.1 | 0.1 | 0.1 | 0.1 | 0.1 | 0.1 | 0.2 | 0.2 | 0.2 | 0.3 | 0.3 | 0.3 | 0.4 | 0.4 | 0.4 | 0.5 | 0.5 | 0.6 | 0.6 | 0.7 | 0.8 | 0.8 | 0.9 | 0.9 | 0 | 0 | 0 | 0 | 0 | 0 | 0 | 0 | 0 | 0 | 0 | 0 | 0 | 0 | 0 | 0 | 0 | 0 | 0 | 0.1 | 0.1 | 0.1 | 0.1 | 0.1 | 0.2 | 0.2 | 0.2 | 0.2 | 0.2 | 0.3 | 0 | 0 | 0 | 0 | 0 | 0 | 0.1 | 0.1 | 0.1 | 0.1 | 0.1 | 0.2 | 0.2 | 0.2 | 0.3 | 0.3 | 0.3 | 0.4 | 0.4 | 0.5 | 0.5 | 0.6 | 0.6 | 0.7 | 0.7 | 0.8 | 0.9 | 0.9 | 1 | 1.1 | 0 | 0 | 0 | 0 | 0 | 0 | 0 | 0 | 0 | 0.1 | 0.1 | 0.1 | 0.1 | 0.1 | 0.1 | 0.1 | 0.1 | 0.2 | 0.2 | 0.2 | 0.3 | 0.3 | 0.3 | 0.4 | 0.4 | 0.4 | 0.5 | 0.5 | 0.6 | 0.6
PSS | WERVIN T1 | 0 | 0 | 0 | 0 | 0 | 0 | 0 | 0 | 0 | 0 | 0 | 0 | 0 | 0 | 0 | 0 | 0 | 0 | 0 | 0 | 0 | 0 | 0 | 0 | 0 | 0 | 0 | 0 | 0 | 0 | 0 | 0 | 0 | 0 | 0 | 0 | 0 | 0 | 0.1 | 0.1 | 0.1 | 0.1 | 0.1 | 0.1 | 0.2 | 0.2 | 0.2 | 0.3 | 0.3 | 0.3 | 0.3 | 0.4 | 0.4 | 0.5 | 0.5 | 0.5 | 0.6 | 0.6 | 0.7 | 0.7 | 0 | 0 | 0 | 0 | 0 | 0 | 0 | 0 | 0 | 0 | 0 | 0 | 0 | 0 | 0 | 0 | 0 | 0 | 0 | 0 | 0 | 0 | 0 | 0 | 0 | 0 | 0.1 | 0.1 | 0.1 | 0.1 | 0 | 0 | 0 | 0 | 0 | 0 | 0 | 0.1 | 0.1 | 0.1 | 0.1 | 0.1 | 0.1 | 0.2 | 0.2 | 0.2 | 0.3 | 0.3 | 0.3 | 0.4 | 0.4 | 0.4 | 0.5 | 0.5 | 0.6 | 0.6 | 0.7 | 0.7 | 0.8 | 0.8 | 0 | 0 | 0 | 0 | 0 | 0 | 0 | 0 | 0 | 0 | 0 | 0.1 | 0.1 | 0.1 | 0.1 | 0.1 | 0.1 | 0.1 | 0.1 | 0.2 | 0.2 | 0.2 | 0.2 | 0.2 | 0.3 | 0.3 | 0.3 | 0.4 | 0.4 | 0.4
PSS | WEST FELTON T1 | 0 | 0 | 0 | 0 | 0 | 0 | 0 | 0 | 0 | 0 | 0 | 0 | 0 | 0 | 0 | 0 | 0 | 0 | 0 | 0 | 0 | 0 | 0 | 0 | 0 | 0 | 0 | 0 | 0 | 0 | 0 | 0 | 0 | 0 | 0 | 0 | 0 | 0 | 0 | 0 | 0.1 | 0.1 | 0.1 | 0.1 | 0.1 | 0.1 | 0.1 | 0.1 | 0.1 | 0.2 | 0.2 | 0.2 | 0.2 | 0.2 | 0.2 | 0.3 | 0.3 | 0.3 | 0.3 | 0.3 | 0 | 0 | 0 | 0 | 0 | 0 | 0 | 0 | 0 | 0 | 0 | 0 | 0 | 0 | 0 | 0 | 0 | 0 | 0 | 0 | 0 | 0 | 0 | 0 | 0 | 0 | 0 | 0 | 0 | 0 | 0 | 0 | 0 | 0 | 0 | 0 | 0 | 0 | 0 | 0 | 0 | 0.1 | 0.1 | 0.1 | 0.1 | 0.1 | 0.1 | 0.1 | 0.2 | 0.2 | 0.2 | 0.2 | 0.2 | 0.2 | 0.3 | 0.3 | 0.3 | 0.3 | 0.4 | 0.4 | 0 | 0 | 0 | 0 | 0 | 0 | 0 | 0 | 0 | 0 | 0 | 0 | 0 | 0 | 0 | 0 | 0.1 | 0.1 | 0.1 | 0.1 | 0.1 | 0.1 | 0.1 | 0.1 | 0.1 | 0.1 | 0.1 | 0.1 | 0.2 | 0.2
PSS | WESTON T1 | 0 | 0 | 0 | 0 | 0 | 0 | 0 | 0 | 0 | 0 | 0 | 0 | 0 | 0 | 0 | 0 | 0 | 0 | 0 | 0 | 0 | 0 | 0 | 0 | 0 | 0 | 0 | 0 | 0 | 0 | 0 | 0 | 0 | 0 | 0 | 0.1 | 0.1 | 0.1 | 0.1 | 0.2 | 0.2 | 0.2 | 0.3 | 0.3 | 0.4 | 0.5 | 0.5 | 0.6 | 0.7 | 0.7 | 0.8 | 0.9 | 1 | 1.1 | 1.2 | 1.3 | 1.4 | 1.5 | 1.6 | 1.7 | 0 | 0 | 0 | 0 | 0 | 0 | 0 | 0 | 0.1 | 0.1 | 0.1 | 0.1 | 0.1 | 0.2 | 0.2 | 0.2 | 0.2 | 0.2 | 0.3 | 0.3 | 0.3 | 0.3 | 0.4 | 0.4 | 0.4 | 0.4 | 0.4 | 0.5 | 0.5 | 0.5 | 0 | 0 | 0 | 0 | 0 | 0.1 | 0.1 | 0.1 | 0.2 | 0.2 | 0.2 | 0.3 | 0.3 | 0.4 | 0.5 | 0.5 | 0.6 | 0.7 | 0.8 | 0.9 | 0.9 | 1 | 1.1 | 1.2 | 1.4 | 1.5 | 1.6 | 1.7 | 1.8 | 2 | 0 | 0 | 0 | 0 | 0 | 0 | 0 | 0.1 | 0.1 | 0.1 | 0.1 | 0.2 | 0.2 | 0.2 | 0.3 | 0.3 | 0.4 | 0.4 | 0.5 | 0.5 | 0.6 | 0.6 | 0.7 | 0.7 | 0.8 | 0.8 | 0.9 | 1 | 1 | 1.1
PSS | WHEELOCK T1 | 0 | 0 | 0 | 0 | 0 | 0 | 0 | 0 | 0 | 0 | 0 | 0 | 0 | 0 | 0 | 0 | 0 | 0 | 0 | 0 | 0 | 0 | 0 | 0 | 0 | 0 | 0 | 0 | 0 | 0 | 0 | 0 | 0 | 0 | 0 | 0 | 0.1 | 0.1 | 0.1 | 0.1 | 0.2 | 0.2 | 0.2 | 0.3 | 0.3 | 0.4 | 0.4 | 0.5 | 0.5 | 0.6 | 0.6 | 0.7 | 0.8 | 0.8 | 0.9 | 1 | 1 | 1.1 | 1.2 | 1.3 | 0 | 0 | 0 | 0 | 0 | 0 | 0 | 0 | 0 | 0 | 0 | 0 | 0.1 | 0.1 | 0.1 | 0.1 | 0.1 | 0.2 | 0.2 | 0.2 | 0.2 | 0.2 | 0.3 | 0.3 | 0.3 | 0.3 | 0.4 | 0.4 | 0.4 | 0.4 | 0 | 0 | 0 | 0 | 0 | 0.1 | 0.1 | 0.1 | 0.1 | 0.2 | 0.2 | 0.2 | 0.3 | 0.3 | 0.4 | 0.4 | 0.5 | 0.5 | 0.6 | 0.7 | 0.7 | 0.8 | 0.9 | 1 | 1 | 1.1 | 1.2 | 1.3 | 1.4 | 1.5 | 0 | 0 | 0 | 0 | 0 | 0 | 0 | 0 | 0.1 | 0.1 | 0.1 | 0.1 | 0.1 | 0.2 | 0.2 | 0.2 | 0.3 | 0.3 | 0.3 | 0.4 | 0.4 | 0.5 | 0.5 | 0.6 | 0.6 | 0.7 | 0.7 | 0.8 | 0.8 | 0.9
PSS | WHITCHURCH T1 | 0 | 0 | 0 | 0 | 0 | 0 | 0 | 0 | 0 | 0 | 0 | 0 | 0 | 0 | 0 | 0 | 0 | 0 | 0 | 0 | 0 | 0 | 0 | 0 | 0 | 0 | 0 | 0 | 0 | 0 | 0 | 0 | 0 | 0 | 0 | 0 | 0.1 | 0.1 | 0.1 | 0.1 | 0.1 | 0.2 | 0.2 | 0.2 | 0.2 | 0.3 | 0.3 | 0.4 | 0.4 | 0.4 | 0.5 | 0.5 | 0.6 | 0.7 | 0.7 | 0.8 | 0.8 | 0.9 | 1 | 1 | 0 | 0 | 0 | 0 | 0 | 0 | 0 | 0 | 0 | 0 | 0 | 0 | 0 | 0 | 0 | 0 | 0 | 0.1 | 0.1 | 0.1 | 0.1 | 0.1 | 0.2 | 0.2 | 0.2 | 0.2 | 0.2 | 0.3 | 0.3 | 0.3 | 0 | 0 | 0 | 0 | 0 | 0 | 0.1 | 0.1 | 0.1 | 0.1 | 0.1 | 0.2 | 0.2 | 0.2 | 0.3 | 0.3 | 0.4 | 0.4 | 0.5 | 0.5 | 0.6 | 0.6 | 0.7 | 0.8 | 0.8 | 0.9 | 1 | 1 | 1.1 | 1.2 | 0 | 0 | 0 | 0 | 0 | 0 | 0 | 0 | 0 | 0.1 | 0.1 | 0.1 | 0.1 | 0.1 | 0.1 | 0.1 | 0.2 | 0.2 | 0.2 | 0.3 | 0.3 | 0.3 | 0.4 | 0.4 | 0.5 | 0.5 | 0.5 | 0.6 | 0.6 | 0.7
PSS | WIMPEYS PANT QUARRY T1 / WIMPEYS PANT QUARRY T2 | 0 | 0 | 0 | 0 | 0 | 0 | 0 | 0 | 0 | 0 | 0 | 0 | 0 | 0 | 0 | 0 | 0 | 0 | 0 | 0 | 0 | 0 | 0 | 0 | 0 | 0 | 0 | 0 | 0 | 0 | 0 | 0 | 0 | 0 | 0 | 0 | 0 | 0.1 | 0.1 | 0.1 | 0.1 | 0.1 | 0.2 | 0.2 | 0.2 | 0.2 | 0.3 | 0.3 | 0.3 | 0.4 | 0.4 | 0.4 | 0.5 | 0.5 | 0.6 | 0.6 | 0.7 | 0.7 | 0.8 | 0.8 | 0 | 0 | 0 | 0 | 0 | 0 | 0 | 0 | 0 | 0 | 0 | 0 | 0 | 0 | 0 | 0 | 0 | 0 | 0 | 0 | 0 | 0.1 | 0.1 | 0.1 | 0.1 | 0.1 | 0.2 | 0.2 | 0.2 | 0.2 | 0 | 0 | 0 | 0 | 0 | 0 | 0.1 | 0.1 | 0.1 | 0.1 | 0.1 | 0.2 | 0.2 | 0.2 | 0.2 | 0.3 | 0.3 | 0.3 | 0.4 | 0.4 | 0.5 | 0.5 | 0.6 | 0.6 | 0.7 | 0.7 | 0.8 | 0.8 | 0.9 | 1 | 0 | 0 | 0 | 0 | 0 | 0 | 0 | 0 | 0 | 0 | 0.1 | 0.1 | 0.1 | 0.1 | 0.1 | 0.1 | 0.1 | 0.1 | 0.2 | 0.2 | 0.2 | 0.3 | 0.3 | 0.3 | 0.4 | 0.4 | 0.4 | 0.5 | 0.5 | 0.5
PSS | WINCHAM T1 | 0 | 0 | 0 | 0 | 0 | 0 | 0 | 0 | 0 | 0 | 0 | 0 | 0 | 0 | 0 | 0 | 0 | 0 | 0 | 0 | 0 | 0 | 0 | 0 | 0 | 0 | 0 | 0 | 0 | 0 | 0 | 0 | 0 | 0 | 0 | 0 | 0 | 0 | 0 | 0 | 0 | 0 | 0 | 0 | 0.1 | 0.1 | 0.1 | 0.1 | 0.1 | 0.1 | 0.1 | 0.1 | 0.1 | 0.1 | 0.2 | 0.2 | 0.2 | 0.2 | 0.2 | 0.2 | 0 | 0 | 0 | 0 | 0 | 0 | 0 | 0 | 0 | 0 | 0 | 0 | 0 | 0 | 0 | 0 | 0 | 0 | 0 | 0 | 0 | 0 | 0 | 0 | 0 | 0 | 0 | 0 | 0 | 0 | 0 | 0 | 0 | 0 | 0 | 0 | 0 | 0 | 0 | 0 | 0 | 0 | 0 | 0.1 | 0.1 | 0.1 | 0.1 | 0.1 | 0.1 | 0.1 | 0.1 | 0.1 | 0.2 | 0.2 | 0.2 | 0.2 | 0.2 | 0.2 | 0.3 | 0.3 | 0 | 0 | 0 | 0 | 0 | 0 | 0 | 0 | 0 | 0 | 0 | 0 | 0 | 0 | 0 | 0 | 0 | 0 | 0 | 0 | 0.1 | 0.1 | 0.1 | 0.1 | 0.1 | 0.1 | 0.1 | 0.1 | 0.1 | 0.1
PSS | WISTASTON HALL T1 | 0 | 0 | 0 | 0 | 0 | 0 | 0 | 0 | 0 | 0 | 0 | 0 | 0 | 0 | 0 | 0 | 0 | 0 | 0 | 0 | 0 | 0 | 0 | 0 | 0 | 0 | 0 | 0 | 0 | 0 | 0 | 0 | 0 | 0 | 0 | 0.1 | 0.1 | 0.1 | 0.1 | 0.2 | 0.2 | 0.2 | 0.3 | 0.3 | 0.4 | 0.4 | 0.5 | 0.5 | 0.6 | 0.7 | 0.7 | 0.8 | 0.9 | 1 | 1.1 | 1.1 | 1.2 | 1.3 | 1.4 | 1.5 | 0 | 0 | 0 | 0 | 0 | 0 | 0 | 0 | 0 | 0.1 | 0.1 | 0.1 | 0.1 | 0.1 | 0.2 | 0.2 | 0.2 | 0.2 | 0.2 | 0.3 | 0.3 | 0.3 | 0.3 | 0.4 | 0.4 | 0.4 | 0.4 | 0.4 | 0.5 | 0.5 | 0 | 0 | 0 | 0 | 0 | 0.1 | 0.1 | 0.1 | 0.1 | 0.2 | 0.2 | 0.3 | 0.3 | 0.4 | 0.4 | 0.5 | 0.5 | 0.6 | 0.7 | 0.8 | 0.8 | 0.9 | 1 | 1.1 | 1.2 | 1.3 | 1.4 | 1.5 | 1.7 | 1.8 | 0 | 0 | 0 | 0 | 0 | 0 | 0 | 0.1 | 0.1 | 0.1 | 0.1 | 0.2 | 0.2 | 0.2 | 0.3 | 0.3 | 0.3 | 0.4 | 0.4 | 0.5 | 0.5 | 0.6 | 0.6 | 0.7 | 0.7 | 0.8 | 0.8 | 0.9 | 0.9 | 1
PSS | WRENBURY FRITH T1 | 0 | 0 | 0 | 0 | 0 | 0 | 0 | 0 | 0 | 0 | 0 | 0 | 0 | 0 | 0 | 0 | 0 | 0 | 0 | 0 | 0 | 0 | 0 | 0 | 0 | 0 | 0 | 0 | 0 | 0 | 0 | 0 | 0 | 0 | 0 | 0 | 0 | 0 | 0 | 0.1 | 0.1 | 0.1 | 0.1 | 0.1 | 0.1 | 0.1 | 0.1 | 0.2 | 0.2 | 0.2 | 0.2 | 0.2 | 0.3 | 0.3 | 0.3 | 0.3 | 0.3 | 0.4 | 0.4 | 0.4 | 0 | 0 | 0 | 0 | 0 | 0 | 0 | 0 | 0 | 0 | 0 | 0 | 0 | 0 | 0 | 0 | 0 | 0 | 0 | 0 | 0 | 0 | 0 | 0 | 0 | 0 | 0 | 0 | 0 | 0 | 0 | 0 | 0 | 0 | 0 | 0 | 0 | 0 | 0 | 0 | 0.1 | 0.1 | 0.1 | 0.1 | 0.1 | 0.1 | 0.1 | 0.2 | 0.2 | 0.2 | 0.2 | 0.2 | 0.3 | 0.3 | 0.3 | 0.4 | 0.4 | 0.4 | 0.4 | 0.5 | 0 | 0 | 0 | 0 | 0 | 0 | 0 | 0 | 0 | 0 | 0 | 0 | 0 | 0.1 | 0.1 | 0.1 | 0.1 | 0.1 | 0.1 | 0.1 | 0.1 | 0.1 | 0.1 | 0.1 | 0.2 | 0.2 | 0.2 | 0.2 | 0.2 | 0.2
PSS | YOCKINGS GATE T1 | 0 | 0 | 0 | 0 | 0 | 0 | 0 | 0 | 0 | 0 | 0 | 0 | 0 | 0 | 0 | 0 | 0 | 0 | 0 | 0 | 0 | 0 | 0 | 0 | 0 | 0 | 0 | 0 | 0 | 0 | 0 | 0 | 0 | 0 | 0 | 0 | 0 | 0 | 0 | 0 | 0.1 | 0.1 | 0.1 | 0.1 | 0.1 | 0.1 | 0.2 | 0.2 | 0.2 | 0.2 | 0.2 | 0.3 | 0.3 | 0.3 | 0.4 | 0.4 | 0.4 | 0.5 | 0.5 | 0.5 | 0 | 0 | 0 | 0 | 0 | 0 | 0 | 0 | 0 | 0 | 0 | 0 | 0 | 0 | 0 | 0 | 0 | 0 | 0 | 0 | 0 | 0 | 0 | 0 | 0 | 0 | 0 | 0 | 0 | 0 | 0 | 0 | 0 | 0 | 0 | 0 | 0 | 0 | 0 | 0.1 | 0.1 | 0.1 | 0.1 | 0.1 | 0.1 | 0.1 | 0.2 | 0.2 | 0.2 | 0.2 | 0.3 | 0.3 | 0.3 | 0.4 | 0.4 | 0.4 | 0.5 | 0.5 | 0.6 | 0.6 | 0 | 0 | 0 | 0 | 0 | 0 | 0 | 0 | 0 | 0 | 0 | 0 | 0 | 0.1 | 0.1 | 0.1 | 0.1 | 0.1 | 0.1 | 0.1 | 0.1 | 0.1 | 0.1 | 0.2 | 0.2 | 0.2 | 0.2 | 0.2 | 0.2 | 0.3
PSS | YSBYTY GLAN CLWYD T1 | 0 | 0 | 0 | 0 | 0 | 0 | 0 | 0 | 0 | 0 | 0 | 0 | 0 | 0 | 0 | 0 | 0 | 0 | 0 | 0 | 0 | 0 | 0 | 0 | 0 | 0 | 0 | 0 | 0 | 0 | 0 | 0 | 0 | 0 | 0 | 0 | 0 | 0 | 0 | 0 | 0 | 0 | 0 | 0 | 0 | 0.1 | 0.1 | 0.1 | 0.1 | 0.1 | 0.1 | 0.1 | 0.1 | 0.1 | 0.1 | 0.1 | 0.2 | 0.2 | 0.2 | 0.2 | 0 | 0 | 0 | 0 | 0 | 0 | 0 | 0 | 0 | 0 | 0 | 0 | 0 | 0 | 0 | 0 | 0 | 0 | 0 | 0 | 0 | 0 | 0 | 0 | 0 | 0 | 0 | 0 | 0 | 0 | 0 | 0 | 0 | 0 | 0 | 0 | 0 | 0 | 0 | 0 | 0 | 0 | 0 | 0 | 0.1 | 0.1 | 0.1 | 0.1 | 0.1 | 0.1 | 0.1 | 0.1 | 0.1 | 0.1 | 0.2 | 0.2 | 0.2 | 0.2 | 0.2 | 0.2 | 0 | 0 | 0 | 0 | 0 | 0 | 0 | 0 | 0 | 0 | 0 | 0 | 0 | 0 | 0 | 0 | 0 | 0 | 0 | 0 | 0 | 0 | 0.1 | 0.1 | 0.1 | 0.1 | 0.1 | 0.1 | 0.1 | 0.1
GSP | BIRKENHEAD | 0 | 0.1 | 0.2 | 0.3 | 0.7 | 2.9 | 3.8 | 4.8 | 5.6 | 6.8 | 7.3 | 8.8 | 10.1 | 11.7 | 12.9 | 14.2 | 15.1 | 15.9 | 16.9 | 21.1 | 22.8 | 23.8 | 25.7 | 26.8 | 28.4 | 29.6 | 30.5 | 31.6 | 32.5 | 33.4 | 0 | 5 | 16.2 | 30.2 | 46.5 | 69.8 | 81.3 | 93 | 96.2 | 98.8 | 101.4 | 104 | 106.5 | 108.4 | 111.1 | 112.7 | 114.3 | 116.2 | 118.5 | 120.9 | 123 | 125.6 | 128 | 130.5 | 132.9 | 135.3 | 137.8 | 140.2 | 142.5 | 144.9 | 0 | 0.1 | 0.2 | 0.4 | 2.3 | 3.7 | 5.2 | 8.2 | 9 | 10.6 | 11.2 | 12.5 | 15.7 | 16.9 | 18.7 | 20.1 | 21.8 | 23 | 24.1 | 25.2 | 26.9 | 28.3 | 29.3 | 30.2 | 31.6 | 32.3 | 33.5 | 34.2 | 35 | 35.7 | 0 | 7.1 | 16.7 | 30.3 | 46.6 | 69.9 | 81.9 | 93.9 | 96.1 | 99.3 | 100.2 | 102.2 | 105 | 106.5 | 107.8 | 109.6 | 112.2 | 114.5 | 117.3 | 120.2 | 122.9 | 125.5 | 128 | 130.6 | 133.4 | 136.1 | 138.7 | 141.5 | 144.2 | 146.9 | 0 | 11.6 | 16.9 | 23.3 | 29.2 | 35 | 41.3 | 47.3 | 47.7 | 48.2 | 48.7 | 49.2 | 49.8 | 50.5 | 51.2 | 51.9 | 52.7 | 53.6 | 54.4 | 55.3 | 56.3 | 57.4 | 58.4 | 59.6 | 60.8 | 62 | 63.2 | 64.5 | 65.9 | 67.3
GSP | CAPENHURST | 20 | 20.1 | 20.1 | 20.1 | 20.2 | 23.2 | 23.3 | 26.4 | 27.8 | 29.2 | 31.1 | 35.8 | 37.2 | 40.1 | 41.3 | 43.1 | 44.2 | 46.2 | 46.8 | 58.8 | 60.3 | 61.5 | 62.2 | 63.4 | 66.3 | 67.3 | 68 | 69.5 | 70.4 | 71.6 | 20 | 31.7 | 73.5 | 129.6 | 199.3 | 299 | 348.6 | 398.5 | 408.3 | 417.2 | 425.7 | 433.9 | 441.7 | 448.6 | 455.9 | 461.7 | 467.3 | 472.8 | 478.4 | 483.6 | 488.4 | 493.1 | 497.5 | 501.5 | 505.2 | 508.5 | 511.5 | 514.1 | 516.4 | 518.2 | 20 | 20.1 | 20.1 | 20.2 | 20.6 | 20.8 | 29 | 35.2 | 37.4 | 41.1 | 42.6 | 44.4 | 54.8 | 57.5 | 60.3 | 63.5 | 65.8 | 68.6 | 70 | 71.8 | 73.4 | 76.3 | 78.3 | 79.7 | 80.6 | 81.7 | 84 | 84.9 | 85.6 | 86.5 | 20 | 34.5 | 75.4 | 132.2 | 203.4 | 305.1 | 356.2 | 407.3 | 416.3 | 425.9 | 432.9 | 440.6 | 448.8 | 455.3 | 461.1 | 467.5 | 474 | 480 | 486.1 | 491.9 | 497.2 | 502.1 | 506.4 | 510.6 | 514.5 | 518.1 | 521.2 | 524.1 | 526.6 | 528.7 | 20 | 53.1 | 79.2 | 106.4 | 133 | 159.5 | 186.5 | 213.2 | 213.6 | 213.9 | 214.3 | 214.7 | 215.1 | 215.6 | 216.1 | 216.6 | 217.2 | 217.8 | 218.4 | 219.1 | 219.8 | 220.6 | 221.3 | 222.1 | 223 | 223.9 | 224.8 | 225.7 | 226.7 | 227.7
GSP | CARRINGTON - FIDDLERS FERRY | 0 | 0.1 | 6.5 | 18.6 | 31.4 | 48.2 | 56.1 | 64.3 | 65.9 | 67.4 | 68.9 | 70.3 | 71.6 | 72.9 | 74.2 | 75.4 | 76.5 | 77.6 | 78.7 | 79.7 | 80.6 | 81.5 | 82.2 | 83.1 | 83.8 | 85.1 | 86.9 | 89.3 | 91.1 | 93.1 | 0 | 3 | 12 | 22.9 | 35.3 | 52.9 | 61.6 | 70.7 | 73.6 | 75.9 | 88.6 | 101.4 | 107.2 | 121.5 | 126.1 | 133.9 | 141.4 | 148.4 | 154.3 | 160.5 | 166.8 | 173.5 | 178.3 | 182.4 | 186.6 | 191.6 | 198.3 | 202.5 | 206.6 | 210.4 | 0 | 0.1 | 8.7 | 20.4 | 33.1 | 49.5 | 57.9 | 66.2 | 68 | 69.6 | 71.3 | 72.9 | 74.5 | 76 | 77.5 | 79.1 | 80.4 | 81.9 | 83.2 | 84.4 | 85.5 | 86.7 | 87.9 | 89.1 | 89.9 | 91 | 93.1 | 94.4 | 95.9 | 97 | 0 | 5.4 | 12.9 | 23.8 | 36.6 | 54.9 | 64.5 | 74.2 | 76.2 | 91.6 | 106.6 | 116.9 | 123.5 | 132.9 | 144.2 | 152.2 | 158.4 | 165 | 171.2 | 177.9 | 183.2 | 188.1 | 193.5 | 198.1 | 202.8 | 207.1 | 211.9 | 216.3 | 220.7 | 225.1 | 0 | 16.9 | 24.8 | 33.9 | 42.5 | 51 | 59.9 | 68.7 | 69.3 | 69.9 | 70.6 | 71.3 | 72.1 | 78.2 | 81.3 | 85.2 | 89.1 | 92.5 | 95.3 | 98.3 | 102 | 105.7 | 108.3 | 110.5 | 113.3 | 115.9 | 119.8 | 122.2 | 124.6 | 127
GSP | CELLARHEAD | 0 | 0 | 0 | 3 | 8.9 | 19.6 | 21.4 | 26.3 | 28 | 30.2 | 32.2 | 37.5 | 39.2 | 42.5 | 44.1 | 46.3 | 47.5 | 49.6 | 50.7 | 64 | 66.1 | 67.4 | 68.6 | 70.1 | 73.4 | 74.6 | 75.4 | 77.1 | 78 | 79.3 | 0 | 0.1 | 3 | 9.1 | 24.9 | 35.9 | 40.6 | 42.9 | 56.7 | 71.1 | 90.5 | 103.3 | 108.1 | 117.2 | 120.9 | 123.9 | 127 | 130.5 | 134.2 | 138.2 | 141.9 | 146.9 | 150.2 | 153.1 | 155.9 | 159.3 | 164.4 | 167.1 | 169.7 | 172.1 | 0 | 0 | 0 | 6.5 | 14.8 | 18.3 | 29.2 | 36.3 | 38.6 | 42.6 | 44.1 | 46.3 | 57.5 | 60.4 | 63.8 | 67.3 | 70.1 | 73.2 | 74.9 | 76.9 | 79.2 | 82.3 | 84.4 | 85.9 | 87.2 | 88.5 | 90.9 | 91.9 | 92.8 | 93.6 | 0 | 1.5 | 5.8 | 14 | 21.2 | 31.4 | 44.1 | 63.3 | 79.9 | 106.3 | 112.8 | 118.7 | 123.6 | 127.4 | 131.2 | 135.1 | 139.1 | 142.8 | 147.5 | 152.7 | 156.3 | 159.4 | 162.3 | 165.2 | 168.3 | 171.1 | 173.9 | 176.6 | 179.3 | 181.9 | 0 | 4.6 | 7 | 12.8 | 24.7 | 26.9 | 35.1 | 39.8 | 46.6 | 54.5 | 63.4 | 69.3 | 75.5 | 79.5 | 81.4 | 83 | 84.3 | 86 | 87.5 | 89.2 | 90.9 | 93.8 | 95.6 | 97 | 98.3 | 100.1 | 103 | 104.5 | 106 | 107.4
GSP | CONNAHS QUAY - PENTIR - ST ASAPH | 0 | 5.7 | 58.6 | 109 | 170.4 | 256.7 | 299.4 | 342.4 | 350.1 | 357.5 | 364.6 | 371.3 | 377.7 | 383.7 | 389.4 | 394.8 | 399.8 | 404.5 | 408.7 | 412.7 | 416.3 | 419.6 | 422.5 | 425.2 | 427.5 | 429.4 | 431 | 432.3 | 433.2 | 433.8 | 0 | 26.9 | 63.2 | 111.8 | 172 | 258.1 | 301.1 | 344.5 | 353.6 | 361.9 | 369.9 | 377.8 | 385.4 | 392.2 | 399.5 | 405.5 | 411.4 | 417.3 | 423.4 | 429.3 | 434.9 | 440.6 | 446 | 451.2 | 456.2 | 460.9 | 465.5 | 469.8 | 473.8 | 477.6 | 0 | 18 | 60.5 | 110.2 | 171.2 | 256.8 | 299.7 | 342.6 | 350.4 | 357.9 | 365.1 | 371.9 | 378.3 | 384.5 | 390.2 | 395.7 | 400.8 | 405.8 | 410.4 | 414.6 | 418.4 | 422.1 | 425.5 | 428.5 | 430.9 | 433.4 | 435.5 | 437.3 | 438.7 | 439.7 | 0 | 29 | 63.7 | 111.9 | 172.2 | 258.3 | 301.9 | 345.5 | 353.7 | 362.7 | 369.1 | 376.5 | 384.5 | 391 | 396.8 | 403.4 | 410.3 | 416.7 | 423.5 | 430 | 436.3 | 442.3 | 447.9 | 453.5 | 458.9 | 464.2 | 469.2 | 474 | 478.6 | 483 | 0 | 85.6 | 127.8 | 171.3 | 214.3 | 257.2 | 300.6 | 343.7 | 344.4 | 345.1 | 345.8 | 346.6 | 347.5 | 348.4 | 349.4 | 350.5 | 351.7 | 353 | 354.3 | 355.8 | 357.3 | 358.9 | 360.6 | 362.4 | 364.2 | 366.1 | 368.2 | 370.3 | 372.4 | 374.7
GSP | FRODSHAM - INCE | 20 | 20 | 20 | 28.5 | 46.6 | 71.1 | 82.8 | 94.8 | 96.9 | 99 | 100.9 | 102.7 | 104.5 | 106.1 | 107.7 | 109.1 | 110.5 | 111.7 | 112.9 | 114 | 114.9 | 115.8 | 116.5 | 117.3 | 117.8 | 118.3 | 118.7 | 119 | 119.2 | 119.3 | 20 | 20 | 20.1 | 31.7 | 48.8 | 73.2 | 85.1 | 97.2 | 100.1 | 102.3 | 104.5 | 106.6 | 108.6 | 109.9 | 112 | 112.8 | 113.7 | 114.8 | 116.2 | 117.5 | 118.7 | 120.1 | 121.4 | 122.7 | 123.9 | 125 | 126.1 | 127 | 127.9 | 128.6 | 20 | 20 | 20 | 29.9 | 47.8 | 71.7 | 83.7 | 95.7 | 97.8 | 99.9 | 101.9 | 103.8 | 105.5 | 107.3 | 108.8 | 110.4 | 111.8 | 113.2 | 114.4 | 115.5 | 116.4 | 117.5 | 118.4 | 119.2 | 119.7 | 120.3 | 120.9 | 121.3 | 121.5 | 121.8 | 20 | 44 | 95.7 | 167.3 | 257.4 | 386.1 | 450.6 | 515 | 526.2 | 537.8 | 546.5 | 556 | 565.6 | 573.6 | 580.6 | 588 | 595.4 | 602.2 | 608.9 | 615.1 | 620.8 | 625.8 | 630.1 | 634.2 | 637.8 | 640.9 | 643.4 | 645.5 | 647.1 | 648.2 | 20 | 24.1 | 35.6 | 48.2 | 60.3 | 72.2 | 84.6 | 96.6 | 96.8 | 96.9 | 97.1 | 97.2 | 97.4 | 97.6 | 97.8 | 98 | 98.2 | 98.5 | 98.7 | 99 | 99.3 | 99.6 | 99.9 | 100.3 | 100.6 | 100.9 | 101.3 | 101.7 | 102.1 | 102.5
GSP | KIRKBY | 0 | 0.2 | 0.3 | 0.4 | 1.1 | 3.6 | 4.7 | 5.8 | 6.9 | 8.3 | 9 | 10.8 | 12.8 | 15.2 | 17 | 19 | 20.3 | 21.4 | 23 | 28.9 | 31.6 | 33 | 36.1 | 37.7 | 40 | 41.9 | 43.3 | 44.8 | 46 | 47.4 | 0 | 20.9 | 50.4 | 89.5 | 137.7 | 206.5 | 240.9 | 275.5 | 283 | 289.6 | 296.1 | 302.5 | 308.6 | 313.9 | 319.8 | 324.5 | 329.1 | 333.8 | 338.6 | 343.4 | 347.8 | 352.5 | 356.9 | 361.1 | 365.2 | 369.1 | 372.9 | 376.4 | 379.7 | 382.9 | 0 | 12 | 47.6 | 87.7 | 136.7 | 204.9 | 239.2 | 273.5 | 279.9 | 286 | 291.9 | 297.5 | 302.8 | 307.8 | 312.6 | 317.1 | 321.3 | 325.3 | 329 | 332.5 | 335.6 | 338.7 | 341.5 | 343.9 | 345.9 | 347.9 | 349.6 | 351.1 | 352.2 | 353.1 | 0 | 23.1 | 51.1 | 90 | 138.4 | 207.5 | 242.6 | 277.7 | 284.2 | 291.5 | 296.3 | 302.2 | 308.6 | 313.6 | 318 | 323.2 | 328.7 | 333.9 | 339.4 | 344.8 | 349.9 | 354.7 | 359.2 | 363.8 | 368.3 | 372.6 | 376.6 | 380.6 | 384.4 | 388.1 | 0 | 68.4 | 102 | 136.9 | 171.3 | 205.5 | 240.2 | 274.7 | 275.4 | 276 | 276.7 | 277.4 | 278.2 | 279.1 | 280 | 281 | 282 | 283.1 | 284.2 | 285.4 | 286.8 | 288.1 | 289.6 | 291 | 292.6 | 294.2 | 295.8 | 297.6 | 299.4 | 301.3
GSP | LEGACY | 0 | 0 | 0 | 5.3 | 11 | 25.2 | 34.1 | 41.7 | 49.5 | 60 | 63.9 | 77.4 | 81.8 | 89.2 | 93.1 | 98.2 | 101.1 | 105.5 | 108.1 | 137.1 | 142.2 | 145.3 | 149.3 | 152.6 | 159.9 | 163.1 | 165 | 168.7 | 170.8 | 173.8 | 0 | 6.8 | 20.2 | 37.2 | 57.3 | 85.9 | 100.2 | 114.6 | 118.4 | 130.1 | 165.9 | 189.5 | 198.9 | 223.5 | 230.4 | 242.4 | 253.9 | 264.6 | 273.5 | 282.5 | 291.7 | 301.8 | 308.1 | 313.3 | 318.4 | 324.8 | 334.4 | 339.3 | 343.8 | 347.9 | 0 | 0 | 2 | 9.9 | 19.3 | 33.1 | 48.1 | 64 | 68.3 | 76.7 | 79.4 | 84.5 | 105.7 | 111.5 | 119.2 | 126.1 | 133.1 | 138.6 | 142.6 | 147 | 153.3 | 159 | 162.8 | 165.6 | 169.8 | 172 | 176.6 | 178.3 | 180.2 | 181.7 | 0 | 9.1 | 20.9 | 37.7 | 58.1 | 87.1 | 101.9 | 116.9 | 126.3 | 182.1 | 207.2 | 224.2 | 234.9 | 249.9 | 267.5 | 279.8 | 289.1 | 298.9 | 308 | 318.2 | 325.5 | 331.8 | 338.8 | 344.4 | 350 | 355 | 360.4 | 365.2 | 369.7 | 374.3 | 0 | 14.7 | 21.5 | 29.5 | 38.7 | 45.7 | 58.1 | 69.2 | 82.4 | 99.2 | 115.5 | 126.8 | 138.7 | 150 | 154.3 | 160.4 | 166.2 | 171.3 | 175 | 179.2 | 184.1 | 189.5 | 192.8 | 195.3 | 198.3 | 201.4 | 206.8 | 209.4 | 212 | 214.5
GSP | LISTER DRIVE | 20 | 20 | 20 | 20 | 20.1 | 29.4 | 29.5 | 33.7 | 34.5 | 35.2 | 35.9 | 36.6 | 37.2 | 37.8 | 38.4 | 38.9 | 39.4 | 39.9 | 40.3 | 40.7 | 41.1 | 41.4 | 41.7 | 42 | 42.2 | 42.5 | 42.6 | 42.8 | 42.9 | 42.9 | 20 | 20 | 20.1 | 23.1 | 48.5 | 65.7 | 65.9 | 66 | 69.7 | 76.4 | 96.7 | 110.3 | 112.8 | 113.1 | 113.4 | 113.7 | 114.1 | 114.5 | 114.8 | 115.3 | 115.7 | 116.2 | 116.7 | 117.2 | 117.7 | 118.3 | 118.9 | 119.5 | 120.1 | 120.8 | 20 | 20 | 20 | 20 | 25.4 | 27.3 | 33.2 | 36.5 | 37.3 | 38.1 | 38.9 | 39.7 | 44.7 | 45.7 | 45.8 | 46.8 | 46.9 | 47.6 | 47.7 | 47.8 | 47.9 | 48.1 | 48.2 | 48.9 | 49 | 49.2 | 49.3 | 49.4 | 49.5 | 49.6 | 20 | 20 | 20.1 | 42 | 58.7 | 81.3 | 107.8 | 154.4 | 154.6 | 160.1 | 160.3 | 160.6 | 160.9 | 161.2 | 161.6 | 162 | 162.4 | 162.9 | 163.3 | 163.8 | 164.3 | 164.9 | 165.4 | 166.1 | 166.7 | 167.3 | 168 | 168.7 | 169.5 | 170.2 | 20 | 21.7 | 21.7 | 29 | 46.1 | 46.2 | 47.3 | 47.4 | 51.4 | 54.2 | 63.3 | 68.1 | 71.6 | 71.8 | 72 | 72.2 | 72.4 | 72.7 | 72.9 | 73.2 | 73.5 | 73.8 | 74.1 | 74.4 | 74.7 | 75.1 | 75.4 | 75.8 | 76.2 | 76.5
GSP | RAINHILL | 0 | 0.1 | 0.3 | 0.4 | 1.2 | 3.8 | 5 | 6.2 | 7.4 | 8.9 | 9.6 | 11.6 | 13.9 | 16.7 | 18.8 | 21.2 | 22.8 | 24 | 25.9 | 32.7 | 35.9 | 37.6 | 41.2 | 43 | 45.7 | 47.9 | 49.4 | 51.1 | 52.5 | 54 | 0 | 0.2 | 1.1 | 4.7 | 12.7 | 17.3 | 20.4 | 22.8 | 31.8 | 41.8 | 53.3 | 61 | 64.7 | 73.8 | 77 | 82.1 | 87 | 91.7 | 95.8 | 100.2 | 104.6 | 109.3 | 112.8 | 115.9 | 119 | 122.7 | 127.5 | 130.7 | 134 | 137.1 | 0 | 0.1 | 0.3 | 0.6 | 2.9 | 4.7 | 6.7 | 12 | 13.2 | 15.8 | 16.6 | 18.9 | 23.9 | 25.8 | 28.9 | 31.1 | 34.1 | 35.9 | 37.7 | 39.6 | 42.6 | 44.6 | 46 | 47.1 | 49.7 | 50.7 | 52.4 | 53.3 | 54.5 | 55.4 | 0 | 0.2 | 2.1 | 6 | 8.2 | 11 | 14.3 | 20.4 | 34.1 | 52.4 | 61.3 | 67.6 | 71.9 | 77.9 | 84.8 | 90 | 94.2 | 98.6 | 102.8 | 107.4 | 111.2 | 114.8 | 118.7 | 122.2 | 125.7 | 129.1 | 132.8 | 136.2 | 139.7 | 143.2 | 0 | 0.9 | 2.4 | 4.7 | 9.6 | 10.8 | 13.8 | 17.6 | 22 | 27.8 | 33 | 37.2 | 40.7 | 44.8 | 47 | 49.4 | 52.1 | 54.3 | 56.3 | 58.5 | 61.2 | 63.8 | 65.7 | 67.4 | 69.6 | 71.6 | 74.3 | 76.2 | 78.2 | 80.1
GSP | SWANSEA NORTH | 0 | 0 | 0 | 0 | 1.2 | 4.4 | 5.8 | 7.3 | 8.6 | 10.4 | 11.1 | 13.4 | 14.2 | 15.4 | 16.1 | 17 | 17.5 | 18.2 | 18.6 | 23.6 | 24.5 | 25 | 25.7 | 26.3 | 27.5 | 28.1 | 28.4 | 29 | 29.4 | 29.9 | 0 | 0 | 0 | 2.5 | 6.9 | 9.4 | 10.6 | 11.4 | 16.3 | 21.3 | 27.2 | 31.1 | 32.6 | 36.3 | 37.6 | 39 | 40.4 | 41.9 | 43.3 | 44.7 | 46.1 | 47.9 | 49 | 49.8 | 50.7 | 51.8 | 53.4 | 54.3 | 55 | 55.6 | 0 | 0 | 0 | 0.7 | 3.3 | 5.6 | 8.2 | 11 | 11.7 | 13.2 | 13.6 | 14.5 | 18.1 | 19.1 | 20.4 | 21.6 | 22.7 | 23.7 | 24.4 | 25.1 | 26.1 | 27.2 | 27.9 | 28.4 | 29 | 29.4 | 30.3 | 30.6 | 30.8 | 31.1 | 0 | 0 | 1.2 | 3.9 | 5.2 | 7 | 9 | 12.9 | 19.5 | 29.2 | 32.2 | 34.6 | 36.4 | 38.1 | 40 | 41.6 | 43 | 44.4 | 46 | 47.8 | 49 | 50 | 50.9 | 51.8 | 52.7 | 53.5 | 54.3 | 55.1 | 55.8 | 56.5 | 0 | 1.1 | 1.6 | 3.4 | 6.4 | 7.3 | 9.6 | 11.4 | 13.7 | 16.5 | 19.2 | 21.1 | 23.1 | 24.6 | 25.2 | 25.8 | 26.1 | 26.7 | 27.2 | 27.7 | 28.3 | 29.3 | 29.9 | 30.3 | 30.7 | 31.2 | 32.2 | 32.7 | 33 | 33.4
GSP | TRAWSFYNYDD | 0 | 0 | 0 | 3 | 7.4 | 17.6 | 23.7 | 29.1 | 34.5 | 41.8 | 44.5 | 53.8 | 54.9 | 58.1 | 59.1 | 61 | 61.9 | 64.6 | 64.6 | 81.1 | 81.9 | 82.9 | 82.9 | 83.4 | 86.8 | 87.3 | 87.6 | 89.3 | 89.9 | 91.1 | 0 | 0 | 2.3 | 7.1 | 19.2 | 26 | 29.4 | 32 | 43.9 | 57.1 | 72.9 | 83.3 | 87.3 | 97.7 | 100.6 | 105.4 | 109.8 | 114.1 | 117.7 | 121.3 | 125 | 129.3 | 131.8 | 133.8 | 135.7 | 138.2 | 142.2 | 144 | 145.6 | 147 | 0 | 0 | 0.3 | 6.6 | 13.5 | 23.2 | 33.8 | 41.1 | 43.6 | 47.7 | 49.3 | 51.2 | 63.4 | 66.2 | 69.3 | 72.9 | 75.4 | 78.4 | 79.8 | 81.5 | 83.2 | 86.2 | 88.1 | 89.5 | 90.1 | 91 | 93.3 | 94 | 94.4 | 95 | 0 | 2.5 | 5.8 | 12.4 | 16.7 | 22.3 | 28.5 | 40.8 | 58.2 | 83.3 | 92.7 | 99.6 | 104.1 | 109.6 | 115.9 | 120.6 | 124.3 | 128.1 | 131.9 | 136.2 | 139.2 | 141.6 | 144.1 | 146.2 | 148.4 | 150.2 | 152.1 | 153.8 | 155.3 | 156.8 | 0 | 4.5 | 7.1 | 11.5 | 20.4 | 24.4 | 31.8 | 36.8 | 42.8 | 50.3 | 57.5 | 62.1 | 68.5 | 73.1 | 74.7 | 77 | 78.7 | 80.8 | 81.9 | 83.3 | 84.7 | 87.2 | 88.5 | 89.4 | 90 | 91.1 | 93.5 | 94.3 | 95.1 | 95.9
GSP | WYLFA | 0 | 0 | 0 | 1 | 4.3 | 10.9 | 14.6 | 18 | 21.4 | 25.9 | 27.6 | 33.3 | 34.4 | 36.8 | 37.8 | 39.3 | 40 | 41.8 | 42.1 | 53.1 | 54.1 | 54.9 | 55.1 | 56.1 | 58.6 | 59.2 | 59.6 | 60.8 | 61.4 | 62.3 | 0 | 0 | 1.3 | 5.1 | 13.7 | 18.6 | 21.1 | 23 | 31.9 | 41.5 | 53 | 60.5 | 63.5 | 71.1 | 73.4 | 76.8 | 79.9 | 83 | 85.7 | 88.5 | 91.3 | 94.5 | 96.5 | 98.2 | 99.7 | 101.8 | 104.8 | 106.4 | 107.7 | 108.9 | 0 | 0 | 0 | 3.6 | 8.4 | 14.4 | 20.9 | 26.1 | 27.7 | 30.6 | 31.6 | 33.1 | 41.2 | 43.2 | 45.5 | 47.9 | 49.8 | 51.9 | 53 | 54.4 | 55.9 | 58 | 59.5 | 60.5 | 61.3 | 62.2 | 63.9 | 64.5 | 65.1 | 65.6 | 0 | 1.2 | 3.7 | 8.4 | 11.4 | 15.1 | 19.4 | 27.7 | 40.5 | 58.8 | 65.7 | 70.7 | 74.1 | 78.1 | 82.7 | 86.1 | 88.9 | 91.8 | 94.8 | 98.1 | 100.4 | 102.3 | 104.4 | 106.1 | 107.8 | 109.4 | 111 | 112.4 | 113.8 | 115.1 | 0 | 2.8 | 4.5 | 7.6 | 13.8 | 16.3 | 21.2 | 24.8 | 29.2 | 34.6 | 39.8 | 43.3 | 47.6 | 50.9 | 52.2 | 53.7 | 54.9 | 56.3 | 57.2 | 58.4 | 59.5 | 61.4 | 62.5 | 63.3 | 64 | 65 | 66.8 | 67.6 | 68.4 | 69.2